{"text_format":"1","workbook":"xlsx","n_sheets":1,"sheets":["ＢＥＬＳ(共同住宅用)"],"not_rendered":{"charts":0,"images":0,"macros":1,"external_links":0,"defined_names":21,"comments":1,"pivot_tables":0},"unopened":[],"bounds":{"document_bytes":16777216,"sheet_cells":100000,"rows_first":2000,"rows_last":500,"rows_between":2000,"halvings":0,"cell_chars":16384,"cell_head_chars":4096},"cells_cut":0,"cells_raw":0,"read":"whole","date_system":"1900"}

{"sheet":"ＢＥＬＳ(共同住宅用)","index":0,"n_rows":7199,"n_cols":407,"rows_kept":4500,"cut":true,"hidden":false,"merged":[[52,4,52,6],[51,4,51,6],[5107,6,5107,7],[5120,12,5121,13],[5118,14,5119,14],[5118,19,5119,22],[5120,19,5121,22],[5120,18,5121,18],[5118,18,5119,18],[83,4,83,6],[5118,17,5119,17],[5118,13,5119,13],[57,4,57,6],[5120,16,5121,17],[58,4,58,6],[60,4,60,6],[89,4,89,5],[66,4,66,6],[46,1,47,1],[46,4,46,6],[47,4,47,6],[48,1,51,1],[79,1,80,1],[79,4,79,6],[80,4,80,6],[62,4,62,6],[57,2,57,3],[55,4,55,6],[56,4,56,6],[47,2,47,3],[54,4,54,6],[48,4,48,6],[48,2,48,3],[50,2,50,3],[79,2,80,2],[52,2,52,3],[53,4,53,6],[53,2,53,3],[54,2,54,3],[52,1,55,1],[46,2,46,3],[56,1,59,1],[3,16,3,17],[43,2,43,3],[44,2,44,3],[45,2,45,3],[3,9,3,10],[33,2,33,3],[9,5,10,5],[36,2,36,3],[34,2,34,3],[35,2,35,3],[30,2,30,3],[31,2,31,3],[43,4,43,6],[44,4,44,6],[8,2,8,3],[5,6,6,6],[9,4,24,4],[26,2,26,3],[15,2,17,2],[9,2,11,2],[22,2,24,2],[8,1,24,1],[38,2,38,3],[32,1,39,1],[39,2,39,3],[39,5,39,6],[41,1,45,1],[27,2,27,3],[51,2,51,3],[49,2,49,3],[25,2,25,3],[32,4,32,6],[33,4,33,6],[34,4,34,6],[36,4,36,6],[37,4,37,6],[38,4,38,6],[35,5,35,6],[37,2,37,3],[49,4,49,6],[41,2,42,3],[41,4,42,6],[45,4,45,6],[28,4,31,4],[29,2,29,3],[2,1,2,12],[2,13,2,18],[5105,1,5105,5],[28,2,28,3],[84,2,84,3],[3,4,3,6],[3,7,3,8],[15,5,16,5],[3,1,3,3],[6,1,6,3],[32,2,32,3],[7,1,7,3],[5,1,5,3],[4,1,4,3],[63,4,63,6],[28,1,31,1],[25,1,27,1],[55,2,55,3],[62,2,62,3],[64,4,64,6],[50,4,50,6],[3,13,3,14],[86,2,86,3],[81,1,86,1],[5199,28,5199,29],[5103,1,5103,5],[5104,1,5104,5],[5199,17,5199,18],[5130,14,5131,15],[5118,9,5119,11],[5120,9,5121,11],[5126,9,5127,11],[5126,12,5127,13],[5126,14,5127,15],[5126,16,5127,17],[5130,9,5131,11],[5130,12,5131,12],[5130,13,5131,13],[5106,1,5106,5],[5107,1,5107,5],[5118,12,5119,12],[5103,6,5103,7],[5104,6,5104,7],[5105,6,5105,7],[5118,16,5119,16],[5122,9,5123,11],[5122,12,5123,12],[5106,6,5106,7],[60,1,62,1],[59,2,59,3],[86,4,86,6],[5120,14,5121,15],[65,4,65,6],[59,4,59,6],[81,2,81,3],[74,1,78,1],[89,2,89,3],[87,1,92,1],[5118,15,5119,15],[63,1,66,1],[63,2,66,3],[5402,5,5402,6],[85,2,85,3],[5102,1,5102,5],[82,4,82,6],[5234,1,5234,2],[5275,5,5282,5],[99,1,99,3],[5235,5,5252,5],[82,2,82,3],[5102,6,5102,7],[85,4,85,6],[5374,5,5379,5],[5374,6,5379,6],[5373,1,5373,3],[5374,1,5379,1],[5380,1,5383,1],[5384,1,5387,1],[5380,4,5383,4],[5374,2,5375,2],[5376,2,5377,2],[5378,2,5379,2],[5384,2,5385,2],[5386,2,5387,2],[5388,5,5390,5],[5217,23,5218,27],[58,2,58,3],[87,2,87,3],[88,2,88,3],[56,2,56,3],[83,2,83,3],[5126,18,5127,18],[5206,11,5206,15],[60,2,60,3],[61,2,61,3],[61,4,61,6],[5122,13,5123,13],[5122,14,5123,19],[99,5,99,6]],"bounds":{"rows_first":2000,"rows_last":500,"rows_between":2000,"halvings":0}}
[null,"Ver12.5"]
[null,{"$f":"IF(AND(COUNTIF(F5231:OQ5231,\"適判用\")>0,COUNTIF(F5231:OQ5231,\"適判用\")=COUNTIF(F6,$D$5212)+COUNTIF(H6:OQ6,$D$5209)+COUNTIF(H6:OQ6,$D$5210)),D5231,IF(AND(COUNTIF(F5231:OQ5231,\"×\")>0,COUNTIF(F5231:OQ5231,\"×\")+COUNTIF(F5231:OQ5231,\"適判用\")=COUNTIF(F6,$D$5212)+COUNTIF(H6:OQ6,$D$5209)+COUNTIF(H6:OQ6,$D$5210)),C5231,B5231))","v":"■ 【BELS】共同住宅用一次エネルギー消費量計算書（BELS評価申請書及び設計内容説明書に添付する一覧表）"}]
[null,"　住戸評価申請の記載項目（必ず記載してください）",null,null,null,null,null,null,null,null,null,null,null,"　住棟評価申請の記載項目（共用部分を除く場合は延べ面積は省略可）"]
[null,"建築物の名称",null,null,{"$f":"IF(OR(ISBLANK(H100),ISERROR(LEFT(F5225,MIN(FIND({0,1,2,3,4,5,6,7,8,9},F5225&1234567890))-1))),\"\",IF(OR(RIGHT(LEFT(F5225,MIN(FIND({0,1,2,3,4,5,6,7,8,9},F5225&1234567890))-1),1)=\"(\",RIGHT(LEFT(F5225,MIN(FIND({0,1,2,3,4,5,6,7,8,9},F5225&1234567890))-1),1)=\"（\"),LEFT(LEFT(F5225,MIN(FIND({0,1,2,3,4,5,6,7,8,9},F5225&1234567890))-1),LEN(LEFT(F5225,MIN(FIND({0,1,2,3,4,5,6,7,8,9},F5225&1234567890))-1))-1),LEFT(F5225,MIN(FIND({0,1,2,3,4,5,6,7,8,9},F5225&1234567890))-1)))","v":""},null,null,"住戸の存する\n建築物の用途",null,{"$f":"IF(ISBLANK(H100),\"\",IF(E6=$D$5210,\"入力してください\",IF(F6=\"共用部なし\",\"長屋\",IF(OR(F6=\"共用部除外\",F6=\"申請する\"),\"共同住宅\",\"\"))))","v":""},null,"地域区分",{"$f":"IF(OR(ISBLANK(H100),ISERROR(-LOOKUP(1,-LEFT(MID(SUBSTITUTE(H5237,\"区分\",\"*\",2),FIND(\"*\",SUBSTITUTE(H5237,\"区分\",\"*\",2))+1,3),ROW($1:$80))))),\"\",-LOOKUP(1,-LEFT(MID(SUBSTITUTE(H5237,\"区分\",\"*\",2),FIND(\"*\",SUBSTITUTE(H5237,\"区分\",\"*\",2))+1,3),ROW($1:$80))))","v":""},"建築物の延べ面積",null,{"$f":"IF(E6=$D$5210,\"－\",IF(OR(F6=\"共用部除外\",F6=\"共用部なし\",F6=\"\"),\"\",IF(AND(F9=\"標準入力法\",COUNTBLANK(E100)=0),-LOOKUP(1,-RIGHT(LEFT(E5237,LEN(E5237)-3),ROW($1:$80))),\"\")))","v":""},"総住戸数",null,{"$f":"IF(SUM(H7:OQ7)=0,\"\",SUM(H7:OQ7))","v":""}]
[null,"住戸名称（番号）",null,null,"住棟","共用部分","住戸合計",{"$f":"IF(ISBLANK(H100),\"\",IF(ISERROR(1*MID(H5225,MIN(FIND({0,1,2,3,4,5,6,7,8,9},H5225&1234567890)),LEN(H5225)*10-SUM(LEN(SUBSTITUTE(H5225,{0,1,2,3,4,5,6,7,8,9},))))),\"※error\",1*MID(H5225,MIN(FIND({0,1,2,3,4,5,6,7,8,9},H5225&1234567890)),LEN(H5225)*10-SUM(LEN(SUBSTITUTE(H5225,{0,1,2,3,4,5,6,7,8,9},))))&\"号室\"))","v":""},{"$f":"IF(ISBLANK(I100),\"\",IF(ISERROR(1*MID(I5225,MIN(FIND({0,1,2,3,4,5,6,7,8,9},I5225&1234567890)),LEN(I5225)*10-SUM(LEN(SUBSTITUTE(I5225,{0,1,2,3,4,5,6,7,8,9},))))),\"※error\",1*MID(I5225,MIN(FIND({0,1,2,3,4,5,6,7,8,9},I5225&1234567890)),LEN(I5225)*10-SUM(LEN(SUBSTITUTE(I5225,{0,1,2,3,4,5,6,7,8,9},))))&\"号室\"))","v":""},{"$f":"IF(ISBLANK(J100),\"\",IF(ISERROR(1*MID(J5225,MIN(FIND({0,1,2,3,4,5,6,7,8,9},J5225&1234567890)),LEN(J5225)*10-SUM(LEN(SUBSTITUTE(J5225,{0,1,2,3,4,5,6,7,8,9},))))),\"※error\",1*MID(J5225,MIN(FIND({0,1,2,3,4,5,6,7,8,9},J5225&1234567890)),LEN(J5225)*10-SUM(LEN(SUBSTITUTE(J5225,{0,1,2,3,4,5,6,7,8,9},))))&\"号室\"))","v":""},{"$f":"IF(ISBLANK(K100),\"\",IF(ISERROR(1*MID(K5225,MIN(FIND({0,1,2,3,4,5,6,7,8,9},K5225&1234567890)),LEN(K5225)*10-SUM(LEN(SUBSTITUTE(K5225,{0,1,2,3,4,5,6,7,8,9},))))),\"※error\",1*MID(K5225,MIN(FIND({0,1,2,3,4,5,6,7,8,9},K5225&1234567890)),LEN(K5225)*10-SUM(LEN(SUBSTITUTE(K5225,{0,1,2,3,4,5,6,7,8,9},))))&\"号室\"))","v":""},{"$f":"IF(ISBLANK(L100),\"\",IF(ISERROR(1*MID(L5225,MIN(FIND({0,1,2,3,4,5,6,7,8,9},L5225&1234567890)),LEN(L5225)*10-SUM(LEN(SUBSTITUTE(L5225,{0,1,2,3,4,5,6,7,8,9},))))),\"※error\",1*MID(L5225,MIN(FIND({0,1,2,3,4,5,6,7,8,9},L5225&1234567890)),LEN(L5225)*10-SUM(LEN(SUBSTITUTE(L5225,{0,1,2,3,4,5,6,7,8,9},))))&\"号室\"))","v":""},{"$f":"IF(ISBLANK(M100),\"\",IF(ISERROR(1*MID(M5225,MIN(FIND({0,1,2,3,4,5,6,7,8,9},M5225&1234567890)),LEN(M5225)*10-SUM(LEN(SUBSTITUTE(M5225,{0,1,2,3,4,5,6,7,8,9},))))),\"※error\",1*MID(M5225,MIN(FIND({0,1,2,3,4,5,6,7,8,9},M5225&1234567890)),LEN(M5225)*10-SUM(LEN(SUBSTITUTE(M5225,{0,1,2,3,4,5,6,7,8,9},))))&\"号室\"))","v":""},{"$f":"IF(ISBLANK(N100),\"\",IF(ISERROR(1*MID(N5225,MIN(FIND({0,1,2,3,4,5,6,7,8,9},N5225&1234567890)),LEN(N5225)*10-SUM(LEN(SUBSTITUTE(N5225,{0,1,2,3,4,5,6,7,8,9},))))),\"※error\",1*MID(N5225,MIN(FIND({0,1,2,3,4,5,6,7,8,9},N5225&1234567890)),LEN(N5225)*10-SUM(LEN(SUBSTITUTE(N5225,{0,1,2,3,4,5,6,7,8,9},))))&\"号室\"))","v":""},{"$f":"IF(ISBLANK(O100),\"\",IF(ISERROR(1*MID(O5225,MIN(FIND({0,1,2,3,4,5,6,7,8,9},O5225&1234567890)),LEN(O5225)*10-SUM(LEN(SUBSTITUTE(O5225,{0,1,2,3,4,5,6,7,8,9},))))),\"※error\",1*MID(O5225,MIN(FIND({0,1,2,3,4,5,6,7,8,9},O5225&1234567890)),LEN(O5225)*10-SUM(LEN(SUBSTITUTE(O5225,{0,1,2,3,4,5,6,7,8,9},))))&\"号室\"))","v":""},{"$f":"IF(ISBLANK(P100),\"\",IF(ISERROR(1*MID(P5225,MIN(FIND({0,1,2,3,4,5,6,7,8,9},P5225&1234567890)),LEN(P5225)*10-SUM(LEN(SUBSTITUTE(P5225,{0,1,2,3,4,5,6,7,8,9},))))),\"※error\",1*MID(P5225,MIN(FIND({0,1,2,3,4,5,6,7,8,9},P5225&1234567890)),LEN(P5225)*10-SUM(LEN(SUBSTITUTE(P5225,{0,1,2,3,4,5,6,7,8,9},))))&\"号室\"))","v":""},{"$f":"IF(ISBLANK(Q100),\"\",IF(ISERROR(1*MID(Q5225,MIN(FIND({0,1,2,3,4,5,6,7,8,9},Q5225&1234567890)),LEN(Q5225)*10-SUM(LEN(SUBSTITUTE(Q5225,{0,1,2,3,4,5,6,7,8,9},))))),\"※error\",1*MID(Q5225,MIN(FIND({0,1,2,3,4,5,6,7,8,9},Q5225&1234567890)),LEN(Q5225)*10-SUM(LEN(SUBSTITUTE(Q5225,{0,1,2,3,4,5,6,7,8,9},))))&\"号室\"))","v":""},{"$f":"IF(ISBLANK(R100),\"\",IF(ISERROR(1*MID(R5225,MIN(FIND({0,1,2,3,4,5,6,7,8,9},R5225&1234567890)),LEN(R5225)*10-SUM(LEN(SUBSTITUTE(R5225,{0,1,2,3,4,5,6,7,8,9},))))),\"※error\",1*MID(R5225,MIN(FIND({0,1,2,3,4,5,6,7,8,9},R5225&1234567890)),LEN(R5225)*10-SUM(LEN(SUBSTITUTE(R5225,{0,1,2,3,4,5,6,7,8,9},))))&\"号室\"))","v":""},{"$f":"IF(ISBLANK(S100),\"\",IF(ISERROR(1*MID(S5225,MIN(FIND({0,1,2,3,4,5,6,7,8,9},S5225&1234567890)),LEN(S5225)*10-SUM(LEN(SUBSTITUTE(S5225,{0,1,2,3,4,5,6,7,8,9},))))),\"※error\",1*MID(S5225,MIN(FIND({0,1,2,3,4,5,6,7,8,9},S5225&1234567890)),LEN(S5225)*10-SUM(LEN(SUBSTITUTE(S5225,{0,1,2,3,4,5,6,7,8,9},))))&\"号室\"))","v":""},{"$f":"IF(ISBLANK(T100),\"\",IF(ISERROR(1*MID(T5225,MIN(FIND({0,1,2,3,4,5,6,7,8,9},T5225&1234567890)),LEN(T5225)*10-SUM(LEN(SUBSTITUTE(T5225,{0,1,2,3,4,5,6,7,8,9},))))),\"※error\",1*MID(T5225,MIN(FIND({0,1,2,3,4,5,6,7,8,9},T5225&1234567890)),LEN(T5225)*10-SUM(LEN(SUBSTITUTE(T5225,{0,1,2,3,4,5,6,7,8,9},))))&\"号室\"))","v":""},{"$f":"IF(ISBLANK(U100),\"\",IF(ISERROR(1*MID(U5225,MIN(FIND({0,1,2,3,4,5,6,7,8,9},U5225&1234567890)),LEN(U5225)*10-SUM(LEN(SUBSTITUTE(U5225,{0,1,2,3,4,5,6,7,8,9},))))),\"※error\",1*MID(U5225,MIN(FIND({0,1,2,3,4,5,6,7,8,9},U5225&1234567890)),LEN(U5225)*10-SUM(LEN(SUBSTITUTE(U5225,{0,1,2,3,4,5,6,7,8,9},))))&\"号室\"))","v":""},{"$f":"IF(ISBLANK(V100),\"\",IF(ISERROR(1*MID(V5225,MIN(FIND({0,1,2,3,4,5,6,7,8,9},V5225&1234567890)),LEN(V5225)*10-SUM(LEN(SUBSTITUTE(V5225,{0,1,2,3,4,5,6,7,8,9},))))),\"※error\",1*MID(V5225,MIN(FIND({0,1,2,3,4,5,6,7,8,9},V5225&1234567890)),LEN(V5225)*10-SUM(LEN(SUBSTITUTE(V5225,{0,1,2,3,4,5,6,7,8,9},))))&\"号室\"))","v":""},{"$f":"IF(ISBLANK(W100),\"\",IF(ISERROR(1*MID(W5225,MIN(FIND({0,1,2,3,4,5,6,7,8,9},W5225&1234567890)),LEN(W5225)*10-SUM(LEN(SUBSTITUTE(W5225,{0,1,2,3,4,5,6,7,8,9},))))),\"※error\",1*MID(W5225,MIN(FIND({0,1,2,3,4,5,6,7,8,9},W5225&1234567890)),LEN(W5225)*10-SUM(LEN(SUBSTITUTE(W5225,{0,1,2,3,4,5,6,7,8,9},))))&\"号室\"))","v":""},{"$f":"IF(ISBLANK(X100),\"\",IF(ISERROR(1*MID(X5225,MIN(FIND({0,1,2,3,4,5,6,7,8,9},X5225&1234567890)),LEN(X5225)*10-SUM(LEN(SUBSTITUTE(X5225,{0,1,2,3,4,5,6,7,8,9},))))),\"※error\",1*MID(X5225,MIN(FIND({0,1,2,3,4,5,6,7,8,9},X5225&1234567890)),LEN(X5225)*10-SUM(LEN(SUBSTITUTE(X5225,{0,1,2,3,4,5,6,7,8,9},))))&\"号室\"))","v":""},{"$f":"IF(ISBLANK(Y100),\"\",IF(ISERROR(1*MID(Y5225,MIN(FIND({0,1,2,3,4,5,6,7,8,9},Y5225&1234567890)),LEN(Y5225)*10-SUM(LEN(SUBSTITUTE(Y5225,{0,1,2,3,4,5,6,7,8,9},))))),\"※error\",1*MID(Y5225,MIN(FIND({0,1,2,3,4,5,6,7,8,9},Y5225&1234567890)),LEN(Y5225)*10-SUM(LEN(SUBSTITUTE(Y5225,{0,1,2,3,4,5,6,7,8,9},))))&\"号室\"))","v":""},{"$f":"IF(ISBLANK(Z100),\"\",IF(ISERROR(1*MID(Z5225,MIN(FIND({0,1,2,3,4,5,6,7,8,9},Z5225&1234567890)),LEN(Z5225)*10-SUM(LEN(SUBSTITUTE(Z5225,{0,1,2,3,4,5,6,7,8,9},))))),\"※error\",1*MID(Z5225,MIN(FIND({0,1,2,3,4,5,6,7,8,9},Z5225&1234567890)),LEN(Z5225)*10-SUM(LEN(SUBSTITUTE(Z5225,{0,1,2,3,4,5,6,7,8,9},))))&\"号室\"))","v":""},{"$f":"IF(ISBLANK(AA100),\"\",IF(ISERROR(1*MID(AA5225,MIN(FIND({0,1,2,3,4,5,6,7,8,9},AA5225&1234567890)),LEN(AA5225)*10-SUM(LEN(SUBSTITUTE(AA5225,{0,1,2,3,4,5,6,7,8,9},))))),\"※error\",1*MID(AA5225,MIN(FIND({0,1,2,3,4,5,6,7,8,9},AA5225&1234567890)),LEN(AA5225)*10-SUM(LEN(SUBSTITUTE(AA5225,{0,1,2,3,4,5,6,7,8,9},))))&\"号室\"))","v":""},{"$f":"IF(ISBLANK(AB100),\"\",IF(ISERROR(1*MID(AB5225,MIN(FIND({0,1,2,3,4,5,6,7,8,9},AB5225&1234567890)),LEN(AB5225)*10-SUM(LEN(SUBSTITUTE(AB5225,{0,1,2,3,4,5,6,7,8,9},))))),\"※error\",1*MID(AB5225,MIN(FIND({0,1,2,3,4,5,6,7,8,9},AB5225&1234567890)),LEN(AB5225)*10-SUM(LEN(SUBSTITUTE(AB5225,{0,1,2,3,4,5,6,7,8,9},))))&\"号室\"))","v":""},{"$f":"IF(ISBLANK(AC100),\"\",IF(ISERROR(1*MID(AC5225,MIN(FIND({0,1,2,3,4,5,6,7,8,9},AC5225&1234567890)),LEN(AC5225)*10-SUM(LEN(SUBSTITUTE(AC5225,{0,1,2,3,4,5,6,7,8,9},))))),\"※error\",1*MID(AC5225,MIN(FIND({0,1,2,3,4,5,6,7,8,9},AC5225&1234567890)),LEN(AC5225)*10-SUM(LEN(SUBSTITUTE(AC5225,{0,1,2,3,4,5,6,7,8,9},))))&\"号室\"))","v":""},{"$f":"IF(ISBLANK(AD100),\"\",IF(ISERROR(1*MID(AD5225,MIN(FIND({0,1,2,3,4,5,6,7,8,9},AD5225&1234567890)),LEN(AD5225)*10-SUM(LEN(SUBSTITUTE(AD5225,{0,1,2,3,4,5,6,7,8,9},))))),\"※error\",1*MID(AD5225,MIN(FIND({0,1,2,3,4,5,6,7,8,9},AD5225&1234567890)),LEN(AD5225)*10-SUM(LEN(SUBSTITUTE(AD5225,{0,1,2,3,4,5,6,7,8,9},))))&\"号室\"))","v":""},{"$f":"IF(ISBLANK(AE100),\"\",IF(ISERROR(1*MID(AE5225,MIN(FIND({0,1,2,3,4,5,6,7,8,9},AE5225&1234567890)),LEN(AE5225)*10-SUM(LEN(SUBSTITUTE(AE5225,{0,1,2,3,4,5,6,7,8,9},))))),\"※error\",1*MID(AE5225,MIN(FIND({0,1,2,3,4,5,6,7,8,9},AE5225&1234567890)),LEN(AE5225)*10-SUM(LEN(SUBSTITUTE(AE5225,{0,1,2,3,4,5,6,7,8,9},))))&\"号室\"))","v":""},{"$f":"IF(ISBLANK(AF100),\"\",IF(ISERROR(1*MID(AF5225,MIN(FIND({0,1,2,3,4,5,6,7,8,9},AF5225&1234567890)),LEN(AF5225)*10-SUM(LEN(SUBSTITUTE(AF5225,{0,1,2,3,4,5,6,7,8,9},))))),\"※error\",1*MID(AF5225,MIN(FIND({0,1,2,3,4,5,6,7,8,9},AF5225&1234567890)),LEN(AF5225)*10-SUM(LEN(SUBSTITUTE(AF5225,{0,1,2,3,4,5,6,7,8,9},))))&\"号室\"))","v":""},{"$f":"IF(ISBLANK(AG100),\"\",IF(ISERROR(1*MID(AG5225,MIN(FIND({0,1,2,3,4,5,6,7,8,9},AG5225&1234567890)),LEN(AG5225)*10-SUM(LEN(SUBSTITUTE(AG5225,{0,1,2,3,4,5,6,7,8,9},))))),\"※error\",1*MID(AG5225,MIN(FIND({0,1,2,3,4,5,6,7,8,9},AG5225&1234567890)),LEN(AG5225)*10-SUM(LEN(SUBSTITUTE(AG5225,{0,1,2,3,4,5,6,7,8,9},))))&\"号室\"))","v":""},{"$f":"IF(ISBLANK(AH100),\"\",IF(ISERROR(1*MID(AH5225,MIN(FIND({0,1,2,3,4,5,6,7,8,9},AH5225&1234567890)),LEN(AH5225)*10-SUM(LEN(SUBSTITUTE(AH5225,{0,1,2,3,4,5,6,7,8,9},))))),\"※error\",1*MID(AH5225,MIN(FIND({0,1,2,3,4,5,6,7,8,9},AH5225&1234567890)),LEN(AH5225)*10-SUM(LEN(SUBSTITUTE(AH5225,{0,1,2,3,4,5,6,7,8,9},))))&\"号室\"))","v":""},{"$f":"IF(ISBLANK(AI100),\"\",IF(ISERROR(1*MID(AI5225,MIN(FIND({0,1,2,3,4,5,6,7,8,9},AI5225&1234567890)),LEN(AI5225)*10-SUM(LEN(SUBSTITUTE(AI5225,{0,1,2,3,4,5,6,7,8,9},))))),\"※error\",1*MID(AI5225,MIN(FIND({0,1,2,3,4,5,6,7,8,9},AI5225&1234567890)),LEN(AI5225)*10-SUM(LEN(SUBSTITUTE(AI5225,{0,1,2,3,4,5,6,7,8,9},))))&\"号室\"))","v":""},{"$f":"IF(ISBLANK(AJ100),\"\",IF(ISERROR(1*MID(AJ5225,MIN(FIND({0,1,2,3,4,5,6,7,8,9},AJ5225&1234567890)),LEN(AJ5225)*10-SUM(LEN(SUBSTITUTE(AJ5225,{0,1,2,3,4,5,6,7,8,9},))))),\"※error\",1*MID(AJ5225,MIN(FIND({0,1,2,3,4,5,6,7,8,9},AJ5225&1234567890)),LEN(AJ5225)*10-SUM(LEN(SUBSTITUTE(AJ5225,{0,1,2,3,4,5,6,7,8,9},))))&\"号室\"))","v":""},{"$f":"IF(ISBLANK(AK100),\"\",IF(ISERROR(1*MID(AK5225,MIN(FIND({0,1,2,3,4,5,6,7,8,9},AK5225&1234567890)),LEN(AK5225)*10-SUM(LEN(SUBSTITUTE(AK5225,{0,1,2,3,4,5,6,7,8,9},))))),\"※error\",1*MID(AK5225,MIN(FIND({0,1,2,3,4,5,6,7,8,9},AK5225&1234567890)),LEN(AK5225)*10-SUM(LEN(SUBSTITUTE(AK5225,{0,1,2,3,4,5,6,7,8,9},))))&\"号室\"))","v":""},{"$f":"IF(ISBLANK(AL100),\"\",IF(ISERROR(1*MID(AL5225,MIN(FIND({0,1,2,3,4,5,6,7,8,9},AL5225&1234567890)),LEN(AL5225)*10-SUM(LEN(SUBSTITUTE(AL5225,{0,1,2,3,4,5,6,7,8,9},))))),\"※error\",1*MID(AL5225,MIN(FIND({0,1,2,3,4,5,6,7,8,9},AL5225&1234567890)),LEN(AL5225)*10-SUM(LEN(SUBSTITUTE(AL5225,{0,1,2,3,4,5,6,7,8,9},))))&\"号室\"))","v":""},{"$f":"IF(ISBLANK(AM100),\"\",IF(ISERROR(1*MID(AM5225,MIN(FIND({0,1,2,3,4,5,6,7,8,9},AM5225&1234567890)),LEN(AM5225)*10-SUM(LEN(SUBSTITUTE(AM5225,{0,1,2,3,4,5,6,7,8,9},))))),\"※error\",1*MID(AM5225,MIN(FIND({0,1,2,3,4,5,6,7,8,9},AM5225&1234567890)),LEN(AM5225)*10-SUM(LEN(SUBSTITUTE(AM5225,{0,1,2,3,4,5,6,7,8,9},))))&\"号室\"))","v":""},{"$f":"IF(ISBLANK(AN100),\"\",IF(ISERROR(1*MID(AN5225,MIN(FIND({0,1,2,3,4,5,6,7,8,9},AN5225&1234567890)),LEN(AN5225)*10-SUM(LEN(SUBSTITUTE(AN5225,{0,1,2,3,4,5,6,7,8,9},))))),\"※error\",1*MID(AN5225,MIN(FIND({0,1,2,3,4,5,6,7,8,9},AN5225&1234567890)),LEN(AN5225)*10-SUM(LEN(SUBSTITUTE(AN5225,{0,1,2,3,4,5,6,7,8,9},))))&\"号室\"))","v":""},{"$f":"IF(ISBLANK(AO100),\"\",IF(ISERROR(1*MID(AO5225,MIN(FIND({0,1,2,3,4,5,6,7,8,9},AO5225&1234567890)),LEN(AO5225)*10-SUM(LEN(SUBSTITUTE(AO5225,{0,1,2,3,4,5,6,7,8,9},))))),\"※error\",1*MID(AO5225,MIN(FIND({0,1,2,3,4,5,6,7,8,9},AO5225&1234567890)),LEN(AO5225)*10-SUM(LEN(SUBSTITUTE(AO5225,{0,1,2,3,4,5,6,7,8,9},))))&\"号室\"))","v":""},{"$f":"IF(ISBLANK(AP100),\"\",IF(ISERROR(1*MID(AP5225,MIN(FIND({0,1,2,3,4,5,6,7,8,9},AP5225&1234567890)),LEN(AP5225)*10-SUM(LEN(SUBSTITUTE(AP5225,{0,1,2,3,4,5,6,7,8,9},))))),\"※error\",1*MID(AP5225,MIN(FIND({0,1,2,3,4,5,6,7,8,9},AP5225&1234567890)),LEN(AP5225)*10-SUM(LEN(SUBSTITUTE(AP5225,{0,1,2,3,4,5,6,7,8,9},))))&\"号室\"))","v":""},{"$f":"IF(ISBLANK(AQ100),\"\",IF(ISERROR(1*MID(AQ5225,MIN(FIND({0,1,2,3,4,5,6,7,8,9},AQ5225&1234567890)),LEN(AQ5225)*10-SUM(LEN(SUBSTITUTE(AQ5225,{0,1,2,3,4,5,6,7,8,9},))))),\"※error\",1*MID(AQ5225,MIN(FIND({0,1,2,3,4,5,6,7,8,9},AQ5225&1234567890)),LEN(AQ5225)*10-SUM(LEN(SUBSTITUTE(AQ5225,{0,1,2,3,4,5,6,7,8,9},))))&\"号室\"))","v":""},{"$f":"IF(ISBLANK(AR100),\"\",IF(ISERROR(1*MID(AR5225,MIN(FIND({0,1,2,3,4,5,6,7,8,9},AR5225&1234567890)),LEN(AR5225)*10-SUM(LEN(SUBSTITUTE(AR5225,{0,1,2,3,4,5,6,7,8,9},))))),\"※error\",1*MID(AR5225,MIN(FIND({0,1,2,3,4,5,6,7,8,9},AR5225&1234567890)),LEN(AR5225)*10-SUM(LEN(SUBSTITUTE(AR5225,{0,1,2,3,4,5,6,7,8,9},))))&\"号室\"))","v":""},{"$f":"IF(ISBLANK(AS100),\"\",IF(ISERROR(1*MID(AS5225,MIN(FIND({0,1,2,3,4,5,6,7,8,9},AS5225&1234567890)),LEN(AS5225)*10-SUM(LEN(SUBSTITUTE(AS5225,{0,1,2,3,4,5,6,7,8,9},))))),\"※error\",1*MID(AS5225,MIN(FIND({0,1,2,3,4,5,6,7,8,9},AS5225&1234567890)),LEN(AS5225)*10-SUM(LEN(SUBSTITUTE(AS5225,{0,1,2,3,4,5,6,7,8,9},))))&\"号室\"))","v":""},{"$f":"IF(ISBLANK(AT100),\"\",IF(ISERROR(1*MID(AT5225,MIN(FIND({0,1,2,3,4,5,6,7,8,9},AT5225&1234567890)),LEN(AT5225)*10-SUM(LEN(SUBSTITUTE(AT5225,{0,1,2,3,4,5,6,7,8,9},))))),\"※error\",1*MID(AT5225,MIN(FIND({0,1,2,3,4,5,6,7,8,9},AT5225&1234567890)),LEN(AT5225)*10-SUM(LEN(SUBSTITUTE(AT5225,{0,1,2,3,4,5,6,7,8,9},))))&\"号室\"))","v":""},{"$f":"IF(ISBLANK(AU100),\"\",IF(ISERROR(1*MID(AU5225,MIN(FIND({0,1,2,3,4,5,6,7,8,9},AU5225&1234567890)),LEN(AU5225)*10-SUM(LEN(SUBSTITUTE(AU5225,{0,1,2,3,4,5,6,7,8,9},))))),\"※error\",1*MID(AU5225,MIN(FIND({0,1,2,3,4,5,6,7,8,9},AU5225&1234567890)),LEN(AU5225)*10-SUM(LEN(SUBSTITUTE(AU5225,{0,1,2,3,4,5,6,7,8,9},))))&\"号室\"))","v":""},{"$f":"IF(ISBLANK(AV100),\"\",IF(ISERROR(1*MID(AV5225,MIN(FIND({0,1,2,3,4,5,6,7,8,9},AV5225&1234567890)),LEN(AV5225)*10-SUM(LEN(SUBSTITUTE(AV5225,{0,1,2,3,4,5,6,7,8,9},))))),\"※error\",1*MID(AV5225,MIN(FIND({0,1,2,3,4,5,6,7,8,9},AV5225&1234567890)),LEN(AV5225)*10-SUM(LEN(SUBSTITUTE(AV5225,{0,1,2,3,4,5,6,7,8,9},))))&\"号室\"))","v":""},{"$f":"IF(ISBLANK(AW100),\"\",IF(ISERROR(1*MID(AW5225,MIN(FIND({0,1,2,3,4,5,6,7,8,9},AW5225&1234567890)),LEN(AW5225)*10-SUM(LEN(SUBSTITUTE(AW5225,{0,1,2,3,4,5,6,7,8,9},))))),\"※error\",1*MID(AW5225,MIN(FIND({0,1,2,3,4,5,6,7,8,9},AW5225&1234567890)),LEN(AW5225)*10-SUM(LEN(SUBSTITUTE(AW5225,{0,1,2,3,4,5,6,7,8,9},))))&\"号室\"))","v":""},{"$f":"IF(ISBLANK(AX100),\"\",IF(ISERROR(1*MID(AX5225,MIN(FIND({0,1,2,3,4,5,6,7,8,9},AX5225&1234567890)),LEN(AX5225)*10-SUM(LEN(SUBSTITUTE(AX5225,{0,1,2,3,4,5,6,7,8,9},))))),\"※error\",1*MID(AX5225,MIN(FIND({0,1,2,3,4,5,6,7,8,9},AX5225&1234567890)),LEN(AX5225)*10-SUM(LEN(SUBSTITUTE(AX5225,{0,1,2,3,4,5,6,7,8,9},))))&\"号室\"))","v":""},{"$f":"IF(ISBLANK(AY100),\"\",IF(ISERROR(1*MID(AY5225,MIN(FIND({0,1,2,3,4,5,6,7,8,9},AY5225&1234567890)),LEN(AY5225)*10-SUM(LEN(SUBSTITUTE(AY5225,{0,1,2,3,4,5,6,7,8,9},))))),\"※error\",1*MID(AY5225,MIN(FIND({0,1,2,3,4,5,6,7,8,9},AY5225&1234567890)),LEN(AY5225)*10-SUM(LEN(SUBSTITUTE(AY5225,{0,1,2,3,4,5,6,7,8,9},))))&\"号室\"))","v":""},{"$f":"IF(ISBLANK(AZ100),\"\",IF(ISERROR(1*MID(AZ5225,MIN(FIND({0,1,2,3,4,5,6,7,8,9},AZ5225&1234567890)),LEN(AZ5225)*10-SUM(LEN(SUBSTITUTE(AZ5225,{0,1,2,3,4,5,6,7,8,9},))))),\"※error\",1*MID(AZ5225,MIN(FIND({0,1,2,3,4,5,6,7,8,9},AZ5225&1234567890)),LEN(AZ5225)*10-SUM(LEN(SUBSTITUTE(AZ5225,{0,1,2,3,4,5,6,7,8,9},))))&\"号室\"))","v":""},{"$f":"IF(ISBLANK(BA100),\"\",IF(ISERROR(1*MID(BA5225,MIN(FIND({0,1,2,3,4,5,6,7,8,9},BA5225&1234567890)),LEN(BA5225)*10-SUM(LEN(SUBSTITUTE(BA5225,{0,1,2,3,4,5,6,7,8,9},))))),\"※error\",1*MID(BA5225,MIN(FIND({0,1,2,3,4,5,6,7,8,9},BA5225&1234567890)),LEN(BA5225)*10-SUM(LEN(SUBSTITUTE(BA5225,{0,1,2,3,4,5,6,7,8,9},))))&\"号室\"))","v":""},{"$f":"IF(ISBLANK(BB100),\"\",IF(ISERROR(1*MID(BB5225,MIN(FIND({0,1,2,3,4,5,6,7,8,9},BB5225&1234567890)),LEN(BB5225)*10-SUM(LEN(SUBSTITUTE(BB5225,{0,1,2,3,4,5,6,7,8,9},))))),\"※error\",1*MID(BB5225,MIN(FIND({0,1,2,3,4,5,6,7,8,9},BB5225&1234567890)),LEN(BB5225)*10-SUM(LEN(SUBSTITUTE(BB5225,{0,1,2,3,4,5,6,7,8,9},))))&\"号室\"))","v":""},{"$f":"IF(ISBLANK(BC100),\"\",IF(ISERROR(1*MID(BC5225,MIN(FIND({0,1,2,3,4,5,6,7,8,9},BC5225&1234567890)),LEN(BC5225)*10-SUM(LEN(SUBSTITUTE(BC5225,{0,1,2,3,4,5,6,7,8,9},))))),\"※error\",1*MID(BC5225,MIN(FIND({0,1,2,3,4,5,6,7,8,9},BC5225&1234567890)),LEN(BC5225)*10-SUM(LEN(SUBSTITUTE(BC5225,{0,1,2,3,4,5,6,7,8,9},))))&\"号室\"))","v":""},{"$f":"IF(ISBLANK(BD100),\"\",IF(ISERROR(1*MID(BD5225,MIN(FIND({0,1,2,3,4,5,6,7,8,9},BD5225&1234567890)),LEN(BD5225)*10-SUM(LEN(SUBSTITUTE(BD5225,{0,1,2,3,4,5,6,7,8,9},))))),\"※error\",1*MID(BD5225,MIN(FIND({0,1,2,3,4,5,6,7,8,9},BD5225&1234567890)),LEN(BD5225)*10-SUM(LEN(SUBSTITUTE(BD5225,{0,1,2,3,4,5,6,7,8,9},))))&\"号室\"))","v":""},{"$f":"IF(ISBLANK(BE100),\"\",IF(ISERROR(1*MID(BE5225,MIN(FIND({0,1,2,3,4,5,6,7,8,9},BE5225&1234567890)),LEN(BE5225)*10-SUM(LEN(SUBSTITUTE(BE5225,{0,1,2,3,4,5,6,7,8,9},))))),\"※error\",1*MID(BE5225,MIN(FIND({0,1,2,3,4,5,6,7,8,9},BE5225&1234567890)),LEN(BE5225)*10-SUM(LEN(SUBSTITUTE(BE5225,{0,1,2,3,4,5,6,7,8,9},))))&\"号室\"))","v":""},{"$f":"IF(ISBLANK(BF100),\"\",IF(ISERROR(1*MID(BF5225,MIN(FIND({0,1,2,3,4,5,6,7,8,9},BF5225&1234567890)),LEN(BF5225)*10-SUM(LEN(SUBSTITUTE(BF5225,{0,1,2,3,4,5,6,7,8,9},))))),\"※error\",1*MID(BF5225,MIN(FIND({0,1,2,3,4,5,6,7,8,9},BF5225&1234567890)),LEN(BF5225)*10-SUM(LEN(SUBSTITUTE(BF5225,{0,1,2,3,4,5,6,7,8,9},))))&\"号室\"))","v":""},{"$f":"IF(ISBLANK(BG100),\"\",IF(ISERROR(1*MID(BG5225,MIN(FIND({0,1,2,3,4,5,6,7,8,9},BG5225&1234567890)),LEN(BG5225)*10-SUM(LEN(SUBSTITUTE(BG5225,{0,1,2,3,4,5,6,7,8,9},))))),\"※error\",1*MID(BG5225,MIN(FIND({0,1,2,3,4,5,6,7,8,9},BG5225&1234567890)),LEN(BG5225)*10-SUM(LEN(SUBSTITUTE(BG5225,{0,1,2,3,4,5,6,7,8,9},))))&\"号室\"))","v":""},{"$f":"IF(ISBLANK(BH100),\"\",IF(ISERROR(1*MID(BH5225,MIN(FIND({0,1,2,3,4,5,6,7,8,9},BH5225&1234567890)),LEN(BH5225)*10-SUM(LEN(SUBSTITUTE(BH5225,{0,1,2,3,4,5,6,7,8,9},))))),\"※error\",1*MID(BH5225,MIN(FIND({0,1,2,3,4,5,6,7,8,9},BH5225&1234567890)),LEN(BH5225)*10-SUM(LEN(SUBSTITUTE(BH5225,{0,1,2,3,4,5,6,7,8,9},))))&\"号室\"))","v":""},{"$f":"IF(ISBLANK(BI100),\"\",IF(ISERROR(1*MID(BI5225,MIN(FIND({0,1,2,3,4,5,6,7,8,9},BI5225&1234567890)),LEN(BI5225)*10-SUM(LEN(SUBSTITUTE(BI5225,{0,1,2,3,4,5,6,7,8,9},))))),\"※error\",1*MID(BI5225,MIN(FIND({0,1,2,3,4,5,6,7,8,9},BI5225&1234567890)),LEN(BI5225)*10-SUM(LEN(SUBSTITUTE(BI5225,{0,1,2,3,4,5,6,7,8,9},))))&\"号室\"))","v":""},{"$f":"IF(ISBLANK(BJ100),\"\",IF(ISERROR(1*MID(BJ5225,MIN(FIND({0,1,2,3,4,5,6,7,8,9},BJ5225&1234567890)),LEN(BJ5225)*10-SUM(LEN(SUBSTITUTE(BJ5225,{0,1,2,3,4,5,6,7,8,9},))))),\"※error\",1*MID(BJ5225,MIN(FIND({0,1,2,3,4,5,6,7,8,9},BJ5225&1234567890)),LEN(BJ5225)*10-SUM(LEN(SUBSTITUTE(BJ5225,{0,1,2,3,4,5,6,7,8,9},))))&\"号室\"))","v":""},{"$f":"IF(ISBLANK(BK100),\"\",IF(ISERROR(1*MID(BK5225,MIN(FIND({0,1,2,3,4,5,6,7,8,9},BK5225&1234567890)),LEN(BK5225)*10-SUM(LEN(SUBSTITUTE(BK5225,{0,1,2,3,4,5,6,7,8,9},))))),\"※error\",1*MID(BK5225,MIN(FIND({0,1,2,3,4,5,6,7,8,9},BK5225&1234567890)),LEN(BK5225)*10-SUM(LEN(SUBSTITUTE(BK5225,{0,1,2,3,4,5,6,7,8,9},))))&\"号室\"))","v":""},{"$f":"IF(ISBLANK(BL100),\"\",IF(ISERROR(1*MID(BL5225,MIN(FIND({0,1,2,3,4,5,6,7,8,9},BL5225&1234567890)),LEN(BL5225)*10-SUM(LEN(SUBSTITUTE(BL5225,{0,1,2,3,4,5,6,7,8,9},))))),\"※error\",1*MID(BL5225,MIN(FIND({0,1,2,3,4,5,6,7,8,9},BL5225&1234567890)),LEN(BL5225)*10-SUM(LEN(SUBSTITUTE(BL5225,{0,1,2,3,4,5,6,7,8,9},))))&\"号室\"))","v":""},{"$f":"IF(ISBLANK(BM100),\"\",IF(ISERROR(1*MID(BM5225,MIN(FIND({0,1,2,3,4,5,6,7,8,9},BM5225&1234567890)),LEN(BM5225)*10-SUM(LEN(SUBSTITUTE(BM5225,{0,1,2,3,4,5,6,7,8,9},))))),\"※error\",1*MID(BM5225,MIN(FIND({0,1,2,3,4,5,6,7,8,9},BM5225&1234567890)),LEN(BM5225)*10-SUM(LEN(SUBSTITUTE(BM5225,{0,1,2,3,4,5,6,7,8,9},))))&\"号室\"))","v":""},{"$f":"IF(ISBLANK(BN100),\"\",IF(ISERROR(1*MID(BN5225,MIN(FIND({0,1,2,3,4,5,6,7,8,9},BN5225&1234567890)),LEN(BN5225)*10-SUM(LEN(SUBSTITUTE(BN5225,{0,1,2,3,4,5,6,7,8,9},))))),\"※error\",1*MID(BN5225,MIN(FIND({0,1,2,3,4,5,6,7,8,9},BN5225&1234567890)),LEN(BN5225)*10-SUM(LEN(SUBSTITUTE(BN5225,{0,1,2,3,4,5,6,7,8,9},))))&\"号室\"))","v":""},{"$f":"IF(ISBLANK(BO100),\"\",IF(ISERROR(1*MID(BO5225,MIN(FIND({0,1,2,3,4,5,6,7,8,9},BO5225&1234567890)),LEN(BO5225)*10-SUM(LEN(SUBSTITUTE(BO5225,{0,1,2,3,4,5,6,7,8,9},))))),\"※error\",1*MID(BO5225,MIN(FIND({0,1,2,3,4,5,6,7,8,9},BO5225&1234567890)),LEN(BO5225)*10-SUM(LEN(SUBSTITUTE(BO5225,{0,1,2,3,4,5,6,7,8,9},))))&\"号室\"))","v":""},{"$f":"IF(ISBLANK(BP100),\"\",IF(ISERROR(1*MID(BP5225,MIN(FIND({0,1,2,3,4,5,6,7,8,9},BP5225&1234567890)),LEN(BP5225)*10-SUM(LEN(SUBSTITUTE(BP5225,{0,1,2,3,4,5,6,7,8,9},))))),\"※error\",1*MID(BP5225,MIN(FIND({0,1,2,3,4,5,6,7,8,9},BP5225&1234567890)),LEN(BP5225)*10-SUM(LEN(SUBSTITUTE(BP5225,{0,1,2,3,4,5,6,7,8,9},))))&\"号室\"))","v":""},{"$f":"IF(ISBLANK(BQ100),\"\",IF(ISERROR(1*MID(BQ5225,MIN(FIND({0,1,2,3,4,5,6,7,8,9},BQ5225&1234567890)),LEN(BQ5225)*10-SUM(LEN(SUBSTITUTE(BQ5225,{0,1,2,3,4,5,6,7,8,9},))))),\"※error\",1*MID(BQ5225,MIN(FIND({0,1,2,3,4,5,6,7,8,9},BQ5225&1234567890)),LEN(BQ5225)*10-SUM(LEN(SUBSTITUTE(BQ5225,{0,1,2,3,4,5,6,7,8,9},))))&\"号室\"))","v":""},{"$f":"IF(ISBLANK(BR100),\"\",IF(ISERROR(1*MID(BR5225,MIN(FIND({0,1,2,3,4,5,6,7,8,9},BR5225&1234567890)),LEN(BR5225)*10-SUM(LEN(SUBSTITUTE(BR5225,{0,1,2,3,4,5,6,7,8,9},))))),\"※error\",1*MID(BR5225,MIN(FIND({0,1,2,3,4,5,6,7,8,9},BR5225&1234567890)),LEN(BR5225)*10-SUM(LEN(SUBSTITUTE(BR5225,{0,1,2,3,4,5,6,7,8,9},))))&\"号室\"))","v":""},{"$f":"IF(ISBLANK(BS100),\"\",IF(ISERROR(1*MID(BS5225,MIN(FIND({0,1,2,3,4,5,6,7,8,9},BS5225&1234567890)),LEN(BS5225)*10-SUM(LEN(SUBSTITUTE(BS5225,{0,1,2,3,4,5,6,7,8,9},))))),\"※error\",1*MID(BS5225,MIN(FIND({0,1,2,3,4,5,6,7,8,9},BS5225&1234567890)),LEN(BS5225)*10-SUM(LEN(SUBSTITUTE(BS5225,{0,1,2,3,4,5,6,7,8,9},))))&\"号室\"))","v":""},{"$f":"IF(ISBLANK(BT100),\"\",IF(ISERROR(1*MID(BT5225,MIN(FIND({0,1,2,3,4,5,6,7,8,9},BT5225&1234567890)),LEN(BT5225)*10-SUM(LEN(SUBSTITUTE(BT5225,{0,1,2,3,4,5,6,7,8,9},))))),\"※error\",1*MID(BT5225,MIN(FIND({0,1,2,3,4,5,6,7,8,9},BT5225&1234567890)),LEN(BT5225)*10-SUM(LEN(SUBSTITUTE(BT5225,{0,1,2,3,4,5,6,7,8,9},))))&\"号室\"))","v":""},{"$f":"IF(ISBLANK(BU100),\"\",IF(ISERROR(1*MID(BU5225,MIN(FIND({0,1,2,3,4,5,6,7,8,9},BU5225&1234567890)),LEN(BU5225)*10-SUM(LEN(SUBSTITUTE(BU5225,{0,1,2,3,4,5,6,7,8,9},))))),\"※error\",1*MID(BU5225,MIN(FIND({0,1,2,3,4,5,6,7,8,9},BU5225&1234567890)),LEN(BU5225)*10-SUM(LEN(SUBSTITUTE(BU5225,{0,1,2,3,4,5,6,7,8,9},))))&\"号室\"))","v":""},{"$f":"IF(ISBLANK(BV100),\"\",IF(ISERROR(1*MID(BV5225,MIN(FIND({0,1,2,3,4,5,6,7,8,9},BV5225&1234567890)),LEN(BV5225)*10-SUM(LEN(SUBSTITUTE(BV5225,{0,1,2,3,4,5,6,7,8,9},))))),\"※error\",1*MID(BV5225,MIN(FIND({0,1,2,3,4,5,6,7,8,9},BV5225&1234567890)),LEN(BV5225)*10-SUM(LEN(SUBSTITUTE(BV5225,{0,1,2,3,4,5,6,7,8,9},))))&\"号室\"))","v":""},{"$f":"IF(ISBLANK(BW100),\"\",IF(ISERROR(1*MID(BW5225,MIN(FIND({0,1,2,3,4,5,6,7,8,9},BW5225&1234567890)),LEN(BW5225)*10-SUM(LEN(SUBSTITUTE(BW5225,{0,1,2,3,4,5,6,7,8,9},))))),\"※error\",1*MID(BW5225,MIN(FIND({0,1,2,3,4,5,6,7,8,9},BW5225&1234567890)),LEN(BW5225)*10-SUM(LEN(SUBSTITUTE(BW5225,{0,1,2,3,4,5,6,7,8,9},))))&\"号室\"))","v":""},{"$f":"IF(ISBLANK(BX100),\"\",IF(ISERROR(1*MID(BX5225,MIN(FIND({0,1,2,3,4,5,6,7,8,9},BX5225&1234567890)),LEN(BX5225)*10-SUM(LEN(SUBSTITUTE(BX5225,{0,1,2,3,4,5,6,7,8,9},))))),\"※error\",1*MID(BX5225,MIN(FIND({0,1,2,3,4,5,6,7,8,9},BX5225&1234567890)),LEN(BX5225)*10-SUM(LEN(SUBSTITUTE(BX5225,{0,1,2,3,4,5,6,7,8,9},))))&\"号室\"))","v":""},{"$f":"IF(ISBLANK(BY100),\"\",IF(ISERROR(1*MID(BY5225,MIN(FIND({0,1,2,3,4,5,6,7,8,9},BY5225&1234567890)),LEN(BY5225)*10-SUM(LEN(SUBSTITUTE(BY5225,{0,1,2,3,4,5,6,7,8,9},))))),\"※error\",1*MID(BY5225,MIN(FIND({0,1,2,3,4,5,6,7,8,9},BY5225&1234567890)),LEN(BY5225)*10-SUM(LEN(SUBSTITUTE(BY5225,{0,1,2,3,4,5,6,7,8,9},))))&\"号室\"))","v":""},{"$f":"IF(ISBLANK(BZ100),\"\",IF(ISERROR(1*MID(BZ5225,MIN(FIND({0,1,2,3,4,5,6,7,8,9},BZ5225&1234567890)),LEN(BZ5225)*10-SUM(LEN(SUBSTITUTE(BZ5225,{0,1,2,3,4,5,6,7,8,9},))))),\"※error\",1*MID(BZ5225,MIN(FIND({0,1,2,3,4,5,6,7,8,9},BZ5225&1234567890)),LEN(BZ5225)*10-SUM(LEN(SUBSTITUTE(BZ5225,{0,1,2,3,4,5,6,7,8,9},))))&\"号室\"))","v":""},{"$f":"IF(ISBLANK(CA100),\"\",IF(ISERROR(1*MID(CA5225,MIN(FIND({0,1,2,3,4,5,6,7,8,9},CA5225&1234567890)),LEN(CA5225)*10-SUM(LEN(SUBSTITUTE(CA5225,{0,1,2,3,4,5,6,7,8,9},))))),\"※error\",1*MID(CA5225,MIN(FIND({0,1,2,3,4,5,6,7,8,9},CA5225&1234567890)),LEN(CA5225)*10-SUM(LEN(SUBSTITUTE(CA5225,{0,1,2,3,4,5,6,7,8,9},))))&\"号室\"))","v":""},{"$f":"IF(ISBLANK(CB100),\"\",IF(ISERROR(1*MID(CB5225,MIN(FIND({0,1,2,3,4,5,6,7,8,9},CB5225&1234567890)),LEN(CB5225)*10-SUM(LEN(SUBSTITUTE(CB5225,{0,1,2,3,4,5,6,7,8,9},))))),\"※error\",1*MID(CB5225,MIN(FIND({0,1,2,3,4,5,6,7,8,9},CB5225&1234567890)),LEN(CB5225)*10-SUM(LEN(SUBSTITUTE(CB5225,{0,1,2,3,4,5,6,7,8,9},))))&\"号室\"))","v":""},{"$f":"IF(ISBLANK(CC100),\"\",IF(ISERROR(1*MID(CC5225,MIN(FIND({0,1,2,3,4,5,6,7,8,9},CC5225&1234567890)),LEN(CC5225)*10-SUM(LEN(SUBSTITUTE(CC5225,{0,1,2,3,4,5,6,7,8,9},))))),\"※error\",1*MID(CC5225,MIN(FIND({0,1,2,3,4,5,6,7,8,9},CC5225&1234567890)),LEN(CC5225)*10-SUM(LEN(SUBSTITUTE(CC5225,{0,1,2,3,4,5,6,7,8,9},))))&\"号室\"))","v":""},{"$f":"IF(ISBLANK(CD100),\"\",IF(ISERROR(1*MID(CD5225,MIN(FIND({0,1,2,3,4,5,6,7,8,9},CD5225&1234567890)),LEN(CD5225)*10-SUM(LEN(SUBSTITUTE(CD5225,{0,1,2,3,4,5,6,7,8,9},))))),\"※error\",1*MID(CD5225,MIN(FIND({0,1,2,3,4,5,6,7,8,9},CD5225&1234567890)),LEN(CD5225)*10-SUM(LEN(SUBSTITUTE(CD5225,{0,1,2,3,4,5,6,7,8,9},))))&\"号室\"))","v":""},{"$f":"IF(ISBLANK(CE100),\"\",IF(ISERROR(1*MID(CE5225,MIN(FIND({0,1,2,3,4,5,6,7,8,9},CE5225&1234567890)),LEN(CE5225)*10-SUM(LEN(SUBSTITUTE(CE5225,{0,1,2,3,4,5,6,7,8,9},))))),\"※error\",1*MID(CE5225,MIN(FIND({0,1,2,3,4,5,6,7,8,9},CE5225&1234567890)),LEN(CE5225)*10-SUM(LEN(SUBSTITUTE(CE5225,{0,1,2,3,4,5,6,7,8,9},))))&\"号室\"))","v":""},{"$f":"IF(ISBLANK(CF100),\"\",IF(ISERROR(1*MID(CF5225,MIN(FIND({0,1,2,3,4,5,6,7,8,9},CF5225&1234567890)),LEN(CF5225)*10-SUM(LEN(SUBSTITUTE(CF5225,{0,1,2,3,4,5,6,7,8,9},))))),\"※error\",1*MID(CF5225,MIN(FIND({0,1,2,3,4,5,6,7,8,9},CF5225&1234567890)),LEN(CF5225)*10-SUM(LEN(SUBSTITUTE(CF5225,{0,1,2,3,4,5,6,7,8,9},))))&\"号室\"))","v":""},{"$f":"IF(ISBLANK(CG100),\"\",IF(ISERROR(1*MID(CG5225,MIN(FIND({0,1,2,3,4,5,6,7,8,9},CG5225&1234567890)),LEN(CG5225)*10-SUM(LEN(SUBSTITUTE(CG5225,{0,1,2,3,4,5,6,7,8,9},))))),\"※error\",1*MID(CG5225,MIN(FIND({0,1,2,3,4,5,6,7,8,9},CG5225&1234567890)),LEN(CG5225)*10-SUM(LEN(SUBSTITUTE(CG5225,{0,1,2,3,4,5,6,7,8,9},))))&\"号室\"))","v":""},{"$f":"IF(ISBLANK(CH100),\"\",IF(ISERROR(1*MID(CH5225,MIN(FIND({0,1,2,3,4,5,6,7,8,9},CH5225&1234567890)),LEN(CH5225)*10-SUM(LEN(SUBSTITUTE(CH5225,{0,1,2,3,4,5,6,7,8,9},))))),\"※error\",1*MID(CH5225,MIN(FIND({0,1,2,3,4,5,6,7,8,9},CH5225&1234567890)),LEN(CH5225)*10-SUM(LEN(SUBSTITUTE(CH5225,{0,1,2,3,4,5,6,7,8,9},))))&\"号室\"))","v":""},{"$f":"IF(ISBLANK(CI100),\"\",IF(ISERROR(1*MID(CI5225,MIN(FIND({0,1,2,3,4,5,6,7,8,9},CI5225&1234567890)),LEN(CI5225)*10-SUM(LEN(SUBSTITUTE(CI5225,{0,1,2,3,4,5,6,7,8,9},))))),\"※error\",1*MID(CI5225,MIN(FIND({0,1,2,3,4,5,6,7,8,9},CI5225&1234567890)),LEN(CI5225)*10-SUM(LEN(SUBSTITUTE(CI5225,{0,1,2,3,4,5,6,7,8,9},))))&\"号室\"))","v":""},{"$f":"IF(ISBLANK(CJ100),\"\",IF(ISERROR(1*MID(CJ5225,MIN(FIND({0,1,2,3,4,5,6,7,8,9},CJ5225&1234567890)),LEN(CJ5225)*10-SUM(LEN(SUBSTITUTE(CJ5225,{0,1,2,3,4,5,6,7,8,9},))))),\"※error\",1*MID(CJ5225,MIN(FIND({0,1,2,3,4,5,6,7,8,9},CJ5225&1234567890)),LEN(CJ5225)*10-SUM(LEN(SUBSTITUTE(CJ5225,{0,1,2,3,4,5,6,7,8,9},))))&\"号室\"))","v":""},{"$f":"IF(ISBLANK(CK100),\"\",IF(ISERROR(1*MID(CK5225,MIN(FIND({0,1,2,3,4,5,6,7,8,9},CK5225&1234567890)),LEN(CK5225)*10-SUM(LEN(SUBSTITUTE(CK5225,{0,1,2,3,4,5,6,7,8,9},))))),\"※error\",1*MID(CK5225,MIN(FIND({0,1,2,3,4,5,6,7,8,9},CK5225&1234567890)),LEN(CK5225)*10-SUM(LEN(SUBSTITUTE(CK5225,{0,1,2,3,4,5,6,7,8,9},))))&\"号室\"))","v":""},{"$f":"IF(ISBLANK(CL100),\"\",IF(ISERROR(1*MID(CL5225,MIN(FIND({0,1,2,3,4,5,6,7,8,9},CL5225&1234567890)),LEN(CL5225)*10-SUM(LEN(SUBSTITUTE(CL5225,{0,1,2,3,4,5,6,7,8,9},))))),\"※error\",1*MID(CL5225,MIN(FIND({0,1,2,3,4,5,6,7,8,9},CL5225&1234567890)),LEN(CL5225)*10-SUM(LEN(SUBSTITUTE(CL5225,{0,1,2,3,4,5,6,7,8,9},))))&\"号室\"))","v":""},{"$f":"IF(ISBLANK(CM100),\"\",IF(ISERROR(1*MID(CM5225,MIN(FIND({0,1,2,3,4,5,6,7,8,9},CM5225&1234567890)),LEN(CM5225)*10-SUM(LEN(SUBSTITUTE(CM5225,{0,1,2,3,4,5,6,7,8,9},))))),\"※error\",1*MID(CM5225,MIN(FIND({0,1,2,3,4,5,6,7,8,9},CM5225&1234567890)),LEN(CM5225)*10-SUM(LEN(SUBSTITUTE(CM5225,{0,1,2,3,4,5,6,7,8,9},))))&\"号室\"))","v":""},{"$f":"IF(ISBLANK(CN100),\"\",IF(ISERROR(1*MID(CN5225,MIN(FIND({0,1,2,3,4,5,6,7,8,9},CN5225&1234567890)),LEN(CN5225)*10-SUM(LEN(SUBSTITUTE(CN5225,{0,1,2,3,4,5,6,7,8,9},))))),\"※error\",1*MID(CN5225,MIN(FIND({0,1,2,3,4,5,6,7,8,9},CN5225&1234567890)),LEN(CN5225)*10-SUM(LEN(SUBSTITUTE(CN5225,{0,1,2,3,4,5,6,7,8,9},))))&\"号室\"))","v":""},{"$f":"IF(ISBLANK(CO100),\"\",IF(ISERROR(1*MID(CO5225,MIN(FIND({0,1,2,3,4,5,6,7,8,9},CO5225&1234567890)),LEN(CO5225)*10-SUM(LEN(SUBSTITUTE(CO5225,{0,1,2,3,4,5,6,7,8,9},))))),\"※error\",1*MID(CO5225,MIN(FIND({0,1,2,3,4,5,6,7,8,9},CO5225&1234567890)),LEN(CO5225)*10-SUM(LEN(SUBSTITUTE(CO5225,{0,1,2,3,4,5,6,7,8,9},))))&\"号室\"))","v":""},{"$f":"IF(ISBLANK(CP100),\"\",IF(ISERROR(1*MID(CP5225,MIN(FIND({0,1,2,3,4,5,6,7,8,9},CP5225&1234567890)),LEN(CP5225)*10-SUM(LEN(SUBSTITUTE(CP5225,{0,1,2,3,4,5,6,7,8,9},))))),\"※error\",1*MID(CP5225,MIN(FIND({0,1,2,3,4,5,6,7,8,9},CP5225&1234567890)),LEN(CP5225)*10-SUM(LEN(SUBSTITUTE(CP5225,{0,1,2,3,4,5,6,7,8,9},))))&\"号室\"))","v":""},{"$f":"IF(ISBLANK(CQ100),\"\",IF(ISERROR(1*MID(CQ5225,MIN(FIND({0,1,2,3,4,5,6,7,8,9},CQ5225&1234567890)),LEN(CQ5225)*10-SUM(LEN(SUBSTITUTE(CQ5225,{0,1,2,3,4,5,6,7,8,9},))))),\"※error\",1*MID(CQ5225,MIN(FIND({0,1,2,3,4,5,6,7,8,9},CQ5225&1234567890)),LEN(CQ5225)*10-SUM(LEN(SUBSTITUTE(CQ5225,{0,1,2,3,4,5,6,7,8,9},))))&\"号室\"))","v":""},{"$f":"IF(ISBLANK(CR100),\"\",IF(ISERROR(1*MID(CR5225,MIN(FIND({0,1,2,3,4,5,6,7,8,9},CR5225&1234567890)),LEN(CR5225)*10-SUM(LEN(SUBSTITUTE(CR5225,{0,1,2,3,4,5,6,7,8,9},))))),\"※error\",1*MID(CR5225,MIN(FIND({0,1,2,3,4,5,6,7,8,9},CR5225&1234567890)),LEN(CR5225)*10-SUM(LEN(SUBSTITUTE(CR5225,{0,1,2,3,4,5,6,7,8,9},))))&\"号室\"))","v":""},{"$f":"IF(ISBLANK(CS100),\"\",IF(ISERROR(1*MID(CS5225,MIN(FIND({0,1,2,3,4,5,6,7,8,9},CS5225&1234567890)),LEN(CS5225)*10-SUM(LEN(SUBSTITUTE(CS5225,{0,1,2,3,4,5,6,7,8,9},))))),\"※error\",1*MID(CS5225,MIN(FIND({0,1,2,3,4,5,6,7,8,9},CS5225&1234567890)),LEN(CS5225)*10-SUM(LEN(SUBSTITUTE(CS5225,{0,1,2,3,4,5,6,7,8,9},))))&\"号室\"))","v":""},{"$f":"IF(ISBLANK(CT100),\"\",IF(ISERROR(1*MID(CT5225,MIN(FIND({0,1,2,3,4,5,6,7,8,9},CT5225&1234567890)),LEN(CT5225)*10-SUM(LEN(SUBSTITUTE(CT5225,{0,1,2,3,4,5,6,7,8,9},))))),\"※error\",1*MID(CT5225,MIN(FIND({0,1,2,3,4,5,6,7,8,9},CT5225&1234567890)),LEN(CT5225)*10-SUM(LEN(SUBSTITUTE(CT5225,{0,1,2,3,4,5,6,7,8,9},))))&\"号室\"))","v":""},{"$f":"IF(ISBLANK(CU100),\"\",IF(ISERROR(1*MID(CU5225,MIN(FIND({0,1,2,3,4,5,6,7,8,9},CU5225&1234567890)),LEN(CU5225)*10-SUM(LEN(SUBSTITUTE(CU5225,{0,1,2,3,4,5,6,7,8,9},))))),\"※error\",1*MID(CU5225,MIN(FIND({0,1,2,3,4,5,6,7,8,9},CU5225&1234567890)),LEN(CU5225)*10-SUM(LEN(SUBSTITUTE(CU5225,{0,1,2,3,4,5,6,7,8,9},))))&\"号室\"))","v":""},{"$f":"IF(ISBLANK(CV100),\"\",IF(ISERROR(1*MID(CV5225,MIN(FIND({0,1,2,3,4,5,6,7,8,9},CV5225&1234567890)),LEN(CV5225)*10-SUM(LEN(SUBSTITUTE(CV5225,{0,1,2,3,4,5,6,7,8,9},))))),\"※error\",1*MID(CV5225,MIN(FIND({0,1,2,3,4,5,6,7,8,9},CV5225&1234567890)),LEN(CV5225)*10-SUM(LEN(SUBSTITUTE(CV5225,{0,1,2,3,4,5,6,7,8,9},))))&\"号室\"))","v":""},{"$f":"IF(ISBLANK(CW100),\"\",IF(ISERROR(1*MID(CW5225,MIN(FIND({0,1,2,3,4,5,6,7,8,9},CW5225&1234567890)),LEN(CW5225)*10-SUM(LEN(SUBSTITUTE(CW5225,{0,1,2,3,4,5,6,7,8,9},))))),\"※error\",1*MID(CW5225,MIN(FIND({0,1,2,3,4,5,6,7,8,9},CW5225&1234567890)),LEN(CW5225)*10-SUM(LEN(SUBSTITUTE(CW5225,{0,1,2,3,4,5,6,7,8,9},))))&\"号室\"))","v":""},{"$f":"IF(ISBLANK(CX100),\"\",IF(ISERROR(1*MID(CX5225,MIN(FIND({0,1,2,3,4,5,6,7,8,9},CX5225&1234567890)),LEN(CX5225)*10-SUM(LEN(SUBSTITUTE(CX5225,{0,1,2,3,4,5,6,7,8,9},))))),\"※error\",1*MID(CX5225,MIN(FIND({0,1,2,3,4,5,6,7,8,9},CX5225&1234567890)),LEN(CX5225)*10-SUM(LEN(SUBSTITUTE(CX5225,{0,1,2,3,4,5,6,7,8,9},))))&\"号室\"))","v":""},{"$f":"IF(ISBLANK(CY100),\"\",IF(ISERROR(1*MID(CY5225,MIN(FIND({0,1,2,3,4,5,6,7,8,9},CY5225&1234567890)),LEN(CY5225)*10-SUM(LEN(SUBSTITUTE(CY5225,{0,1,2,3,4,5,6,7,8,9},))))),\"※error\",1*MID(CY5225,MIN(FIND({0,1,2,3,4,5,6,7,8,9},CY5225&1234567890)),LEN(CY5225)*10-SUM(LEN(SUBSTITUTE(CY5225,{0,1,2,3,4,5,6,7,8,9},))))&\"号室\"))","v":""},{"$f":"IF(ISBLANK(CZ100),\"\",IF(ISERROR(1*MID(CZ5225,MIN(FIND({0,1,2,3,4,5,6,7,8,9},CZ5225&1234567890)),LEN(CZ5225)*10-SUM(LEN(SUBSTITUTE(CZ5225,{0,1,2,3,4,5,6,7,8,9},))))),\"※error\",1*MID(CZ5225,MIN(FIND({0,1,2,3,4,5,6,7,8,9},CZ5225&1234567890)),LEN(CZ5225)*10-SUM(LEN(SUBSTITUTE(CZ5225,{0,1,2,3,4,5,6,7,8,9},))))&\"号室\"))","v":""},{"$f":"IF(ISBLANK(DA100),\"\",IF(ISERROR(1*MID(DA5225,MIN(FIND({0,1,2,3,4,5,6,7,8,9},DA5225&1234567890)),LEN(DA5225)*10-SUM(LEN(SUBSTITUTE(DA5225,{0,1,2,3,4,5,6,7,8,9},))))),\"※error\",1*MID(DA5225,MIN(FIND({0,1,2,3,4,5,6,7,8,9},DA5225&1234567890)),LEN(DA5225)*10-SUM(LEN(SUBSTITUTE(DA5225,{0,1,2,3,4,5,6,7,8,9},))))&\"号室\"))","v":""},{"$f":"IF(ISBLANK(DB100),\"\",IF(ISERROR(1*MID(DB5225,MIN(FIND({0,1,2,3,4,5,6,7,8,9},DB5225&1234567890)),LEN(DB5225)*10-SUM(LEN(SUBSTITUTE(DB5225,{0,1,2,3,4,5,6,7,8,9},))))),\"※error\",1*MID(DB5225,MIN(FIND({0,1,2,3,4,5,6,7,8,9},DB5225&1234567890)),LEN(DB5225)*10-SUM(LEN(SUBSTITUTE(DB5225,{0,1,2,3,4,5,6,7,8,9},))))&\"号室\"))","v":""},{"$f":"IF(ISBLANK(DC100),\"\",IF(ISERROR(1*MID(DC5225,MIN(FIND({0,1,2,3,4,5,6,7,8,9},DC5225&1234567890)),LEN(DC5225)*10-SUM(LEN(SUBSTITUTE(DC5225,{0,1,2,3,4,5,6,7,8,9},))))),\"※error\",1*MID(DC5225,MIN(FIND({0,1,2,3,4,5,6,7,8,9},DC5225&1234567890)),LEN(DC5225)*10-SUM(LEN(SUBSTITUTE(DC5225,{0,1,2,3,4,5,6,7,8,9},))))&\"号室\"))","v":""},{"$f":"IF(ISBLANK(DD100),\"\",IF(ISERROR(1*MID(DD5225,MIN(FIND({0,1,2,3,4,5,6,7,8,9},DD5225&1234567890)),LEN(DD5225)*10-SUM(LEN(SUBSTITUTE(DD5225,{0,1,2,3,4,5,6,7,8,9},))))),\"※error\",1*MID(DD5225,MIN(FIND({0,1,2,3,4,5,6,7,8,9},DD5225&1234567890)),LEN(DD5225)*10-SUM(LEN(SUBSTITUTE(DD5225,{0,1,2,3,4,5,6,7,8,9},))))&\"号室\"))","v":""},{"$f":"IF(ISBLANK(DE100),\"\",IF(ISERROR(1*MID(DE5225,MIN(FIND({0,1,2,3,4,5,6,7,8,9},DE5225&1234567890)),LEN(DE5225)*10-SUM(LEN(SUBSTITUTE(DE5225,{0,1,2,3,4,5,6,7,8,9},))))),\"※error\",1*MID(DE5225,MIN(FIND({0,1,2,3,4,5,6,7,8,9},DE5225&1234567890)),LEN(DE5225)*10-SUM(LEN(SUBSTITUTE(DE5225,{0,1,2,3,4,5,6,7,8,9},))))&\"号室\"))","v":""},{"$f":"IF(ISBLANK(DF100),\"\",IF(ISERROR(1*MID(DF5225,MIN(FIND({0,1,2,3,4,5,6,7,8,9},DF5225&1234567890)),LEN(DF5225)*10-SUM(LEN(SUBSTITUTE(DF5225,{0,1,2,3,4,5,6,7,8,9},))))),\"※error\",1*MID(DF5225,MIN(FIND({0,1,2,3,4,5,6,7,8,9},DF5225&1234567890)),LEN(DF5225)*10-SUM(LEN(SUBSTITUTE(DF5225,{0,1,2,3,4,5,6,7,8,9},))))&\"号室\"))","v":""},{"$f":"IF(ISBLANK(DG100),\"\",IF(ISERROR(1*MID(DG5225,MIN(FIND({0,1,2,3,4,5,6,7,8,9},DG5225&1234567890)),LEN(DG5225)*10-SUM(LEN(SUBSTITUTE(DG5225,{0,1,2,3,4,5,6,7,8,9},))))),\"※error\",1*MID(DG5225,MIN(FIND({0,1,2,3,4,5,6,7,8,9},DG5225&1234567890)),LEN(DG5225)*10-SUM(LEN(SUBSTITUTE(DG5225,{0,1,2,3,4,5,6,7,8,9},))))&\"号室\"))","v":""},{"$f":"IF(ISBLANK(DH100),\"\",IF(ISERROR(1*MID(DH5225,MIN(FIND({0,1,2,3,4,5,6,7,8,9},DH5225&1234567890)),LEN(DH5225)*10-SUM(LEN(SUBSTITUTE(DH5225,{0,1,2,3,4,5,6,7,8,9},))))),\"※error\",1*MID(DH5225,MIN(FIND({0,1,2,3,4,5,6,7,8,9},DH5225&1234567890)),LEN(DH5225)*10-SUM(LEN(SUBSTITUTE(DH5225,{0,1,2,3,4,5,6,7,8,9},))))&\"号室\"))","v":""},{"$f":"IF(ISBLANK(DI100),\"\",IF(ISERROR(1*MID(DI5225,MIN(FIND({0,1,2,3,4,5,6,7,8,9},DI5225&1234567890)),LEN(DI5225)*10-SUM(LEN(SUBSTITUTE(DI5225,{0,1,2,3,4,5,6,7,8,9},))))),\"※error\",1*MID(DI5225,MIN(FIND({0,1,2,3,4,5,6,7,8,9},DI5225&1234567890)),LEN(DI5225)*10-SUM(LEN(SUBSTITUTE(DI5225,{0,1,2,3,4,5,6,7,8,9},))))&\"号室\"))","v":""},{"$f":"IF(ISBLANK(DJ100),\"\",IF(ISERROR(1*MID(DJ5225,MIN(FIND({0,1,2,3,4,5,6,7,8,9},DJ5225&1234567890)),LEN(DJ5225)*10-SUM(LEN(SUBSTITUTE(DJ5225,{0,1,2,3,4,5,6,7,8,9},))))),\"※error\",1*MID(DJ5225,MIN(FIND({0,1,2,3,4,5,6,7,8,9},DJ5225&1234567890)),LEN(DJ5225)*10-SUM(LEN(SUBSTITUTE(DJ5225,{0,1,2,3,4,5,6,7,8,9},))))&\"号室\"))","v":""},{"$f":"IF(ISBLANK(DK100),\"\",IF(ISERROR(1*MID(DK5225,MIN(FIND({0,1,2,3,4,5,6,7,8,9},DK5225&1234567890)),LEN(DK5225)*10-SUM(LEN(SUBSTITUTE(DK5225,{0,1,2,3,4,5,6,7,8,9},))))),\"※error\",1*MID(DK5225,MIN(FIND({0,1,2,3,4,5,6,7,8,9},DK5225&1234567890)),LEN(DK5225)*10-SUM(LEN(SUBSTITUTE(DK5225,{0,1,2,3,4,5,6,7,8,9},))))&\"号室\"))","v":""},{"$f":"IF(ISBLANK(DL100),\"\",IF(ISERROR(1*MID(DL5225,MIN(FIND({0,1,2,3,4,5,6,7,8,9},DL5225&1234567890)),LEN(DL5225)*10-SUM(LEN(SUBSTITUTE(DL5225,{0,1,2,3,4,5,6,7,8,9},))))),\"※error\",1*MID(DL5225,MIN(FIND({0,1,2,3,4,5,6,7,8,9},DL5225&1234567890)),LEN(DL5225)*10-SUM(LEN(SUBSTITUTE(DL5225,{0,1,2,3,4,5,6,7,8,9},))))&\"号室\"))","v":""},{"$f":"IF(ISBLANK(DM100),\"\",IF(ISERROR(1*MID(DM5225,MIN(FIND({0,1,2,3,4,5,6,7,8,9},DM5225&1234567890)),LEN(DM5225)*10-SUM(LEN(SUBSTITUTE(DM5225,{0,1,2,3,4,5,6,7,8,9},))))),\"※error\",1*MID(DM5225,MIN(FIND({0,1,2,3,4,5,6,7,8,9},DM5225&1234567890)),LEN(DM5225)*10-SUM(LEN(SUBSTITUTE(DM5225,{0,1,2,3,4,5,6,7,8,9},))))&\"号室\"))","v":""},{"$f":"IF(ISBLANK(DN100),\"\",IF(ISERROR(1*MID(DN5225,MIN(FIND({0,1,2,3,4,5,6,7,8,9},DN5225&1234567890)),LEN(DN5225)*10-SUM(LEN(SUBSTITUTE(DN5225,{0,1,2,3,4,5,6,7,8,9},))))),\"※error\",1*MID(DN5225,MIN(FIND({0,1,2,3,4,5,6,7,8,9},DN5225&1234567890)),LEN(DN5225)*10-SUM(LEN(SUBSTITUTE(DN5225,{0,1,2,3,4,5,6,7,8,9},))))&\"号室\"))","v":""},{"$f":"IF(ISBLANK(DO100),\"\",IF(ISERROR(1*MID(DO5225,MIN(FIND({0,1,2,3,4,5,6,7,8,9},DO5225&1234567890)),LEN(DO5225)*10-SUM(LEN(SUBSTITUTE(DO5225,{0,1,2,3,4,5,6,7,8,9},))))),\"※error\",1*MID(DO5225,MIN(FIND({0,1,2,3,4,5,6,7,8,9},DO5225&1234567890)),LEN(DO5225)*10-SUM(LEN(SUBSTITUTE(DO5225,{0,1,2,3,4,5,6,7,8,9},))))&\"号室\"))","v":""},{"$f":"IF(ISBLANK(DP100),\"\",IF(ISERROR(1*MID(DP5225,MIN(FIND({0,1,2,3,4,5,6,7,8,9},DP5225&1234567890)),LEN(DP5225)*10-SUM(LEN(SUBSTITUTE(DP5225,{0,1,2,3,4,5,6,7,8,9},))))),\"※error\",1*MID(DP5225,MIN(FIND({0,1,2,3,4,5,6,7,8,9},DP5225&1234567890)),LEN(DP5225)*10-SUM(LEN(SUBSTITUTE(DP5225,{0,1,2,3,4,5,6,7,8,9},))))&\"号室\"))","v":""},{"$f":"IF(ISBLANK(DQ100),\"\",IF(ISERROR(1*MID(DQ5225,MIN(FIND({0,1,2,3,4,5,6,7,8,9},DQ5225&1234567890)),LEN(DQ5225)*10-SUM(LEN(SUBSTITUTE(DQ5225,{0,1,2,3,4,5,6,7,8,9},))))),\"※error\",1*MID(DQ5225,MIN(FIND({0,1,2,3,4,5,6,7,8,9},DQ5225&1234567890)),LEN(DQ5225)*10-SUM(LEN(SUBSTITUTE(DQ5225,{0,1,2,3,4,5,6,7,8,9},))))&\"号室\"))","v":""},{"$f":"IF(ISBLANK(DR100),\"\",IF(ISERROR(1*MID(DR5225,MIN(FIND({0,1,2,3,4,5,6,7,8,9},DR5225&1234567890)),LEN(DR5225)*10-SUM(LEN(SUBSTITUTE(DR5225,{0,1,2,3,4,5,6,7,8,9},))))),\"※error\",1*MID(DR5225,MIN(FIND({0,1,2,3,4,5,6,7,8,9},DR5225&1234567890)),LEN(DR5225)*10-SUM(LEN(SUBSTITUTE(DR5225,{0,1,2,3,4,5,6,7,8,9},))))&\"号室\"))","v":""},{"$f":"IF(ISBLANK(DS100),\"\",IF(ISERROR(1*MID(DS5225,MIN(FIND({0,1,2,3,4,5,6,7,8,9},DS5225&1234567890)),LEN(DS5225)*10-SUM(LEN(SUBSTITUTE(DS5225,{0,1,2,3,4,5,6,7,8,9},))))),\"※error\",1*MID(DS5225,MIN(FIND({0,1,2,3,4,5,6,7,8,9},DS5225&1234567890)),LEN(DS5225)*10-SUM(LEN(SUBSTITUTE(DS5225,{0,1,2,3,4,5,6,7,8,9},))))&\"号室\"))","v":""},{"$f":"IF(ISBLANK(DT100),\"\",IF(ISERROR(1*MID(DT5225,MIN(FIND({0,1,2,3,4,5,6,7,8,9},DT5225&1234567890)),LEN(DT5225)*10-SUM(LEN(SUBSTITUTE(DT5225,{0,1,2,3,4,5,6,7,8,9},))))),\"※error\",1*MID(DT5225,MIN(FIND({0,1,2,3,4,5,6,7,8,9},DT5225&1234567890)),LEN(DT5225)*10-SUM(LEN(SUBSTITUTE(DT5225,{0,1,2,3,4,5,6,7,8,9},))))&\"号室\"))","v":""},{"$f":"IF(ISBLANK(DU100),\"\",IF(ISERROR(1*MID(DU5225,MIN(FIND({0,1,2,3,4,5,6,7,8,9},DU5225&1234567890)),LEN(DU5225)*10-SUM(LEN(SUBSTITUTE(DU5225,{0,1,2,3,4,5,6,7,8,9},))))),\"※error\",1*MID(DU5225,MIN(FIND({0,1,2,3,4,5,6,7,8,9},DU5225&1234567890)),LEN(DU5225)*10-SUM(LEN(SUBSTITUTE(DU5225,{0,1,2,3,4,5,6,7,8,9},))))&\"号室\"))","v":""},{"$f":"IF(ISBLANK(DV100),\"\",IF(ISERROR(1*MID(DV5225,MIN(FIND({0,1,2,3,4,5,6,7,8,9},DV5225&1234567890)),LEN(DV5225)*10-SUM(LEN(SUBSTITUTE(DV5225,{0,1,2,3,4,5,6,7,8,9},))))),\"※error\",1*MID(DV5225,MIN(FIND({0,1,2,3,4,5,6,7,8,9},DV5225&1234567890)),LEN(DV5225)*10-SUM(LEN(SUBSTITUTE(DV5225,{0,1,2,3,4,5,6,7,8,9},))))&\"号室\"))","v":""},{"$f":"IF(ISBLANK(DW100),\"\",IF(ISERROR(1*MID(DW5225,MIN(FIND({0,1,2,3,4,5,6,7,8,9},DW5225&1234567890)),LEN(DW5225)*10-SUM(LEN(SUBSTITUTE(DW5225,{0,1,2,3,4,5,6,7,8,9},))))),\"※error\",1*MID(DW5225,MIN(FIND({0,1,2,3,4,5,6,7,8,9},DW5225&1234567890)),LEN(DW5225)*10-SUM(LEN(SUBSTITUTE(DW5225,{0,1,2,3,4,5,6,7,8,9},))))&\"号室\"))","v":""},{"$f":"IF(ISBLANK(DX100),\"\",IF(ISERROR(1*MID(DX5225,MIN(FIND({0,1,2,3,4,5,6,7,8,9},DX5225&1234567890)),LEN(DX5225)*10-SUM(LEN(SUBSTITUTE(DX5225,{0,1,2,3,4,5,6,7,8,9},))))),\"※error\",1*MID(DX5225,MIN(FIND({0,1,2,3,4,5,6,7,8,9},DX5225&1234567890)),LEN(DX5225)*10-SUM(LEN(SUBSTITUTE(DX5225,{0,1,2,3,4,5,6,7,8,9},))))&\"号室\"))","v":""},{"$f":"IF(ISBLANK(DY100),\"\",IF(ISERROR(1*MID(DY5225,MIN(FIND({0,1,2,3,4,5,6,7,8,9},DY5225&1234567890)),LEN(DY5225)*10-SUM(LEN(SUBSTITUTE(DY5225,{0,1,2,3,4,5,6,7,8,9},))))),\"※error\",1*MID(DY5225,MIN(FIND({0,1,2,3,4,5,6,7,8,9},DY5225&1234567890)),LEN(DY5225)*10-SUM(LEN(SUBSTITUTE(DY5225,{0,1,2,3,4,5,6,7,8,9},))))&\"号室\"))","v":""},{"$f":"IF(ISBLANK(DZ100),\"\",IF(ISERROR(1*MID(DZ5225,MIN(FIND({0,1,2,3,4,5,6,7,8,9},DZ5225&1234567890)),LEN(DZ5225)*10-SUM(LEN(SUBSTITUTE(DZ5225,{0,1,2,3,4,5,6,7,8,9},))))),\"※error\",1*MID(DZ5225,MIN(FIND({0,1,2,3,4,5,6,7,8,9},DZ5225&1234567890)),LEN(DZ5225)*10-SUM(LEN(SUBSTITUTE(DZ5225,{0,1,2,3,4,5,6,7,8,9},))))&\"号室\"))","v":""},{"$f":"IF(ISBLANK(EA100),\"\",IF(ISERROR(1*MID(EA5225,MIN(FIND({0,1,2,3,4,5,6,7,8,9},EA5225&1234567890)),LEN(EA5225)*10-SUM(LEN(SUBSTITUTE(EA5225,{0,1,2,3,4,5,6,7,8,9},))))),\"※error\",1*MID(EA5225,MIN(FIND({0,1,2,3,4,5,6,7,8,9},EA5225&1234567890)),LEN(EA5225)*10-SUM(LEN(SUBSTITUTE(EA5225,{0,1,2,3,4,5,6,7,8,9},))))&\"号室\"))","v":""},{"$f":"IF(ISBLANK(EB100),\"\",IF(ISERROR(1*MID(EB5225,MIN(FIND({0,1,2,3,4,5,6,7,8,9},EB5225&1234567890)),LEN(EB5225)*10-SUM(LEN(SUBSTITUTE(EB5225,{0,1,2,3,4,5,6,7,8,9},))))),\"※error\",1*MID(EB5225,MIN(FIND({0,1,2,3,4,5,6,7,8,9},EB5225&1234567890)),LEN(EB5225)*10-SUM(LEN(SUBSTITUTE(EB5225,{0,1,2,3,4,5,6,7,8,9},))))&\"号室\"))","v":""},{"$f":"IF(ISBLANK(EC100),\"\",IF(ISERROR(1*MID(EC5225,MIN(FIND({0,1,2,3,4,5,6,7,8,9},EC5225&1234567890)),LEN(EC5225)*10-SUM(LEN(SUBSTITUTE(EC5225,{0,1,2,3,4,5,6,7,8,9},))))),\"※error\",1*MID(EC5225,MIN(FIND({0,1,2,3,4,5,6,7,8,9},EC5225&1234567890)),LEN(EC5225)*10-SUM(LEN(SUBSTITUTE(EC5225,{0,1,2,3,4,5,6,7,8,9},))))&\"号室\"))","v":""},{"$f":"IF(ISBLANK(ED100),\"\",IF(ISERROR(1*MID(ED5225,MIN(FIND({0,1,2,3,4,5,6,7,8,9},ED5225&1234567890)),LEN(ED5225)*10-SUM(LEN(SUBSTITUTE(ED5225,{0,1,2,3,4,5,6,7,8,9},))))),\"※error\",1*MID(ED5225,MIN(FIND({0,1,2,3,4,5,6,7,8,9},ED5225&1234567890)),LEN(ED5225)*10-SUM(LEN(SUBSTITUTE(ED5225,{0,1,2,3,4,5,6,7,8,9},))))&\"号室\"))","v":""},{"$f":"IF(ISBLANK(EE100),\"\",IF(ISERROR(1*MID(EE5225,MIN(FIND({0,1,2,3,4,5,6,7,8,9},EE5225&1234567890)),LEN(EE5225)*10-SUM(LEN(SUBSTITUTE(EE5225,{0,1,2,3,4,5,6,7,8,9},))))),\"※error\",1*MID(EE5225,MIN(FIND({0,1,2,3,4,5,6,7,8,9},EE5225&1234567890)),LEN(EE5225)*10-SUM(LEN(SUBSTITUTE(EE5225,{0,1,2,3,4,5,6,7,8,9},))))&\"号室\"))","v":""},{"$f":"IF(ISBLANK(EF100),\"\",IF(ISERROR(1*MID(EF5225,MIN(FIND({0,1,2,3,4,5,6,7,8,9},EF5225&1234567890)),LEN(EF5225)*10-SUM(LEN(SUBSTITUTE(EF5225,{0,1,2,3,4,5,6,7,8,9},))))),\"※error\",1*MID(EF5225,MIN(FIND({0,1,2,3,4,5,6,7,8,9},EF5225&1234567890)),LEN(EF5225)*10-SUM(LEN(SUBSTITUTE(EF5225,{0,1,2,3,4,5,6,7,8,9},))))&\"号室\"))","v":""},{"$f":"IF(ISBLANK(EG100),\"\",IF(ISERROR(1*MID(EG5225,MIN(FIND({0,1,2,3,4,5,6,7,8,9},EG5225&1234567890)),LEN(EG5225)*10-SUM(LEN(SUBSTITUTE(EG5225,{0,1,2,3,4,5,6,7,8,9},))))),\"※error\",1*MID(EG5225,MIN(FIND({0,1,2,3,4,5,6,7,8,9},EG5225&1234567890)),LEN(EG5225)*10-SUM(LEN(SUBSTITUTE(EG5225,{0,1,2,3,4,5,6,7,8,9},))))&\"号室\"))","v":""},{"$f":"IF(ISBLANK(EH100),\"\",IF(ISERROR(1*MID(EH5225,MIN(FIND({0,1,2,3,4,5,6,7,8,9},EH5225&1234567890)),LEN(EH5225)*10-SUM(LEN(SUBSTITUTE(EH5225,{0,1,2,3,4,5,6,7,8,9},))))),\"※error\",1*MID(EH5225,MIN(FIND({0,1,2,3,4,5,6,7,8,9},EH5225&1234567890)),LEN(EH5225)*10-SUM(LEN(SUBSTITUTE(EH5225,{0,1,2,3,4,5,6,7,8,9},))))&\"号室\"))","v":""},{"$f":"IF(ISBLANK(EI100),\"\",IF(ISERROR(1*MID(EI5225,MIN(FIND({0,1,2,3,4,5,6,7,8,9},EI5225&1234567890)),LEN(EI5225)*10-SUM(LEN(SUBSTITUTE(EI5225,{0,1,2,3,4,5,6,7,8,9},))))),\"※error\",1*MID(EI5225,MIN(FIND({0,1,2,3,4,5,6,7,8,9},EI5225&1234567890)),LEN(EI5225)*10-SUM(LEN(SUBSTITUTE(EI5225,{0,1,2,3,4,5,6,7,8,9},))))&\"号室\"))","v":""},{"$f":"IF(ISBLANK(EJ100),\"\",IF(ISERROR(1*MID(EJ5225,MIN(FIND({0,1,2,3,4,5,6,7,8,9},EJ5225&1234567890)),LEN(EJ5225)*10-SUM(LEN(SUBSTITUTE(EJ5225,{0,1,2,3,4,5,6,7,8,9},))))),\"※error\",1*MID(EJ5225,MIN(FIND({0,1,2,3,4,5,6,7,8,9},EJ5225&1234567890)),LEN(EJ5225)*10-SUM(LEN(SUBSTITUTE(EJ5225,{0,1,2,3,4,5,6,7,8,9},))))&\"号室\"))","v":""},{"$f":"IF(ISBLANK(EK100),\"\",IF(ISERROR(1*MID(EK5225,MIN(FIND({0,1,2,3,4,5,6,7,8,9},EK5225&1234567890)),LEN(EK5225)*10-SUM(LEN(SUBSTITUTE(EK5225,{0,1,2,3,4,5,6,7,8,9},))))),\"※error\",1*MID(EK5225,MIN(FIND({0,1,2,3,4,5,6,7,8,9},EK5225&1234567890)),LEN(EK5225)*10-SUM(LEN(SUBSTITUTE(EK5225,{0,1,2,3,4,5,6,7,8,9},))))&\"号室\"))","v":""},{"$f":"IF(ISBLANK(EL100),\"\",IF(ISERROR(1*MID(EL5225,MIN(FIND({0,1,2,3,4,5,6,7,8,9},EL5225&1234567890)),LEN(EL5225)*10-SUM(LEN(SUBSTITUTE(EL5225,{0,1,2,3,4,5,6,7,8,9},))))),\"※error\",1*MID(EL5225,MIN(FIND({0,1,2,3,4,5,6,7,8,9},EL5225&1234567890)),LEN(EL5225)*10-SUM(LEN(SUBSTITUTE(EL5225,{0,1,2,3,4,5,6,7,8,9},))))&\"号室\"))","v":""},{"$f":"IF(ISBLANK(EM100),\"\",IF(ISERROR(1*MID(EM5225,MIN(FIND({0,1,2,3,4,5,6,7,8,9},EM5225&1234567890)),LEN(EM5225)*10-SUM(LEN(SUBSTITUTE(EM5225,{0,1,2,3,4,5,6,7,8,9},))))),\"※error\",1*MID(EM5225,MIN(FIND({0,1,2,3,4,5,6,7,8,9},EM5225&1234567890)),LEN(EM5225)*10-SUM(LEN(SUBSTITUTE(EM5225,{0,1,2,3,4,5,6,7,8,9},))))&\"号室\"))","v":""},{"$f":"IF(ISBLANK(EN100),\"\",IF(ISERROR(1*MID(EN5225,MIN(FIND({0,1,2,3,4,5,6,7,8,9},EN5225&1234567890)),LEN(EN5225)*10-SUM(LEN(SUBSTITUTE(EN5225,{0,1,2,3,4,5,6,7,8,9},))))),\"※error\",1*MID(EN5225,MIN(FIND({0,1,2,3,4,5,6,7,8,9},EN5225&1234567890)),LEN(EN5225)*10-SUM(LEN(SUBSTITUTE(EN5225,{0,1,2,3,4,5,6,7,8,9},))))&\"号室\"))","v":""},{"$f":"IF(ISBLANK(EO100),\"\",IF(ISERROR(1*MID(EO5225,MIN(FIND({0,1,2,3,4,5,6,7,8,9},EO5225&1234567890)),LEN(EO5225)*10-SUM(LEN(SUBSTITUTE(EO5225,{0,1,2,3,4,5,6,7,8,9},))))),\"※error\",1*MID(EO5225,MIN(FIND({0,1,2,3,4,5,6,7,8,9},EO5225&1234567890)),LEN(EO5225)*10-SUM(LEN(SUBSTITUTE(EO5225,{0,1,2,3,4,5,6,7,8,9},))))&\"号室\"))","v":""},{"$f":"IF(ISBLANK(EP100),\"\",IF(ISERROR(1*MID(EP5225,MIN(FIND({0,1,2,3,4,5,6,7,8,9},EP5225&1234567890)),LEN(EP5225)*10-SUM(LEN(SUBSTITUTE(EP5225,{0,1,2,3,4,5,6,7,8,9},))))),\"※error\",1*MID(EP5225,MIN(FIND({0,1,2,3,4,5,6,7,8,9},EP5225&1234567890)),LEN(EP5225)*10-SUM(LEN(SUBSTITUTE(EP5225,{0,1,2,3,4,5,6,7,8,9},))))&\"号室\"))","v":""},{"$f":"IF(ISBLANK(EQ100),\"\",IF(ISERROR(1*MID(EQ5225,MIN(FIND({0,1,2,3,4,5,6,7,8,9},EQ5225&1234567890)),LEN(EQ5225)*10-SUM(LEN(SUBSTITUTE(EQ5225,{0,1,2,3,4,5,6,7,8,9},))))),\"※error\",1*MID(EQ5225,MIN(FIND({0,1,2,3,4,5,6,7,8,9},EQ5225&1234567890)),LEN(EQ5225)*10-SUM(LEN(SUBSTITUTE(EQ5225,{0,1,2,3,4,5,6,7,8,9},))))&\"号室\"))","v":""},{"$f":"IF(ISBLANK(ER100),\"\",IF(ISERROR(1*MID(ER5225,MIN(FIND({0,1,2,3,4,5,6,7,8,9},ER5225&1234567890)),LEN(ER5225)*10-SUM(LEN(SUBSTITUTE(ER5225,{0,1,2,3,4,5,6,7,8,9},))))),\"※error\",1*MID(ER5225,MIN(FIND({0,1,2,3,4,5,6,7,8,9},ER5225&1234567890)),LEN(ER5225)*10-SUM(LEN(SUBSTITUTE(ER5225,{0,1,2,3,4,5,6,7,8,9},))))&\"号室\"))","v":""},{"$f":"IF(ISBLANK(ES100),\"\",IF(ISERROR(1*MID(ES5225,MIN(FIND({0,1,2,3,4,5,6,7,8,9},ES5225&1234567890)),LEN(ES5225)*10-SUM(LEN(SUBSTITUTE(ES5225,{0,1,2,3,4,5,6,7,8,9},))))),\"※error\",1*MID(ES5225,MIN(FIND({0,1,2,3,4,5,6,7,8,9},ES5225&1234567890)),LEN(ES5225)*10-SUM(LEN(SUBSTITUTE(ES5225,{0,1,2,3,4,5,6,7,8,9},))))&\"号室\"))","v":""},{"$f":"IF(ISBLANK(ET100),\"\",IF(ISERROR(1*MID(ET5225,MIN(FIND({0,1,2,3,4,5,6,7,8,9},ET5225&1234567890)),LEN(ET5225)*10-SUM(LEN(SUBSTITUTE(ET5225,{0,1,2,3,4,5,6,7,8,9},))))),\"※error\",1*MID(ET5225,MIN(FIND({0,1,2,3,4,5,6,7,8,9},ET5225&1234567890)),LEN(ET5225)*10-SUM(LEN(SUBSTITUTE(ET5225,{0,1,2,3,4,5,6,7,8,9},))))&\"号室\"))","v":""},{"$f":"IF(ISBLANK(EU100),\"\",IF(ISERROR(1*MID(EU5225,MIN(FIND({0,1,2,3,4,5,6,7,8,9},EU5225&1234567890)),LEN(EU5225)*10-SUM(LEN(SUBSTITUTE(EU5225,{0,1,2,3,4,5,6,7,8,9},))))),\"※error\",1*MID(EU5225,MIN(FIND({0,1,2,3,4,5,6,7,8,9},EU5225&1234567890)),LEN(EU5225)*10-SUM(LEN(SUBSTITUTE(EU5225,{0,1,2,3,4,5,6,7,8,9},))))&\"号室\"))","v":""},{"$f":"IF(ISBLANK(EV100),\"\",IF(ISERROR(1*MID(EV5225,MIN(FIND({0,1,2,3,4,5,6,7,8,9},EV5225&1234567890)),LEN(EV5225)*10-SUM(LEN(SUBSTITUTE(EV5225,{0,1,2,3,4,5,6,7,8,9},))))),\"※error\",1*MID(EV5225,MIN(FIND({0,1,2,3,4,5,6,7,8,9},EV5225&1234567890)),LEN(EV5225)*10-SUM(LEN(SUBSTITUTE(EV5225,{0,1,2,3,4,5,6,7,8,9},))))&\"号室\"))","v":""},{"$f":"IF(ISBLANK(EW100),\"\",IF(ISERROR(1*MID(EW5225,MIN(FIND({0,1,2,3,4,5,6,7,8,9},EW5225&1234567890)),LEN(EW5225)*10-SUM(LEN(SUBSTITUTE(EW5225,{0,1,2,3,4,5,6,7,8,9},))))),\"※error\",1*MID(EW5225,MIN(FIND({0,1,2,3,4,5,6,7,8,9},EW5225&1234567890)),LEN(EW5225)*10-SUM(LEN(SUBSTITUTE(EW5225,{0,1,2,3,4,5,6,7,8,9},))))&\"号室\"))","v":""},{"$f":"IF(ISBLANK(EX100),\"\",IF(ISERROR(1*MID(EX5225,MIN(FIND({0,1,2,3,4,5,6,7,8,9},EX5225&1234567890)),LEN(EX5225)*10-SUM(LEN(SUBSTITUTE(EX5225,{0,1,2,3,4,5,6,7,8,9},))))),\"※error\",1*MID(EX5225,MIN(FIND({0,1,2,3,4,5,6,7,8,9},EX5225&1234567890)),LEN(EX5225)*10-SUM(LEN(SUBSTITUTE(EX5225,{0,1,2,3,4,5,6,7,8,9},))))&\"号室\"))","v":""},{"$f":"IF(ISBLANK(EY100),\"\",IF(ISERROR(1*MID(EY5225,MIN(FIND({0,1,2,3,4,5,6,7,8,9},EY5225&1234567890)),LEN(EY5225)*10-SUM(LEN(SUBSTITUTE(EY5225,{0,1,2,3,4,5,6,7,8,9},))))),\"※error\",1*MID(EY5225,MIN(FIND({0,1,2,3,4,5,6,7,8,9},EY5225&1234567890)),LEN(EY5225)*10-SUM(LEN(SUBSTITUTE(EY5225,{0,1,2,3,4,5,6,7,8,9},))))&\"号室\"))","v":""},{"$f":"IF(ISBLANK(EZ100),\"\",IF(ISERROR(1*MID(EZ5225,MIN(FIND({0,1,2,3,4,5,6,7,8,9},EZ5225&1234567890)),LEN(EZ5225)*10-SUM(LEN(SUBSTITUTE(EZ5225,{0,1,2,3,4,5,6,7,8,9},))))),\"※error\",1*MID(EZ5225,MIN(FIND({0,1,2,3,4,5,6,7,8,9},EZ5225&1234567890)),LEN(EZ5225)*10-SUM(LEN(SUBSTITUTE(EZ5225,{0,1,2,3,4,5,6,7,8,9},))))&\"号室\"))","v":""},{"$f":"IF(ISBLANK(FA100),\"\",IF(ISERROR(1*MID(FA5225,MIN(FIND({0,1,2,3,4,5,6,7,8,9},FA5225&1234567890)),LEN(FA5225)*10-SUM(LEN(SUBSTITUTE(FA5225,{0,1,2,3,4,5,6,7,8,9},))))),\"※error\",1*MID(FA5225,MIN(FIND({0,1,2,3,4,5,6,7,8,9},FA5225&1234567890)),LEN(FA5225)*10-SUM(LEN(SUBSTITUTE(FA5225,{0,1,2,3,4,5,6,7,8,9},))))&\"号室\"))","v":""},{"$f":"IF(ISBLANK(FB100),\"\",IF(ISERROR(1*MID(FB5225,MIN(FIND({0,1,2,3,4,5,6,7,8,9},FB5225&1234567890)),LEN(FB5225)*10-SUM(LEN(SUBSTITUTE(FB5225,{0,1,2,3,4,5,6,7,8,9},))))),\"※error\",1*MID(FB5225,MIN(FIND({0,1,2,3,4,5,6,7,8,9},FB5225&1234567890)),LEN(FB5225)*10-SUM(LEN(SUBSTITUTE(FB5225,{0,1,2,3,4,5,6,7,8,9},))))&\"号室\"))","v":""},{"$f":"IF(ISBLANK(FC100),\"\",IF(ISERROR(1*MID(FC5225,MIN(FIND({0,1,2,3,4,5,6,7,8,9},FC5225&1234567890)),LEN(FC5225)*10-SUM(LEN(SUBSTITUTE(FC5225,{0,1,2,3,4,5,6,7,8,9},))))),\"※error\",1*MID(FC5225,MIN(FIND({0,1,2,3,4,5,6,7,8,9},FC5225&1234567890)),LEN(FC5225)*10-SUM(LEN(SUBSTITUTE(FC5225,{0,1,2,3,4,5,6,7,8,9},))))&\"号室\"))","v":""},{"$f":"IF(ISBLANK(FD100),\"\",IF(ISERROR(1*MID(FD5225,MIN(FIND({0,1,2,3,4,5,6,7,8,9},FD5225&1234567890)),LEN(FD5225)*10-SUM(LEN(SUBSTITUTE(FD5225,{0,1,2,3,4,5,6,7,8,9},))))),\"※error\",1*MID(FD5225,MIN(FIND({0,1,2,3,4,5,6,7,8,9},FD5225&1234567890)),LEN(FD5225)*10-SUM(LEN(SUBSTITUTE(FD5225,{0,1,2,3,4,5,6,7,8,9},))))&\"号室\"))","v":""},{"$f":"IF(ISBLANK(FE100),\"\",IF(ISERROR(1*MID(FE5225,MIN(FIND({0,1,2,3,4,5,6,7,8,9},FE5225&1234567890)),LEN(FE5225)*10-SUM(LEN(SUBSTITUTE(FE5225,{0,1,2,3,4,5,6,7,8,9},))))),\"※error\",1*MID(FE5225,MIN(FIND({0,1,2,3,4,5,6,7,8,9},FE5225&1234567890)),LEN(FE5225)*10-SUM(LEN(SUBSTITUTE(FE5225,{0,1,2,3,4,5,6,7,8,9},))))&\"号室\"))","v":""},{"$f":"IF(ISBLANK(FF100),\"\",IF(ISERROR(1*MID(FF5225,MIN(FIND({0,1,2,3,4,5,6,7,8,9},FF5225&1234567890)),LEN(FF5225)*10-SUM(LEN(SUBSTITUTE(FF5225,{0,1,2,3,4,5,6,7,8,9},))))),\"※error\",1*MID(FF5225,MIN(FIND({0,1,2,3,4,5,6,7,8,9},FF5225&1234567890)),LEN(FF5225)*10-SUM(LEN(SUBSTITUTE(FF5225,{0,1,2,3,4,5,6,7,8,9},))))&\"号室\"))","v":""},{"$f":"IF(ISBLANK(FG100),\"\",IF(ISERROR(1*MID(FG5225,MIN(FIND({0,1,2,3,4,5,6,7,8,9},FG5225&1234567890)),LEN(FG5225)*10-SUM(LEN(SUBSTITUTE(FG5225,{0,1,2,3,4,5,6,7,8,9},))))),\"※error\",1*MID(FG5225,MIN(FIND({0,1,2,3,4,5,6,7,8,9},FG5225&1234567890)),LEN(FG5225)*10-SUM(LEN(SUBSTITUTE(FG5225,{0,1,2,3,4,5,6,7,8,9},))))&\"号室\"))","v":""},{"$f":"IF(ISBLANK(FH100),\"\",IF(ISERROR(1*MID(FH5225,MIN(FIND({0,1,2,3,4,5,6,7,8,9},FH5225&1234567890)),LEN(FH5225)*10-SUM(LEN(SUBSTITUTE(FH5225,{0,1,2,3,4,5,6,7,8,9},))))),\"※error\",1*MID(FH5225,MIN(FIND({0,1,2,3,4,5,6,7,8,9},FH5225&1234567890)),LEN(FH5225)*10-SUM(LEN(SUBSTITUTE(FH5225,{0,1,2,3,4,5,6,7,8,9},))))&\"号室\"))","v":""},{"$f":"IF(ISBLANK(FI100),\"\",IF(ISERROR(1*MID(FI5225,MIN(FIND({0,1,2,3,4,5,6,7,8,9},FI5225&1234567890)),LEN(FI5225)*10-SUM(LEN(SUBSTITUTE(FI5225,{0,1,2,3,4,5,6,7,8,9},))))),\"※error\",1*MID(FI5225,MIN(FIND({0,1,2,3,4,5,6,7,8,9},FI5225&1234567890)),LEN(FI5225)*10-SUM(LEN(SUBSTITUTE(FI5225,{0,1,2,3,4,5,6,7,8,9},))))&\"号室\"))","v":""},{"$f":"IF(ISBLANK(FJ100),\"\",IF(ISERROR(1*MID(FJ5225,MIN(FIND({0,1,2,3,4,5,6,7,8,9},FJ5225&1234567890)),LEN(FJ5225)*10-SUM(LEN(SUBSTITUTE(FJ5225,{0,1,2,3,4,5,6,7,8,9},))))),\"※error\",1*MID(FJ5225,MIN(FIND({0,1,2,3,4,5,6,7,8,9},FJ5225&1234567890)),LEN(FJ5225)*10-SUM(LEN(SUBSTITUTE(FJ5225,{0,1,2,3,4,5,6,7,8,9},))))&\"号室\"))","v":""},{"$f":"IF(ISBLANK(FK100),\"\",IF(ISERROR(1*MID(FK5225,MIN(FIND({0,1,2,3,4,5,6,7,8,9},FK5225&1234567890)),LEN(FK5225)*10-SUM(LEN(SUBSTITUTE(FK5225,{0,1,2,3,4,5,6,7,8,9},))))),\"※error\",1*MID(FK5225,MIN(FIND({0,1,2,3,4,5,6,7,8,9},FK5225&1234567890)),LEN(FK5225)*10-SUM(LEN(SUBSTITUTE(FK5225,{0,1,2,3,4,5,6,7,8,9},))))&\"号室\"))","v":""},{"$f":"IF(ISBLANK(FL100),\"\",IF(ISERROR(1*MID(FL5225,MIN(FIND({0,1,2,3,4,5,6,7,8,9},FL5225&1234567890)),LEN(FL5225)*10-SUM(LEN(SUBSTITUTE(FL5225,{0,1,2,3,4,5,6,7,8,9},))))),\"※error\",1*MID(FL5225,MIN(FIND({0,1,2,3,4,5,6,7,8,9},FL5225&1234567890)),LEN(FL5225)*10-SUM(LEN(SUBSTITUTE(FL5225,{0,1,2,3,4,5,6,7,8,9},))))&\"号室\"))","v":""},{"$f":"IF(ISBLANK(FM100),\"\",IF(ISERROR(1*MID(FM5225,MIN(FIND({0,1,2,3,4,5,6,7,8,9},FM5225&1234567890)),LEN(FM5225)*10-SUM(LEN(SUBSTITUTE(FM5225,{0,1,2,3,4,5,6,7,8,9},))))),\"※error\",1*MID(FM5225,MIN(FIND({0,1,2,3,4,5,6,7,8,9},FM5225&1234567890)),LEN(FM5225)*10-SUM(LEN(SUBSTITUTE(FM5225,{0,1,2,3,4,5,6,7,8,9},))))&\"号室\"))","v":""},{"$f":"IF(ISBLANK(FN100),\"\",IF(ISERROR(1*MID(FN5225,MIN(FIND({0,1,2,3,4,5,6,7,8,9},FN5225&1234567890)),LEN(FN5225)*10-SUM(LEN(SUBSTITUTE(FN5225,{0,1,2,3,4,5,6,7,8,9},))))),\"※error\",1*MID(FN5225,MIN(FIND({0,1,2,3,4,5,6,7,8,9},FN5225&1234567890)),LEN(FN5225)*10-SUM(LEN(SUBSTITUTE(FN5225,{0,1,2,3,4,5,6,7,8,9},))))&\"号室\"))","v":""},{"$f":"IF(ISBLANK(FO100),\"\",IF(ISERROR(1*MID(FO5225,MIN(FIND({0,1,2,3,4,5,6,7,8,9},FO5225&1234567890)),LEN(FO5225)*10-SUM(LEN(SUBSTITUTE(FO5225,{0,1,2,3,4,5,6,7,8,9},))))),\"※error\",1*MID(FO5225,MIN(FIND({0,1,2,3,4,5,6,7,8,9},FO5225&1234567890)),LEN(FO5225)*10-SUM(LEN(SUBSTITUTE(FO5225,{0,1,2,3,4,5,6,7,8,9},))))&\"号室\"))","v":""},{"$f":"IF(ISBLANK(FP100),\"\",IF(ISERROR(1*MID(FP5225,MIN(FIND({0,1,2,3,4,5,6,7,8,9},FP5225&1234567890)),LEN(FP5225)*10-SUM(LEN(SUBSTITUTE(FP5225,{0,1,2,3,4,5,6,7,8,9},))))),\"※error\",1*MID(FP5225,MIN(FIND({0,1,2,3,4,5,6,7,8,9},FP5225&1234567890)),LEN(FP5225)*10-SUM(LEN(SUBSTITUTE(FP5225,{0,1,2,3,4,5,6,7,8,9},))))&\"号室\"))","v":""},{"$f":"IF(ISBLANK(FQ100),\"\",IF(ISERROR(1*MID(FQ5225,MIN(FIND({0,1,2,3,4,5,6,7,8,9},FQ5225&1234567890)),LEN(FQ5225)*10-SUM(LEN(SUBSTITUTE(FQ5225,{0,1,2,3,4,5,6,7,8,9},))))),\"※error\",1*MID(FQ5225,MIN(FIND({0,1,2,3,4,5,6,7,8,9},FQ5225&1234567890)),LEN(FQ5225)*10-SUM(LEN(SUBSTITUTE(FQ5225,{0,1,2,3,4,5,6,7,8,9},))))&\"号室\"))","v":""},{"$f":"IF(ISBLANK(FR100),\"\",IF(ISERROR(1*MID(FR5225,MIN(FIND({0,1,2,3,4,5,6,7,8,9},FR5225&1234567890)),LEN(FR5225)*10-SUM(LEN(SUBSTITUTE(FR5225,{0,1,2,3,4,5,6,7,8,9},))))),\"※error\",1*MID(FR5225,MIN(FIND({0,1,2,3,4,5,6,7,8,9},FR5225&1234567890)),LEN(FR5225)*10-SUM(LEN(SUBSTITUTE(FR5225,{0,1,2,3,4,5,6,7,8,9},))))&\"号室\"))","v":""},{"$f":"IF(ISBLANK(FS100),\"\",IF(ISERROR(1*MID(FS5225,MIN(FIND({0,1,2,3,4,5,6,7,8,9},FS5225&1234567890)),LEN(FS5225)*10-SUM(LEN(SUBSTITUTE(FS5225,{0,1,2,3,4,5,6,7,8,9},))))),\"※error\",1*MID(FS5225,MIN(FIND({0,1,2,3,4,5,6,7,8,9},FS5225&1234567890)),LEN(FS5225)*10-SUM(LEN(SUBSTITUTE(FS5225,{0,1,2,3,4,5,6,7,8,9},))))&\"号室\"))","v":""},{"$f":"IF(ISBLANK(FT100),\"\",IF(ISERROR(1*MID(FT5225,MIN(FIND({0,1,2,3,4,5,6,7,8,9},FT5225&1234567890)),LEN(FT5225)*10-SUM(LEN(SUBSTITUTE(FT5225,{0,1,2,3,4,5,6,7,8,9},))))),\"※error\",1*MID(FT5225,MIN(FIND({0,1,2,3,4,5,6,7,8,9},FT5225&1234567890)),LEN(FT5225)*10-SUM(LEN(SUBSTITUTE(FT5225,{0,1,2,3,4,5,6,7,8,9},))))&\"号室\"))","v":""},{"$f":"IF(ISBLANK(FU100),\"\",IF(ISERROR(1*MID(FU5225,MIN(FIND({0,1,2,3,4,5,6,7,8,9},FU5225&1234567890)),LEN(FU5225)*10-SUM(LEN(SUBSTITUTE(FU5225,{0,1,2,3,4,5,6,7,8,9},))))),\"※error\",1*MID(FU5225,MIN(FIND({0,1,2,3,4,5,6,7,8,9},FU5225&1234567890)),LEN(FU5225)*10-SUM(LEN(SUBSTITUTE(FU5225,{0,1,2,3,4,5,6,7,8,9},))))&\"号室\"))","v":""},{"$f":"IF(ISBLANK(FV100),\"\",IF(ISERROR(1*MID(FV5225,MIN(FIND({0,1,2,3,4,5,6,7,8,9},FV5225&1234567890)),LEN(FV5225)*10-SUM(LEN(SUBSTITUTE(FV5225,{0,1,2,3,4,5,6,7,8,9},))))),\"※error\",1*MID(FV5225,MIN(FIND({0,1,2,3,4,5,6,7,8,9},FV5225&1234567890)),LEN(FV5225)*10-SUM(LEN(SUBSTITUTE(FV5225,{0,1,2,3,4,5,6,7,8,9},))))&\"号室\"))","v":""},{"$f":"IF(ISBLANK(FW100),\"\",IF(ISERROR(1*MID(FW5225,MIN(FIND({0,1,2,3,4,5,6,7,8,9},FW5225&1234567890)),LEN(FW5225)*10-SUM(LEN(SUBSTITUTE(FW5225,{0,1,2,3,4,5,6,7,8,9},))))),\"※error\",1*MID(FW5225,MIN(FIND({0,1,2,3,4,5,6,7,8,9},FW5225&1234567890)),LEN(FW5225)*10-SUM(LEN(SUBSTITUTE(FW5225,{0,1,2,3,4,5,6,7,8,9},))))&\"号室\"))","v":""},{"$f":"IF(ISBLANK(FX100),\"\",IF(ISERROR(1*MID(FX5225,MIN(FIND({0,1,2,3,4,5,6,7,8,9},FX5225&1234567890)),LEN(FX5225)*10-SUM(LEN(SUBSTITUTE(FX5225,{0,1,2,3,4,5,6,7,8,9},))))),\"※error\",1*MID(FX5225,MIN(FIND({0,1,2,3,4,5,6,7,8,9},FX5225&1234567890)),LEN(FX5225)*10-SUM(LEN(SUBSTITUTE(FX5225,{0,1,2,3,4,5,6,7,8,9},))))&\"号室\"))","v":""},{"$f":"IF(ISBLANK(FY100),\"\",IF(ISERROR(1*MID(FY5225,MIN(FIND({0,1,2,3,4,5,6,7,8,9},FY5225&1234567890)),LEN(FY5225)*10-SUM(LEN(SUBSTITUTE(FY5225,{0,1,2,3,4,5,6,7,8,9},))))),\"※error\",1*MID(FY5225,MIN(FIND({0,1,2,3,4,5,6,7,8,9},FY5225&1234567890)),LEN(FY5225)*10-SUM(LEN(SUBSTITUTE(FY5225,{0,1,2,3,4,5,6,7,8,9},))))&\"号室\"))","v":""},{"$f":"IF(ISBLANK(FZ100),\"\",IF(ISERROR(1*MID(FZ5225,MIN(FIND({0,1,2,3,4,5,6,7,8,9},FZ5225&1234567890)),LEN(FZ5225)*10-SUM(LEN(SUBSTITUTE(FZ5225,{0,1,2,3,4,5,6,7,8,9},))))),\"※error\",1*MID(FZ5225,MIN(FIND({0,1,2,3,4,5,6,7,8,9},FZ5225&1234567890)),LEN(FZ5225)*10-SUM(LEN(SUBSTITUTE(FZ5225,{0,1,2,3,4,5,6,7,8,9},))))&\"号室\"))","v":""},{"$f":"IF(ISBLANK(GA100),\"\",IF(ISERROR(1*MID(GA5225,MIN(FIND({0,1,2,3,4,5,6,7,8,9},GA5225&1234567890)),LEN(GA5225)*10-SUM(LEN(SUBSTITUTE(GA5225,{0,1,2,3,4,5,6,7,8,9},))))),\"※error\",1*MID(GA5225,MIN(FIND({0,1,2,3,4,5,6,7,8,9},GA5225&1234567890)),LEN(GA5225)*10-SUM(LEN(SUBSTITUTE(GA5225,{0,1,2,3,4,5,6,7,8,9},))))&\"号室\"))","v":""},{"$f":"IF(ISBLANK(GB100),\"\",IF(ISERROR(1*MID(GB5225,MIN(FIND({0,1,2,3,4,5,6,7,8,9},GB5225&1234567890)),LEN(GB5225)*10-SUM(LEN(SUBSTITUTE(GB5225,{0,1,2,3,4,5,6,7,8,9},))))),\"※error\",1*MID(GB5225,MIN(FIND({0,1,2,3,4,5,6,7,8,9},GB5225&1234567890)),LEN(GB5225)*10-SUM(LEN(SUBSTITUTE(GB5225,{0,1,2,3,4,5,6,7,8,9},))))&\"号室\"))","v":""},{"$f":"IF(ISBLANK(GC100),\"\",IF(ISERROR(1*MID(GC5225,MIN(FIND({0,1,2,3,4,5,6,7,8,9},GC5225&1234567890)),LEN(GC5225)*10-SUM(LEN(SUBSTITUTE(GC5225,{0,1,2,3,4,5,6,7,8,9},))))),\"※error\",1*MID(GC5225,MIN(FIND({0,1,2,3,4,5,6,7,8,9},GC5225&1234567890)),LEN(GC5225)*10-SUM(LEN(SUBSTITUTE(GC5225,{0,1,2,3,4,5,6,7,8,9},))))&\"号室\"))","v":""},{"$f":"IF(ISBLANK(GD100),\"\",IF(ISERROR(1*MID(GD5225,MIN(FIND({0,1,2,3,4,5,6,7,8,9},GD5225&1234567890)),LEN(GD5225)*10-SUM(LEN(SUBSTITUTE(GD5225,{0,1,2,3,4,5,6,7,8,9},))))),\"※error\",1*MID(GD5225,MIN(FIND({0,1,2,3,4,5,6,7,8,9},GD5225&1234567890)),LEN(GD5225)*10-SUM(LEN(SUBSTITUTE(GD5225,{0,1,2,3,4,5,6,7,8,9},))))&\"号室\"))","v":""},{"$f":"IF(ISBLANK(GE100),\"\",IF(ISERROR(1*MID(GE5225,MIN(FIND({0,1,2,3,4,5,6,7,8,9},GE5225&1234567890)),LEN(GE5225)*10-SUM(LEN(SUBSTITUTE(GE5225,{0,1,2,3,4,5,6,7,8,9},))))),\"※error\",1*MID(GE5225,MIN(FIND({0,1,2,3,4,5,6,7,8,9},GE5225&1234567890)),LEN(GE5225)*10-SUM(LEN(SUBSTITUTE(GE5225,{0,1,2,3,4,5,6,7,8,9},))))&\"号室\"))","v":""},{"$f":"IF(ISBLANK(GF100),\"\",IF(ISERROR(1*MID(GF5225,MIN(FIND({0,1,2,3,4,5,6,7,8,9},GF5225&1234567890)),LEN(GF5225)*10-SUM(LEN(SUBSTITUTE(GF5225,{0,1,2,3,4,5,6,7,8,9},))))),\"※error\",1*MID(GF5225,MIN(FIND({0,1,2,3,4,5,6,7,8,9},GF5225&1234567890)),LEN(GF5225)*10-SUM(LEN(SUBSTITUTE(GF5225,{0,1,2,3,4,5,6,7,8,9},))))&\"号室\"))","v":""},{"$f":"IF(ISBLANK(GG100),\"\",IF(ISERROR(1*MID(GG5225,MIN(FIND({0,1,2,3,4,5,6,7,8,9},GG5225&1234567890)),LEN(GG5225)*10-SUM(LEN(SUBSTITUTE(GG5225,{0,1,2,3,4,5,6,7,8,9},))))),\"※error\",1*MID(GG5225,MIN(FIND({0,1,2,3,4,5,6,7,8,9},GG5225&1234567890)),LEN(GG5225)*10-SUM(LEN(SUBSTITUTE(GG5225,{0,1,2,3,4,5,6,7,8,9},))))&\"号室\"))","v":""},{"$f":"IF(ISBLANK(GH100),\"\",IF(ISERROR(1*MID(GH5225,MIN(FIND({0,1,2,3,4,5,6,7,8,9},GH5225&1234567890)),LEN(GH5225)*10-SUM(LEN(SUBSTITUTE(GH5225,{0,1,2,3,4,5,6,7,8,9},))))),\"※error\",1*MID(GH5225,MIN(FIND({0,1,2,3,4,5,6,7,8,9},GH5225&1234567890)),LEN(GH5225)*10-SUM(LEN(SUBSTITUTE(GH5225,{0,1,2,3,4,5,6,7,8,9},))))&\"号室\"))","v":""},{"$f":"IF(ISBLANK(GI100),\"\",IF(ISERROR(1*MID(GI5225,MIN(FIND({0,1,2,3,4,5,6,7,8,9},GI5225&1234567890)),LEN(GI5225)*10-SUM(LEN(SUBSTITUTE(GI5225,{0,1,2,3,4,5,6,7,8,9},))))),\"※error\",1*MID(GI5225,MIN(FIND({0,1,2,3,4,5,6,7,8,9},GI5225&1234567890)),LEN(GI5225)*10-SUM(LEN(SUBSTITUTE(GI5225,{0,1,2,3,4,5,6,7,8,9},))))&\"号室\"))","v":""},{"$f":"IF(ISBLANK(GJ100),\"\",IF(ISERROR(1*MID(GJ5225,MIN(FIND({0,1,2,3,4,5,6,7,8,9},GJ5225&1234567890)),LEN(GJ5225)*10-SUM(LEN(SUBSTITUTE(GJ5225,{0,1,2,3,4,5,6,7,8,9},))))),\"※error\",1*MID(GJ5225,MIN(FIND({0,1,2,3,4,5,6,7,8,9},GJ5225&1234567890)),LEN(GJ5225)*10-SUM(LEN(SUBSTITUTE(GJ5225,{0,1,2,3,4,5,6,7,8,9},))))&\"号室\"))","v":""},{"$f":"IF(ISBLANK(GK100),\"\",IF(ISERROR(1*MID(GK5225,MIN(FIND({0,1,2,3,4,5,6,7,8,9},GK5225&1234567890)),LEN(GK5225)*10-SUM(LEN(SUBSTITUTE(GK5225,{0,1,2,3,4,5,6,7,8,9},))))),\"※error\",1*MID(GK5225,MIN(FIND({0,1,2,3,4,5,6,7,8,9},GK5225&1234567890)),LEN(GK5225)*10-SUM(LEN(SUBSTITUTE(GK5225,{0,1,2,3,4,5,6,7,8,9},))))&\"号室\"))","v":""},{"$f":"IF(ISBLANK(GL100),\"\",IF(ISERROR(1*MID(GL5225,MIN(FIND({0,1,2,3,4,5,6,7,8,9},GL5225&1234567890)),LEN(GL5225)*10-SUM(LEN(SUBSTITUTE(GL5225,{0,1,2,3,4,5,6,7,8,9},))))),\"※error\",1*MID(GL5225,MIN(FIND({0,1,2,3,4,5,6,7,8,9},GL5225&1234567890)),LEN(GL5225)*10-SUM(LEN(SUBSTITUTE(GL5225,{0,1,2,3,4,5,6,7,8,9},))))&\"号室\"))","v":""},{"$f":"IF(ISBLANK(GM100),\"\",IF(ISERROR(1*MID(GM5225,MIN(FIND({0,1,2,3,4,5,6,7,8,9},GM5225&1234567890)),LEN(GM5225)*10-SUM(LEN(SUBSTITUTE(GM5225,{0,1,2,3,4,5,6,7,8,9},))))),\"※error\",1*MID(GM5225,MIN(FIND({0,1,2,3,4,5,6,7,8,9},GM5225&1234567890)),LEN(GM5225)*10-SUM(LEN(SUBSTITUTE(GM5225,{0,1,2,3,4,5,6,7,8,9},))))&\"号室\"))","v":""},{"$f":"IF(ISBLANK(GN100),\"\",IF(ISERROR(1*MID(GN5225,MIN(FIND({0,1,2,3,4,5,6,7,8,9},GN5225&1234567890)),LEN(GN5225)*10-SUM(LEN(SUBSTITUTE(GN5225,{0,1,2,3,4,5,6,7,8,9},))))),\"※error\",1*MID(GN5225,MIN(FIND({0,1,2,3,4,5,6,7,8,9},GN5225&1234567890)),LEN(GN5225)*10-SUM(LEN(SUBSTITUTE(GN5225,{0,1,2,3,4,5,6,7,8,9},))))&\"号室\"))","v":""},{"$f":"IF(ISBLANK(GO100),\"\",IF(ISERROR(1*MID(GO5225,MIN(FIND({0,1,2,3,4,5,6,7,8,9},GO5225&1234567890)),LEN(GO5225)*10-SUM(LEN(SUBSTITUTE(GO5225,{0,1,2,3,4,5,6,7,8,9},))))),\"※error\",1*MID(GO5225,MIN(FIND({0,1,2,3,4,5,6,7,8,9},GO5225&1234567890)),LEN(GO5225)*10-SUM(LEN(SUBSTITUTE(GO5225,{0,1,2,3,4,5,6,7,8,9},))))&\"号室\"))","v":""},{"$f":"IF(ISBLANK(GP100),\"\",IF(ISERROR(1*MID(GP5225,MIN(FIND({0,1,2,3,4,5,6,7,8,9},GP5225&1234567890)),LEN(GP5225)*10-SUM(LEN(SUBSTITUTE(GP5225,{0,1,2,3,4,5,6,7,8,9},))))),\"※error\",1*MID(GP5225,MIN(FIND({0,1,2,3,4,5,6,7,8,9},GP5225&1234567890)),LEN(GP5225)*10-SUM(LEN(SUBSTITUTE(GP5225,{0,1,2,3,4,5,6,7,8,9},))))&\"号室\"))","v":""},{"$f":"IF(ISBLANK(GQ100),\"\",IF(ISERROR(1*MID(GQ5225,MIN(FIND({0,1,2,3,4,5,6,7,8,9},GQ5225&1234567890)),LEN(GQ5225)*10-SUM(LEN(SUBSTITUTE(GQ5225,{0,1,2,3,4,5,6,7,8,9},))))),\"※error\",1*MID(GQ5225,MIN(FIND({0,1,2,3,4,5,6,7,8,9},GQ5225&1234567890)),LEN(GQ5225)*10-SUM(LEN(SUBSTITUTE(GQ5225,{0,1,2,3,4,5,6,7,8,9},))))&\"号室\"))","v":""},{"$f":"IF(ISBLANK(GR100),\"\",IF(ISERROR(1*MID(GR5225,MIN(FIND({0,1,2,3,4,5,6,7,8,9},GR5225&1234567890)),LEN(GR5225)*10-SUM(LEN(SUBSTITUTE(GR5225,{0,1,2,3,4,5,6,7,8,9},))))),\"※error\",1*MID(GR5225,MIN(FIND({0,1,2,3,4,5,6,7,8,9},GR5225&1234567890)),LEN(GR5225)*10-SUM(LEN(SUBSTITUTE(GR5225,{0,1,2,3,4,5,6,7,8,9},))))&\"号室\"))","v":""},{"$f":"IF(ISBLANK(GS100),\"\",IF(ISERROR(1*MID(GS5225,MIN(FIND({0,1,2,3,4,5,6,7,8,9},GS5225&1234567890)),LEN(GS5225)*10-SUM(LEN(SUBSTITUTE(GS5225,{0,1,2,3,4,5,6,7,8,9},))))),\"※error\",1*MID(GS5225,MIN(FIND({0,1,2,3,4,5,6,7,8,9},GS5225&1234567890)),LEN(GS5225)*10-SUM(LEN(SUBSTITUTE(GS5225,{0,1,2,3,4,5,6,7,8,9},))))&\"号室\"))","v":""},{"$f":"IF(ISBLANK(GT100),\"\",IF(ISERROR(1*MID(GT5225,MIN(FIND({0,1,2,3,4,5,6,7,8,9},GT5225&1234567890)),LEN(GT5225)*10-SUM(LEN(SUBSTITUTE(GT5225,{0,1,2,3,4,5,6,7,8,9},))))),\"※error\",1*MID(GT5225,MIN(FIND({0,1,2,3,4,5,6,7,8,9},GT5225&1234567890)),LEN(GT5225)*10-SUM(LEN(SUBSTITUTE(GT5225,{0,1,2,3,4,5,6,7,8,9},))))&\"号室\"))","v":""},{"$f":"IF(ISBLANK(GU100),\"\",IF(ISERROR(1*MID(GU5225,MIN(FIND({0,1,2,3,4,5,6,7,8,9},GU5225&1234567890)),LEN(GU5225)*10-SUM(LEN(SUBSTITUTE(GU5225,{0,1,2,3,4,5,6,7,8,9},))))),\"※error\",1*MID(GU5225,MIN(FIND({0,1,2,3,4,5,6,7,8,9},GU5225&1234567890)),LEN(GU5225)*10-SUM(LEN(SUBSTITUTE(GU5225,{0,1,2,3,4,5,6,7,8,9},))))&\"号室\"))","v":""},{"$f":"IF(ISBLANK(GV100),\"\",IF(ISERROR(1*MID(GV5225,MIN(FIND({0,1,2,3,4,5,6,7,8,9},GV5225&1234567890)),LEN(GV5225)*10-SUM(LEN(SUBSTITUTE(GV5225,{0,1,2,3,4,5,6,7,8,9},))))),\"※error\",1*MID(GV5225,MIN(FIND({0,1,2,3,4,5,6,7,8,9},GV5225&1234567890)),LEN(GV5225)*10-SUM(LEN(SUBSTITUTE(GV5225,{0,1,2,3,4,5,6,7,8,9},))))&\"号室\"))","v":""},{"$f":"IF(ISBLANK(GW100),\"\",IF(ISERROR(1*MID(GW5225,MIN(FIND({0,1,2,3,4,5,6,7,8,9},GW5225&1234567890)),LEN(GW5225)*10-SUM(LEN(SUBSTITUTE(GW5225,{0,1,2,3,4,5,6,7,8,9},))))),\"※error\",1*MID(GW5225,MIN(FIND({0,1,2,3,4,5,6,7,8,9},GW5225&1234567890)),LEN(GW5225)*10-SUM(LEN(SUBSTITUTE(GW5225,{0,1,2,3,4,5,6,7,8,9},))))&\"号室\"))","v":""},{"$f":"IF(ISBLANK(GX100),\"\",IF(ISERROR(1*MID(GX5225,MIN(FIND({0,1,2,3,4,5,6,7,8,9},GX5225&1234567890)),LEN(GX5225)*10-SUM(LEN(SUBSTITUTE(GX5225,{0,1,2,3,4,5,6,7,8,9},))))),\"※error\",1*MID(GX5225,MIN(FIND({0,1,2,3,4,5,6,7,8,9},GX5225&1234567890)),LEN(GX5225)*10-SUM(LEN(SUBSTITUTE(GX5225,{0,1,2,3,4,5,6,7,8,9},))))&\"号室\"))","v":""},{"$f":"IF(ISBLANK(GY100),\"\",IF(ISERROR(1*MID(GY5225,MIN(FIND({0,1,2,3,4,5,6,7,8,9},GY5225&1234567890)),LEN(GY5225)*10-SUM(LEN(SUBSTITUTE(GY5225,{0,1,2,3,4,5,6,7,8,9},))))),\"※error\",1*MID(GY5225,MIN(FIND({0,1,2,3,4,5,6,7,8,9},GY5225&1234567890)),LEN(GY5225)*10-SUM(LEN(SUBSTITUTE(GY5225,{0,1,2,3,4,5,6,7,8,9},))))&\"号室\"))","v":""},{"$f":"IF(ISBLANK(GZ100),\"\",IF(ISERROR(1*MID(GZ5225,MIN(FIND({0,1,2,3,4,5,6,7,8,9},GZ5225&1234567890)),LEN(GZ5225)*10-SUM(LEN(SUBSTITUTE(GZ5225,{0,1,2,3,4,5,6,7,8,9},))))),\"※error\",1*MID(GZ5225,MIN(FIND({0,1,2,3,4,5,6,7,8,9},GZ5225&1234567890)),LEN(GZ5225)*10-SUM(LEN(SUBSTITUTE(GZ5225,{0,1,2,3,4,5,6,7,8,9},))))&\"号室\"))","v":""},{"$f":"IF(ISBLANK(HA100),\"\",IF(ISERROR(1*MID(HA5225,MIN(FIND({0,1,2,3,4,5,6,7,8,9},HA5225&1234567890)),LEN(HA5225)*10-SUM(LEN(SUBSTITUTE(HA5225,{0,1,2,3,4,5,6,7,8,9},))))),\"※error\",1*MID(HA5225,MIN(FIND({0,1,2,3,4,5,6,7,8,9},HA5225&1234567890)),LEN(HA5225)*10-SUM(LEN(SUBSTITUTE(HA5225,{0,1,2,3,4,5,6,7,8,9},))))&\"号室\"))","v":""},{"$f":"IF(ISBLANK(HB100),\"\",IF(ISERROR(1*MID(HB5225,MIN(FIND({0,1,2,3,4,5,6,7,8,9},HB5225&1234567890)),LEN(HB5225)*10-SUM(LEN(SUBSTITUTE(HB5225,{0,1,2,3,4,5,6,7,8,9},))))),\"※error\",1*MID(HB5225,MIN(FIND({0,1,2,3,4,5,6,7,8,9},HB5225&1234567890)),LEN(HB5225)*10-SUM(LEN(SUBSTITUTE(HB5225,{0,1,2,3,4,5,6,7,8,9},))))&\"号室\"))","v":""},{"$f":"IF(ISBLANK(HC100),\"\",IF(ISERROR(1*MID(HC5225,MIN(FIND({0,1,2,3,4,5,6,7,8,9},HC5225&1234567890)),LEN(HC5225)*10-SUM(LEN(SUBSTITUTE(HC5225,{0,1,2,3,4,5,6,7,8,9},))))),\"※error\",1*MID(HC5225,MIN(FIND({0,1,2,3,4,5,6,7,8,9},HC5225&1234567890)),LEN(HC5225)*10-SUM(LEN(SUBSTITUTE(HC5225,{0,1,2,3,4,5,6,7,8,9},))))&\"号室\"))","v":""},{"$f":"IF(ISBLANK(HD100),\"\",IF(ISERROR(1*MID(HD5225,MIN(FIND({0,1,2,3,4,5,6,7,8,9},HD5225&1234567890)),LEN(HD5225)*10-SUM(LEN(SUBSTITUTE(HD5225,{0,1,2,3,4,5,6,7,8,9},))))),\"※error\",1*MID(HD5225,MIN(FIND({0,1,2,3,4,5,6,7,8,9},HD5225&1234567890)),LEN(HD5225)*10-SUM(LEN(SUBSTITUTE(HD5225,{0,1,2,3,4,5,6,7,8,9},))))&\"号室\"))","v":""},{"$f":"IF(ISBLANK(HE100),\"\",IF(ISERROR(1*MID(HE5225,MIN(FIND({0,1,2,3,4,5,6,7,8,9},HE5225&1234567890)),LEN(HE5225)*10-SUM(LEN(SUBSTITUTE(HE5225,{0,1,2,3,4,5,6,7,8,9},))))),\"※error\",1*MID(HE5225,MIN(FIND({0,1,2,3,4,5,6,7,8,9},HE5225&1234567890)),LEN(HE5225)*10-SUM(LEN(SUBSTITUTE(HE5225,{0,1,2,3,4,5,6,7,8,9},))))&\"号室\"))","v":""},{"$f":"IF(ISBLANK(HF100),\"\",IF(ISERROR(1*MID(HF5225,MIN(FIND({0,1,2,3,4,5,6,7,8,9},HF5225&1234567890)),LEN(HF5225)*10-SUM(LEN(SUBSTITUTE(HF5225,{0,1,2,3,4,5,6,7,8,9},))))),\"※error\",1*MID(HF5225,MIN(FIND({0,1,2,3,4,5,6,7,8,9},HF5225&1234567890)),LEN(HF5225)*10-SUM(LEN(SUBSTITUTE(HF5225,{0,1,2,3,4,5,6,7,8,9},))))&\"号室\"))","v":""},{"$f":"IF(ISBLANK(HG100),\"\",IF(ISERROR(1*MID(HG5225,MIN(FIND({0,1,2,3,4,5,6,7,8,9},HG5225&1234567890)),LEN(HG5225)*10-SUM(LEN(SUBSTITUTE(HG5225,{0,1,2,3,4,5,6,7,8,9},))))),\"※error\",1*MID(HG5225,MIN(FIND({0,1,2,3,4,5,6,7,8,9},HG5225&1234567890)),LEN(HG5225)*10-SUM(LEN(SUBSTITUTE(HG5225,{0,1,2,3,4,5,6,7,8,9},))))&\"号室\"))","v":""},{"$f":"IF(ISBLANK(HH100),\"\",IF(ISERROR(1*MID(HH5225,MIN(FIND({0,1,2,3,4,5,6,7,8,9},HH5225&1234567890)),LEN(HH5225)*10-SUM(LEN(SUBSTITUTE(HH5225,{0,1,2,3,4,5,6,7,8,9},))))),\"※error\",1*MID(HH5225,MIN(FIND({0,1,2,3,4,5,6,7,8,9},HH5225&1234567890)),LEN(HH5225)*10-SUM(LEN(SUBSTITUTE(HH5225,{0,1,2,3,4,5,6,7,8,9},))))&\"号室\"))","v":""},{"$f":"IF(ISBLANK(HI100),\"\",IF(ISERROR(1*MID(HI5225,MIN(FIND({0,1,2,3,4,5,6,7,8,9},HI5225&1234567890)),LEN(HI5225)*10-SUM(LEN(SUBSTITUTE(HI5225,{0,1,2,3,4,5,6,7,8,9},))))),\"※error\",1*MID(HI5225,MIN(FIND({0,1,2,3,4,5,6,7,8,9},HI5225&1234567890)),LEN(HI5225)*10-SUM(LEN(SUBSTITUTE(HI5225,{0,1,2,3,4,5,6,7,8,9},))))&\"号室\"))","v":""},{"$f":"IF(ISBLANK(HJ100),\"\",IF(ISERROR(1*MID(HJ5225,MIN(FIND({0,1,2,3,4,5,6,7,8,9},HJ5225&1234567890)),LEN(HJ5225)*10-SUM(LEN(SUBSTITUTE(HJ5225,{0,1,2,3,4,5,6,7,8,9},))))),\"※error\",1*MID(HJ5225,MIN(FIND({0,1,2,3,4,5,6,7,8,9},HJ5225&1234567890)),LEN(HJ5225)*10-SUM(LEN(SUBSTITUTE(HJ5225,{0,1,2,3,4,5,6,7,8,9},))))&\"号室\"))","v":""},{"$f":"IF(ISBLANK(HK100),\"\",IF(ISERROR(1*MID(HK5225,MIN(FIND({0,1,2,3,4,5,6,7,8,9},HK5225&1234567890)),LEN(HK5225)*10-SUM(LEN(SUBSTITUTE(HK5225,{0,1,2,3,4,5,6,7,8,9},))))),\"※error\",1*MID(HK5225,MIN(FIND({0,1,2,3,4,5,6,7,8,9},HK5225&1234567890)),LEN(HK5225)*10-SUM(LEN(SUBSTITUTE(HK5225,{0,1,2,3,4,5,6,7,8,9},))))&\"号室\"))","v":""},{"$f":"IF(ISBLANK(HL100),\"\",IF(ISERROR(1*MID(HL5225,MIN(FIND({0,1,2,3,4,5,6,7,8,9},HL5225&1234567890)),LEN(HL5225)*10-SUM(LEN(SUBSTITUTE(HL5225,{0,1,2,3,4,5,6,7,8,9},))))),\"※error\",1*MID(HL5225,MIN(FIND({0,1,2,3,4,5,6,7,8,9},HL5225&1234567890)),LEN(HL5225)*10-SUM(LEN(SUBSTITUTE(HL5225,{0,1,2,3,4,5,6,7,8,9},))))&\"号室\"))","v":""},{"$f":"IF(ISBLANK(HM100),\"\",IF(ISERROR(1*MID(HM5225,MIN(FIND({0,1,2,3,4,5,6,7,8,9},HM5225&1234567890)),LEN(HM5225)*10-SUM(LEN(SUBSTITUTE(HM5225,{0,1,2,3,4,5,6,7,8,9},))))),\"※error\",1*MID(HM5225,MIN(FIND({0,1,2,3,4,5,6,7,8,9},HM5225&1234567890)),LEN(HM5225)*10-SUM(LEN(SUBSTITUTE(HM5225,{0,1,2,3,4,5,6,7,8,9},))))&\"号室\"))","v":""},{"$f":"IF(ISBLANK(HN100),\"\",IF(ISERROR(1*MID(HN5225,MIN(FIND({0,1,2,3,4,5,6,7,8,9},HN5225&1234567890)),LEN(HN5225)*10-SUM(LEN(SUBSTITUTE(HN5225,{0,1,2,3,4,5,6,7,8,9},))))),\"※error\",1*MID(HN5225,MIN(FIND({0,1,2,3,4,5,6,7,8,9},HN5225&1234567890)),LEN(HN5225)*10-SUM(LEN(SUBSTITUTE(HN5225,{0,1,2,3,4,5,6,7,8,9},))))&\"号室\"))","v":""},{"$f":"IF(ISBLANK(HO100),\"\",IF(ISERROR(1*MID(HO5225,MIN(FIND({0,1,2,3,4,5,6,7,8,9},HO5225&1234567890)),LEN(HO5225)*10-SUM(LEN(SUBSTITUTE(HO5225,{0,1,2,3,4,5,6,7,8,9},))))),\"※error\",1*MID(HO5225,MIN(FIND({0,1,2,3,4,5,6,7,8,9},HO5225&1234567890)),LEN(HO5225)*10-SUM(LEN(SUBSTITUTE(HO5225,{0,1,2,3,4,5,6,7,8,9},))))&\"号室\"))","v":""},{"$f":"IF(ISBLANK(HP100),\"\",IF(ISERROR(1*MID(HP5225,MIN(FIND({0,1,2,3,4,5,6,7,8,9},HP5225&1234567890)),LEN(HP5225)*10-SUM(LEN(SUBSTITUTE(HP5225,{0,1,2,3,4,5,6,7,8,9},))))),\"※error\",1*MID(HP5225,MIN(FIND({0,1,2,3,4,5,6,7,8,9},HP5225&1234567890)),LEN(HP5225)*10-SUM(LEN(SUBSTITUTE(HP5225,{0,1,2,3,4,5,6,7,8,9},))))&\"号室\"))","v":""},{"$f":"IF(ISBLANK(HQ100),\"\",IF(ISERROR(1*MID(HQ5225,MIN(FIND({0,1,2,3,4,5,6,7,8,9},HQ5225&1234567890)),LEN(HQ5225)*10-SUM(LEN(SUBSTITUTE(HQ5225,{0,1,2,3,4,5,6,7,8,9},))))),\"※error\",1*MID(HQ5225,MIN(FIND({0,1,2,3,4,5,6,7,8,9},HQ5225&1234567890)),LEN(HQ5225)*10-SUM(LEN(SUBSTITUTE(HQ5225,{0,1,2,3,4,5,6,7,8,9},))))&\"号室\"))","v":""},{"$f":"IF(ISBLANK(HR100),\"\",IF(ISERROR(1*MID(HR5225,MIN(FIND({0,1,2,3,4,5,6,7,8,9},HR5225&1234567890)),LEN(HR5225)*10-SUM(LEN(SUBSTITUTE(HR5225,{0,1,2,3,4,5,6,7,8,9},))))),\"※error\",1*MID(HR5225,MIN(FIND({0,1,2,3,4,5,6,7,8,9},HR5225&1234567890)),LEN(HR5225)*10-SUM(LEN(SUBSTITUTE(HR5225,{0,1,2,3,4,5,6,7,8,9},))))&\"号室\"))","v":""},{"$f":"IF(ISBLANK(HS100),\"\",IF(ISERROR(1*MID(HS5225,MIN(FIND({0,1,2,3,4,5,6,7,8,9},HS5225&1234567890)),LEN(HS5225)*10-SUM(LEN(SUBSTITUTE(HS5225,{0,1,2,3,4,5,6,7,8,9},))))),\"※error\",1*MID(HS5225,MIN(FIND({0,1,2,3,4,5,6,7,8,9},HS5225&1234567890)),LEN(HS5225)*10-SUM(LEN(SUBSTITUTE(HS5225,{0,1,2,3,4,5,6,7,8,9},))))&\"号室\"))","v":""},{"$f":"IF(ISBLANK(HT100),\"\",IF(ISERROR(1*MID(HT5225,MIN(FIND({0,1,2,3,4,5,6,7,8,9},HT5225&1234567890)),LEN(HT5225)*10-SUM(LEN(SUBSTITUTE(HT5225,{0,1,2,3,4,5,6,7,8,9},))))),\"※error\",1*MID(HT5225,MIN(FIND({0,1,2,3,4,5,6,7,8,9},HT5225&1234567890)),LEN(HT5225)*10-SUM(LEN(SUBSTITUTE(HT5225,{0,1,2,3,4,5,6,7,8,9},))))&\"号室\"))","v":""},{"$f":"IF(ISBLANK(HU100),\"\",IF(ISERROR(1*MID(HU5225,MIN(FIND({0,1,2,3,4,5,6,7,8,9},HU5225&1234567890)),LEN(HU5225)*10-SUM(LEN(SUBSTITUTE(HU5225,{0,1,2,3,4,5,6,7,8,9},))))),\"※error\",1*MID(HU5225,MIN(FIND({0,1,2,3,4,5,6,7,8,9},HU5225&1234567890)),LEN(HU5225)*10-SUM(LEN(SUBSTITUTE(HU5225,{0,1,2,3,4,5,6,7,8,9},))))&\"号室\"))","v":""},{"$f":"IF(ISBLANK(HV100),\"\",IF(ISERROR(1*MID(HV5225,MIN(FIND({0,1,2,3,4,5,6,7,8,9},HV5225&1234567890)),LEN(HV5225)*10-SUM(LEN(SUBSTITUTE(HV5225,{0,1,2,3,4,5,6,7,8,9},))))),\"※error\",1*MID(HV5225,MIN(FIND({0,1,2,3,4,5,6,7,8,9},HV5225&1234567890)),LEN(HV5225)*10-SUM(LEN(SUBSTITUTE(HV5225,{0,1,2,3,4,5,6,7,8,9},))))&\"号室\"))","v":""},{"$f":"IF(ISBLANK(HW100),\"\",IF(ISERROR(1*MID(HW5225,MIN(FIND({0,1,2,3,4,5,6,7,8,9},HW5225&1234567890)),LEN(HW5225)*10-SUM(LEN(SUBSTITUTE(HW5225,{0,1,2,3,4,5,6,7,8,9},))))),\"※error\",1*MID(HW5225,MIN(FIND({0,1,2,3,4,5,6,7,8,9},HW5225&1234567890)),LEN(HW5225)*10-SUM(LEN(SUBSTITUTE(HW5225,{0,1,2,3,4,5,6,7,8,9},))))&\"号室\"))","v":""},{"$f":"IF(ISBLANK(HX100),\"\",IF(ISERROR(1*MID(HX5225,MIN(FIND({0,1,2,3,4,5,6,7,8,9},HX5225&1234567890)),LEN(HX5225)*10-SUM(LEN(SUBSTITUTE(HX5225,{0,1,2,3,4,5,6,7,8,9},))))),\"※error\",1*MID(HX5225,MIN(FIND({0,1,2,3,4,5,6,7,8,9},HX5225&1234567890)),LEN(HX5225)*10-SUM(LEN(SUBSTITUTE(HX5225,{0,1,2,3,4,5,6,7,8,9},))))&\"号室\"))","v":""},{"$f":"IF(ISBLANK(HY100),\"\",IF(ISERROR(1*MID(HY5225,MIN(FIND({0,1,2,3,4,5,6,7,8,9},HY5225&1234567890)),LEN(HY5225)*10-SUM(LEN(SUBSTITUTE(HY5225,{0,1,2,3,4,5,6,7,8,9},))))),\"※error\",1*MID(HY5225,MIN(FIND({0,1,2,3,4,5,6,7,8,9},HY5225&1234567890)),LEN(HY5225)*10-SUM(LEN(SUBSTITUTE(HY5225,{0,1,2,3,4,5,6,7,8,9},))))&\"号室\"))","v":""},{"$f":"IF(ISBLANK(HZ100),\"\",IF(ISERROR(1*MID(HZ5225,MIN(FIND({0,1,2,3,4,5,6,7,8,9},HZ5225&1234567890)),LEN(HZ5225)*10-SUM(LEN(SUBSTITUTE(HZ5225,{0,1,2,3,4,5,6,7,8,9},))))),\"※error\",1*MID(HZ5225,MIN(FIND({0,1,2,3,4,5,6,7,8,9},HZ5225&1234567890)),LEN(HZ5225)*10-SUM(LEN(SUBSTITUTE(HZ5225,{0,1,2,3,4,5,6,7,8,9},))))&\"号室\"))","v":""},{"$f":"IF(ISBLANK(IA100),\"\",IF(ISERROR(1*MID(IA5225,MIN(FIND({0,1,2,3,4,5,6,7,8,9},IA5225&1234567890)),LEN(IA5225)*10-SUM(LEN(SUBSTITUTE(IA5225,{0,1,2,3,4,5,6,7,8,9},))))),\"※error\",1*MID(IA5225,MIN(FIND({0,1,2,3,4,5,6,7,8,9},IA5225&1234567890)),LEN(IA5225)*10-SUM(LEN(SUBSTITUTE(IA5225,{0,1,2,3,4,5,6,7,8,9},))))&\"号室\"))","v":""},{"$f":"IF(ISBLANK(IB100),\"\",IF(ISERROR(1*MID(IB5225,MIN(FIND({0,1,2,3,4,5,6,7,8,9},IB5225&1234567890)),LEN(IB5225)*10-SUM(LEN(SUBSTITUTE(IB5225,{0,1,2,3,4,5,6,7,8,9},))))),\"※error\",1*MID(IB5225,MIN(FIND({0,1,2,3,4,5,6,7,8,9},IB5225&1234567890)),LEN(IB5225)*10-SUM(LEN(SUBSTITUTE(IB5225,{0,1,2,3,4,5,6,7,8,9},))))&\"号室\"))","v":""},{"$f":"IF(ISBLANK(IC100),\"\",IF(ISERROR(1*MID(IC5225,MIN(FIND({0,1,2,3,4,5,6,7,8,9},IC5225&1234567890)),LEN(IC5225)*10-SUM(LEN(SUBSTITUTE(IC5225,{0,1,2,3,4,5,6,7,8,9},))))),\"※error\",1*MID(IC5225,MIN(FIND({0,1,2,3,4,5,6,7,8,9},IC5225&1234567890)),LEN(IC5225)*10-SUM(LEN(SUBSTITUTE(IC5225,{0,1,2,3,4,5,6,7,8,9},))))&\"号室\"))","v":""},{"$f":"IF(ISBLANK(ID100),\"\",IF(ISERROR(1*MID(ID5225,MIN(FIND({0,1,2,3,4,5,6,7,8,9},ID5225&1234567890)),LEN(ID5225)*10-SUM(LEN(SUBSTITUTE(ID5225,{0,1,2,3,4,5,6,7,8,9},))))),\"※error\",1*MID(ID5225,MIN(FIND({0,1,2,3,4,5,6,7,8,9},ID5225&1234567890)),LEN(ID5225)*10-SUM(LEN(SUBSTITUTE(ID5225,{0,1,2,3,4,5,6,7,8,9},))))&\"号室\"))","v":""},{"$f":"IF(ISBLANK(IE100),\"\",IF(ISERROR(1*MID(IE5225,MIN(FIND({0,1,2,3,4,5,6,7,8,9},IE5225&1234567890)),LEN(IE5225)*10-SUM(LEN(SUBSTITUTE(IE5225,{0,1,2,3,4,5,6,7,8,9},))))),\"※error\",1*MID(IE5225,MIN(FIND({0,1,2,3,4,5,6,7,8,9},IE5225&1234567890)),LEN(IE5225)*10-SUM(LEN(SUBSTITUTE(IE5225,{0,1,2,3,4,5,6,7,8,9},))))&\"号室\"))","v":""},{"$f":"IF(ISBLANK(IF100),\"\",IF(ISERROR(1*MID(IF5225,MIN(FIND({0,1,2,3,4,5,6,7,8,9},IF5225&1234567890)),LEN(IF5225)*10-SUM(LEN(SUBSTITUTE(IF5225,{0,1,2,3,4,5,6,7,8,9},))))),\"※error\",1*MID(IF5225,MIN(FIND({0,1,2,3,4,5,6,7,8,9},IF5225&1234567890)),LEN(IF5225)*10-SUM(LEN(SUBSTITUTE(IF5225,{0,1,2,3,4,5,6,7,8,9},))))&\"号室\"))","v":""},{"$f":"IF(ISBLANK(IG100),\"\",IF(ISERROR(1*MID(IG5225,MIN(FIND({0,1,2,3,4,5,6,7,8,9},IG5225&1234567890)),LEN(IG5225)*10-SUM(LEN(SUBSTITUTE(IG5225,{0,1,2,3,4,5,6,7,8,9},))))),\"※error\",1*MID(IG5225,MIN(FIND({0,1,2,3,4,5,6,7,8,9},IG5225&1234567890)),LEN(IG5225)*10-SUM(LEN(SUBSTITUTE(IG5225,{0,1,2,3,4,5,6,7,8,9},))))&\"号室\"))","v":""},{"$f":"IF(ISBLANK(IH100),\"\",IF(ISERROR(1*MID(IH5225,MIN(FIND({0,1,2,3,4,5,6,7,8,9},IH5225&1234567890)),LEN(IH5225)*10-SUM(LEN(SUBSTITUTE(IH5225,{0,1,2,3,4,5,6,7,8,9},))))),\"※error\",1*MID(IH5225,MIN(FIND({0,1,2,3,4,5,6,7,8,9},IH5225&1234567890)),LEN(IH5225)*10-SUM(LEN(SUBSTITUTE(IH5225,{0,1,2,3,4,5,6,7,8,9},))))&\"号室\"))","v":""},{"$f":"IF(ISBLANK(II100),\"\",IF(ISERROR(1*MID(II5225,MIN(FIND({0,1,2,3,4,5,6,7,8,9},II5225&1234567890)),LEN(II5225)*10-SUM(LEN(SUBSTITUTE(II5225,{0,1,2,3,4,5,6,7,8,9},))))),\"※error\",1*MID(II5225,MIN(FIND({0,1,2,3,4,5,6,7,8,9},II5225&1234567890)),LEN(II5225)*10-SUM(LEN(SUBSTITUTE(II5225,{0,1,2,3,4,5,6,7,8,9},))))&\"号室\"))","v":""},{"$f":"IF(ISBLANK(IJ100),\"\",IF(ISERROR(1*MID(IJ5225,MIN(FIND({0,1,2,3,4,5,6,7,8,9},IJ5225&1234567890)),LEN(IJ5225)*10-SUM(LEN(SUBSTITUTE(IJ5225,{0,1,2,3,4,5,6,7,8,9},))))),\"※error\",1*MID(IJ5225,MIN(FIND({0,1,2,3,4,5,6,7,8,9},IJ5225&1234567890)),LEN(IJ5225)*10-SUM(LEN(SUBSTITUTE(IJ5225,{0,1,2,3,4,5,6,7,8,9},))))&\"号室\"))","v":""},{"$f":"IF(ISBLANK(IK100),\"\",IF(ISERROR(1*MID(IK5225,MIN(FIND({0,1,2,3,4,5,6,7,8,9},IK5225&1234567890)),LEN(IK5225)*10-SUM(LEN(SUBSTITUTE(IK5225,{0,1,2,3,4,5,6,7,8,9},))))),\"※error\",1*MID(IK5225,MIN(FIND({0,1,2,3,4,5,6,7,8,9},IK5225&1234567890)),LEN(IK5225)*10-SUM(LEN(SUBSTITUTE(IK5225,{0,1,2,3,4,5,6,7,8,9},))))&\"号室\"))","v":""},{"$f":"IF(ISBLANK(IL100),\"\",IF(ISERROR(1*MID(IL5225,MIN(FIND({0,1,2,3,4,5,6,7,8,9},IL5225&1234567890)),LEN(IL5225)*10-SUM(LEN(SUBSTITUTE(IL5225,{0,1,2,3,4,5,6,7,8,9},))))),\"※error\",1*MID(IL5225,MIN(FIND({0,1,2,3,4,5,6,7,8,9},IL5225&1234567890)),LEN(IL5225)*10-SUM(LEN(SUBSTITUTE(IL5225,{0,1,2,3,4,5,6,7,8,9},))))&\"号室\"))","v":""},{"$f":"IF(ISBLANK(IM100),\"\",IF(ISERROR(1*MID(IM5225,MIN(FIND({0,1,2,3,4,5,6,7,8,9},IM5225&1234567890)),LEN(IM5225)*10-SUM(LEN(SUBSTITUTE(IM5225,{0,1,2,3,4,5,6,7,8,9},))))),\"※error\",1*MID(IM5225,MIN(FIND({0,1,2,3,4,5,6,7,8,9},IM5225&1234567890)),LEN(IM5225)*10-SUM(LEN(SUBSTITUTE(IM5225,{0,1,2,3,4,5,6,7,8,9},))))&\"号室\"))","v":""},{"$f":"IF(ISBLANK(IN100),\"\",IF(ISERROR(1*MID(IN5225,MIN(FIND({0,1,2,3,4,5,6,7,8,9},IN5225&1234567890)),LEN(IN5225)*10-SUM(LEN(SUBSTITUTE(IN5225,{0,1,2,3,4,5,6,7,8,9},))))),\"※error\",1*MID(IN5225,MIN(FIND({0,1,2,3,4,5,6,7,8,9},IN5225&1234567890)),LEN(IN5225)*10-SUM(LEN(SUBSTITUTE(IN5225,{0,1,2,3,4,5,6,7,8,9},))))&\"号室\"))","v":""},{"$f":"IF(ISBLANK(IO100),\"\",IF(ISERROR(1*MID(IO5225,MIN(FIND({0,1,2,3,4,5,6,7,8,9},IO5225&1234567890)),LEN(IO5225)*10-SUM(LEN(SUBSTITUTE(IO5225,{0,1,2,3,4,5,6,7,8,9},))))),\"※error\",1*MID(IO5225,MIN(FIND({0,1,2,3,4,5,6,7,8,9},IO5225&1234567890)),LEN(IO5225)*10-SUM(LEN(SUBSTITUTE(IO5225,{0,1,2,3,4,5,6,7,8,9},))))&\"号室\"))","v":""},{"$f":"IF(ISBLANK(IP100),\"\",IF(ISERROR(1*MID(IP5225,MIN(FIND({0,1,2,3,4,5,6,7,8,9},IP5225&1234567890)),LEN(IP5225)*10-SUM(LEN(SUBSTITUTE(IP5225,{0,1,2,3,4,5,6,7,8,9},))))),\"※error\",1*MID(IP5225,MIN(FIND({0,1,2,3,4,5,6,7,8,9},IP5225&1234567890)),LEN(IP5225)*10-SUM(LEN(SUBSTITUTE(IP5225,{0,1,2,3,4,5,6,7,8,9},))))&\"号室\"))","v":""},{"$f":"IF(ISBLANK(IQ100),\"\",IF(ISERROR(1*MID(IQ5225,MIN(FIND({0,1,2,3,4,5,6,7,8,9},IQ5225&1234567890)),LEN(IQ5225)*10-SUM(LEN(SUBSTITUTE(IQ5225,{0,1,2,3,4,5,6,7,8,9},))))),\"※error\",1*MID(IQ5225,MIN(FIND({0,1,2,3,4,5,6,7,8,9},IQ5225&1234567890)),LEN(IQ5225)*10-SUM(LEN(SUBSTITUTE(IQ5225,{0,1,2,3,4,5,6,7,8,9},))))&\"号室\"))","v":""},{"$f":"IF(ISBLANK(IR100),\"\",IF(ISERROR(1*MID(IR5225,MIN(FIND({0,1,2,3,4,5,6,7,8,9},IR5225&1234567890)),LEN(IR5225)*10-SUM(LEN(SUBSTITUTE(IR5225,{0,1,2,3,4,5,6,7,8,9},))))),\"※error\",1*MID(IR5225,MIN(FIND({0,1,2,3,4,5,6,7,8,9},IR5225&1234567890)),LEN(IR5225)*10-SUM(LEN(SUBSTITUTE(IR5225,{0,1,2,3,4,5,6,7,8,9},))))&\"号室\"))","v":""},{"$f":"IF(ISBLANK(IS100),\"\",IF(ISERROR(1*MID(IS5225,MIN(FIND({0,1,2,3,4,5,6,7,8,9},IS5225&1234567890)),LEN(IS5225)*10-SUM(LEN(SUBSTITUTE(IS5225,{0,1,2,3,4,5,6,7,8,9},))))),\"※error\",1*MID(IS5225,MIN(FIND({0,1,2,3,4,5,6,7,8,9},IS5225&1234567890)),LEN(IS5225)*10-SUM(LEN(SUBSTITUTE(IS5225,{0,1,2,3,4,5,6,7,8,9},))))&\"号室\"))","v":""},{"$f":"IF(ISBLANK(IT100),\"\",IF(ISERROR(1*MID(IT5225,MIN(FIND({0,1,2,3,4,5,6,7,8,9},IT5225&1234567890)),LEN(IT5225)*10-SUM(LEN(SUBSTITUTE(IT5225,{0,1,2,3,4,5,6,7,8,9},))))),\"※error\",1*MID(IT5225,MIN(FIND({0,1,2,3,4,5,6,7,8,9},IT5225&1234567890)),LEN(IT5225)*10-SUM(LEN(SUBSTITUTE(IT5225,{0,1,2,3,4,5,6,7,8,9},))))&\"号室\"))","v":""},{"$f":"IF(ISBLANK(IU100),\"\",IF(ISERROR(1*MID(IU5225,MIN(FIND({0,1,2,3,4,5,6,7,8,9},IU5225&1234567890)),LEN(IU5225)*10-SUM(LEN(SUBSTITUTE(IU5225,{0,1,2,3,4,5,6,7,8,9},))))),\"※error\",1*MID(IU5225,MIN(FIND({0,1,2,3,4,5,6,7,8,9},IU5225&1234567890)),LEN(IU5225)*10-SUM(LEN(SUBSTITUTE(IU5225,{0,1,2,3,4,5,6,7,8,9},))))&\"号室\"))","v":""},{"$f":"IF(ISBLANK(IV100),\"\",IF(ISERROR(1*MID(IV5225,MIN(FIND({0,1,2,3,4,5,6,7,8,9},IV5225&1234567890)),LEN(IV5225)*10-SUM(LEN(SUBSTITUTE(IV5225,{0,1,2,3,4,5,6,7,8,9},))))),\"※error\",1*MID(IV5225,MIN(FIND({0,1,2,3,4,5,6,7,8,9},IV5225&1234567890)),LEN(IV5225)*10-SUM(LEN(SUBSTITUTE(IV5225,{0,1,2,3,4,5,6,7,8,9},))))&\"号室\"))","v":""},{"$f":"IF(ISBLANK(IW100),\"\",IF(ISERROR(1*MID(IW5225,MIN(FIND({0,1,2,3,4,5,6,7,8,9},IW5225&1234567890)),LEN(IW5225)*10-SUM(LEN(SUBSTITUTE(IW5225,{0,1,2,3,4,5,6,7,8,9},))))),\"※error\",1*MID(IW5225,MIN(FIND({0,1,2,3,4,5,6,7,8,9},IW5225&1234567890)),LEN(IW5225)*10-SUM(LEN(SUBSTITUTE(IW5225,{0,1,2,3,4,5,6,7,8,9},))))&\"号室\"))","v":""},{"$f":"IF(ISBLANK(IX100),\"\",IF(ISERROR(1*MID(IX5225,MIN(FIND({0,1,2,3,4,5,6,7,8,9},IX5225&1234567890)),LEN(IX5225)*10-SUM(LEN(SUBSTITUTE(IX5225,{0,1,2,3,4,5,6,7,8,9},))))),\"※error\",1*MID(IX5225,MIN(FIND({0,1,2,3,4,5,6,7,8,9},IX5225&1234567890)),LEN(IX5225)*10-SUM(LEN(SUBSTITUTE(IX5225,{0,1,2,3,4,5,6,7,8,9},))))&\"号室\"))","v":""},{"$f":"IF(ISBLANK(IY100),\"\",IF(ISERROR(1*MID(IY5225,MIN(FIND({0,1,2,3,4,5,6,7,8,9},IY5225&1234567890)),LEN(IY5225)*10-SUM(LEN(SUBSTITUTE(IY5225,{0,1,2,3,4,5,6,7,8,9},))))),\"※error\",1*MID(IY5225,MIN(FIND({0,1,2,3,4,5,6,7,8,9},IY5225&1234567890)),LEN(IY5225)*10-SUM(LEN(SUBSTITUTE(IY5225,{0,1,2,3,4,5,6,7,8,9},))))&\"号室\"))","v":""},{"$f":"IF(ISBLANK(IZ100),\"\",IF(ISERROR(1*MID(IZ5225,MIN(FIND({0,1,2,3,4,5,6,7,8,9},IZ5225&1234567890)),LEN(IZ5225)*10-SUM(LEN(SUBSTITUTE(IZ5225,{0,1,2,3,4,5,6,7,8,9},))))),\"※error\",1*MID(IZ5225,MIN(FIND({0,1,2,3,4,5,6,7,8,9},IZ5225&1234567890)),LEN(IZ5225)*10-SUM(LEN(SUBSTITUTE(IZ5225,{0,1,2,3,4,5,6,7,8,9},))))&\"号室\"))","v":""},{"$f":"IF(ISBLANK(JA100),\"\",IF(ISERROR(1*MID(JA5225,MIN(FIND({0,1,2,3,4,5,6,7,8,9},JA5225&1234567890)),LEN(JA5225)*10-SUM(LEN(SUBSTITUTE(JA5225,{0,1,2,3,4,5,6,7,8,9},))))),\"※error\",1*MID(JA5225,MIN(FIND({0,1,2,3,4,5,6,7,8,9},JA5225&1234567890)),LEN(JA5225)*10-SUM(LEN(SUBSTITUTE(JA5225,{0,1,2,3,4,5,6,7,8,9},))))&\"号室\"))","v":""},{"$f":"IF(ISBLANK(JB100),\"\",IF(ISERROR(1*MID(JB5225,MIN(FIND({0,1,2,3,4,5,6,7,8,9},JB5225&1234567890)),LEN(JB5225)*10-SUM(LEN(SUBSTITUTE(JB5225,{0,1,2,3,4,5,6,7,8,9},))))),\"※error\",1*MID(JB5225,MIN(FIND({0,1,2,3,4,5,6,7,8,9},JB5225&1234567890)),LEN(JB5225)*10-SUM(LEN(SUBSTITUTE(JB5225,{0,1,2,3,4,5,6,7,8,9},))))&\"号室\"))","v":""},{"$f":"IF(ISBLANK(JC100),\"\",IF(ISERROR(1*MID(JC5225,MIN(FIND({0,1,2,3,4,5,6,7,8,9},JC5225&1234567890)),LEN(JC5225)*10-SUM(LEN(SUBSTITUTE(JC5225,{0,1,2,3,4,5,6,7,8,9},))))),\"※error\",1*MID(JC5225,MIN(FIND({0,1,2,3,4,5,6,7,8,9},JC5225&1234567890)),LEN(JC5225)*10-SUM(LEN(SUBSTITUTE(JC5225,{0,1,2,3,4,5,6,7,8,9},))))&\"号室\"))","v":""},{"$f":"IF(ISBLANK(JD100),\"\",IF(ISERROR(1*MID(JD5225,MIN(FIND({0,1,2,3,4,5,6,7,8,9},JD5225&1234567890)),LEN(JD5225)*10-SUM(LEN(SUBSTITUTE(JD5225,{0,1,2,3,4,5,6,7,8,9},))))),\"※error\",1*MID(JD5225,MIN(FIND({0,1,2,3,4,5,6,7,8,9},JD5225&1234567890)),LEN(JD5225)*10-SUM(LEN(SUBSTITUTE(JD5225,{0,1,2,3,4,5,6,7,8,9},))))&\"号室\"))","v":""},{"$f":"IF(ISBLANK(JE100),\"\",IF(ISERROR(1*MID(JE5225,MIN(FIND({0,1,2,3,4,5,6,7,8,9},JE5225&1234567890)),LEN(JE5225)*10-SUM(LEN(SUBSTITUTE(JE5225,{0,1,2,3,4,5,6,7,8,9},))))),\"※error\",1*MID(JE5225,MIN(FIND({0,1,2,3,4,5,6,7,8,9},JE5225&1234567890)),LEN(JE5225)*10-SUM(LEN(SUBSTITUTE(JE5225,{0,1,2,3,4,5,6,7,8,9},))))&\"号室\"))","v":""},{"$f":"IF(ISBLANK(JF100),\"\",IF(ISERROR(1*MID(JF5225,MIN(FIND({0,1,2,3,4,5,6,7,8,9},JF5225&1234567890)),LEN(JF5225)*10-SUM(LEN(SUBSTITUTE(JF5225,{0,1,2,3,4,5,6,7,8,9},))))),\"※error\",1*MID(JF5225,MIN(FIND({0,1,2,3,4,5,6,7,8,9},JF5225&1234567890)),LEN(JF5225)*10-SUM(LEN(SUBSTITUTE(JF5225,{0,1,2,3,4,5,6,7,8,9},))))&\"号室\"))","v":""},{"$f":"IF(ISBLANK(JG100),\"\",IF(ISERROR(1*MID(JG5225,MIN(FIND({0,1,2,3,4,5,6,7,8,9},JG5225&1234567890)),LEN(JG5225)*10-SUM(LEN(SUBSTITUTE(JG5225,{0,1,2,3,4,5,6,7,8,9},))))),\"※error\",1*MID(JG5225,MIN(FIND({0,1,2,3,4,5,6,7,8,9},JG5225&1234567890)),LEN(JG5225)*10-SUM(LEN(SUBSTITUTE(JG5225,{0,1,2,3,4,5,6,7,8,9},))))&\"号室\"))","v":""},{"$f":"IF(ISBLANK(JH100),\"\",IF(ISERROR(1*MID(JH5225,MIN(FIND({0,1,2,3,4,5,6,7,8,9},JH5225&1234567890)),LEN(JH5225)*10-SUM(LEN(SUBSTITUTE(JH5225,{0,1,2,3,4,5,6,7,8,9},))))),\"※error\",1*MID(JH5225,MIN(FIND({0,1,2,3,4,5,6,7,8,9},JH5225&1234567890)),LEN(JH5225)*10-SUM(LEN(SUBSTITUTE(JH5225,{0,1,2,3,4,5,6,7,8,9},))))&\"号室\"))","v":""},{"$f":"IF(ISBLANK(JI100),\"\",IF(ISERROR(1*MID(JI5225,MIN(FIND({0,1,2,3,4,5,6,7,8,9},JI5225&1234567890)),LEN(JI5225)*10-SUM(LEN(SUBSTITUTE(JI5225,{0,1,2,3,4,5,6,7,8,9},))))),\"※error\",1*MID(JI5225,MIN(FIND({0,1,2,3,4,5,6,7,8,9},JI5225&1234567890)),LEN(JI5225)*10-SUM(LEN(SUBSTITUTE(JI5225,{0,1,2,3,4,5,6,7,8,9},))))&\"号室\"))","v":""},{"$f":"IF(ISBLANK(JJ100),\"\",IF(ISERROR(1*MID(JJ5225,MIN(FIND({0,1,2,3,4,5,6,7,8,9},JJ5225&1234567890)),LEN(JJ5225)*10-SUM(LEN(SUBSTITUTE(JJ5225,{0,1,2,3,4,5,6,7,8,9},))))),\"※error\",1*MID(JJ5225,MIN(FIND({0,1,2,3,4,5,6,7,8,9},JJ5225&1234567890)),LEN(JJ5225)*10-SUM(LEN(SUBSTITUTE(JJ5225,{0,1,2,3,4,5,6,7,8,9},))))&\"号室\"))","v":""},{"$f":"IF(ISBLANK(JK100),\"\",IF(ISERROR(1*MID(JK5225,MIN(FIND({0,1,2,3,4,5,6,7,8,9},JK5225&1234567890)),LEN(JK5225)*10-SUM(LEN(SUBSTITUTE(JK5225,{0,1,2,3,4,5,6,7,8,9},))))),\"※error\",1*MID(JK5225,MIN(FIND({0,1,2,3,4,5,6,7,8,9},JK5225&1234567890)),LEN(JK5225)*10-SUM(LEN(SUBSTITUTE(JK5225,{0,1,2,3,4,5,6,7,8,9},))))&\"号室\"))","v":""},{"$f":"IF(ISBLANK(JL100),\"\",IF(ISERROR(1*MID(JL5225,MIN(FIND({0,1,2,3,4,5,6,7,8,9},JL5225&1234567890)),LEN(JL5225)*10-SUM(LEN(SUBSTITUTE(JL5225,{0,1,2,3,4,5,6,7,8,9},))))),\"※error\",1*MID(JL5225,MIN(FIND({0,1,2,3,4,5,6,7,8,9},JL5225&1234567890)),LEN(JL5225)*10-SUM(LEN(SUBSTITUTE(JL5225,{0,1,2,3,4,5,6,7,8,9},))))&\"号室\"))","v":""},{"$f":"IF(ISBLANK(JM100),\"\",IF(ISERROR(1*MID(JM5225,MIN(FIND({0,1,2,3,4,5,6,7,8,9},JM5225&1234567890)),LEN(JM5225)*10-SUM(LEN(SUBSTITUTE(JM5225,{0,1,2,3,4,5,6,7,8,9},))))),\"※error\",1*MID(JM5225,MIN(FIND({0,1,2,3,4,5,6,7,8,9},JM5225&1234567890)),LEN(JM5225)*10-SUM(LEN(SUBSTITUTE(JM5225,{0,1,2,3,4,5,6,7,8,9},))))&\"号室\"))","v":""},{"$f":"IF(ISBLANK(JN100),\"\",IF(ISERROR(1*MID(JN5225,MIN(FIND({0,1,2,3,4,5,6,7,8,9},JN5225&1234567890)),LEN(JN5225)*10-SUM(LEN(SUBSTITUTE(JN5225,{0,1,2,3,4,5,6,7,8,9},))))),\"※error\",1*MID(JN5225,MIN(FIND({0,1,2,3,4,5,6,7,8,9},JN5225&1234567890)),LEN(JN5225)*10-SUM(LEN(SUBSTITUTE(JN5225,{0,1,2,3,4,5,6,7,8,9},))))&\"号室\"))","v":""},{"$f":"IF(ISBLANK(JO100),\"\",IF(ISERROR(1*MID(JO5225,MIN(FIND({0,1,2,3,4,5,6,7,8,9},JO5225&1234567890)),LEN(JO5225)*10-SUM(LEN(SUBSTITUTE(JO5225,{0,1,2,3,4,5,6,7,8,9},))))),\"※error\",1*MID(JO5225,MIN(FIND({0,1,2,3,4,5,6,7,8,9},JO5225&1234567890)),LEN(JO5225)*10-SUM(LEN(SUBSTITUTE(JO5225,{0,1,2,3,4,5,6,7,8,9},))))&\"号室\"))","v":""},{"$f":"IF(ISBLANK(JP100),\"\",IF(ISERROR(1*MID(JP5225,MIN(FIND({0,1,2,3,4,5,6,7,8,9},JP5225&1234567890)),LEN(JP5225)*10-SUM(LEN(SUBSTITUTE(JP5225,{0,1,2,3,4,5,6,7,8,9},))))),\"※error\",1*MID(JP5225,MIN(FIND({0,1,2,3,4,5,6,7,8,9},JP5225&1234567890)),LEN(JP5225)*10-SUM(LEN(SUBSTITUTE(JP5225,{0,1,2,3,4,5,6,7,8,9},))))&\"号室\"))","v":""},{"$f":"IF(ISBLANK(JQ100),\"\",IF(ISERROR(1*MID(JQ5225,MIN(FIND({0,1,2,3,4,5,6,7,8,9},JQ5225&1234567890)),LEN(JQ5225)*10-SUM(LEN(SUBSTITUTE(JQ5225,{0,1,2,3,4,5,6,7,8,9},))))),\"※error\",1*MID(JQ5225,MIN(FIND({0,1,2,3,4,5,6,7,8,9},JQ5225&1234567890)),LEN(JQ5225)*10-SUM(LEN(SUBSTITUTE(JQ5225,{0,1,2,3,4,5,6,7,8,9},))))&\"号室\"))","v":""},{"$f":"IF(ISBLANK(JR100),\"\",IF(ISERROR(1*MID(JR5225,MIN(FIND({0,1,2,3,4,5,6,7,8,9},JR5225&1234567890)),LEN(JR5225)*10-SUM(LEN(SUBSTITUTE(JR5225,{0,1,2,3,4,5,6,7,8,9},))))),\"※error\",1*MID(JR5225,MIN(FIND({0,1,2,3,4,5,6,7,8,9},JR5225&1234567890)),LEN(JR5225)*10-SUM(LEN(SUBSTITUTE(JR5225,{0,1,2,3,4,5,6,7,8,9},))))&\"号室\"))","v":""},{"$f":"IF(ISBLANK(JS100),\"\",IF(ISERROR(1*MID(JS5225,MIN(FIND({0,1,2,3,4,5,6,7,8,9},JS5225&1234567890)),LEN(JS5225)*10-SUM(LEN(SUBSTITUTE(JS5225,{0,1,2,3,4,5,6,7,8,9},))))),\"※error\",1*MID(JS5225,MIN(FIND({0,1,2,3,4,5,6,7,8,9},JS5225&1234567890)),LEN(JS5225)*10-SUM(LEN(SUBSTITUTE(JS5225,{0,1,2,3,4,5,6,7,8,9},))))&\"号室\"))","v":""},{"$f":"IF(ISBLANK(JT100),\"\",IF(ISERROR(1*MID(JT5225,MIN(FIND({0,1,2,3,4,5,6,7,8,9},JT5225&1234567890)),LEN(JT5225)*10-SUM(LEN(SUBSTITUTE(JT5225,{0,1,2,3,4,5,6,7,8,9},))))),\"※error\",1*MID(JT5225,MIN(FIND({0,1,2,3,4,5,6,7,8,9},JT5225&1234567890)),LEN(JT5225)*10-SUM(LEN(SUBSTITUTE(JT5225,{0,1,2,3,4,5,6,7,8,9},))))&\"号室\"))","v":""},{"$f":"IF(ISBLANK(JU100),\"\",IF(ISERROR(1*MID(JU5225,MIN(FIND({0,1,2,3,4,5,6,7,8,9},JU5225&1234567890)),LEN(JU5225)*10-SUM(LEN(SUBSTITUTE(JU5225,{0,1,2,3,4,5,6,7,8,9},))))),\"※error\",1*MID(JU5225,MIN(FIND({0,1,2,3,4,5,6,7,8,9},JU5225&1234567890)),LEN(JU5225)*10-SUM(LEN(SUBSTITUTE(JU5225,{0,1,2,3,4,5,6,7,8,9},))))&\"号室\"))","v":""},{"$f":"IF(ISBLANK(JV100),\"\",IF(ISERROR(1*MID(JV5225,MIN(FIND({0,1,2,3,4,5,6,7,8,9},JV5225&1234567890)),LEN(JV5225)*10-SUM(LEN(SUBSTITUTE(JV5225,{0,1,2,3,4,5,6,7,8,9},))))),\"※error\",1*MID(JV5225,MIN(FIND({0,1,2,3,4,5,6,7,8,9},JV5225&1234567890)),LEN(JV5225)*10-SUM(LEN(SUBSTITUTE(JV5225,{0,1,2,3,4,5,6,7,8,9},))))&\"号室\"))","v":""},{"$f":"IF(ISBLANK(JW100),\"\",IF(ISERROR(1*MID(JW5225,MIN(FIND({0,1,2,3,4,5,6,7,8,9},JW5225&1234567890)),LEN(JW5225)*10-SUM(LEN(SUBSTITUTE(JW5225,{0,1,2,3,4,5,6,7,8,9},))))),\"※error\",1*MID(JW5225,MIN(FIND({0,1,2,3,4,5,6,7,8,9},JW5225&1234567890)),LEN(JW5225)*10-SUM(LEN(SUBSTITUTE(JW5225,{0,1,2,3,4,5,6,7,8,9},))))&\"号室\"))","v":""},{"$f":"IF(ISBLANK(JX100),\"\",IF(ISERROR(1*MID(JX5225,MIN(FIND({0,1,2,3,4,5,6,7,8,9},JX5225&1234567890)),LEN(JX5225)*10-SUM(LEN(SUBSTITUTE(JX5225,{0,1,2,3,4,5,6,7,8,9},))))),\"※error\",1*MID(JX5225,MIN(FIND({0,1,2,3,4,5,6,7,8,9},JX5225&1234567890)),LEN(JX5225)*10-SUM(LEN(SUBSTITUTE(JX5225,{0,1,2,3,4,5,6,7,8,9},))))&\"号室\"))","v":""},{"$f":"IF(ISBLANK(JY100),\"\",IF(ISERROR(1*MID(JY5225,MIN(FIND({0,1,2,3,4,5,6,7,8,9},JY5225&1234567890)),LEN(JY5225)*10-SUM(LEN(SUBSTITUTE(JY5225,{0,1,2,3,4,5,6,7,8,9},))))),\"※error\",1*MID(JY5225,MIN(FIND({0,1,2,3,4,5,6,7,8,9},JY5225&1234567890)),LEN(JY5225)*10-SUM(LEN(SUBSTITUTE(JY5225,{0,1,2,3,4,5,6,7,8,9},))))&\"号室\"))","v":""},{"$f":"IF(ISBLANK(JZ100),\"\",IF(ISERROR(1*MID(JZ5225,MIN(FIND({0,1,2,3,4,5,6,7,8,9},JZ5225&1234567890)),LEN(JZ5225)*10-SUM(LEN(SUBSTITUTE(JZ5225,{0,1,2,3,4,5,6,7,8,9},))))),\"※error\",1*MID(JZ5225,MIN(FIND({0,1,2,3,4,5,6,7,8,9},JZ5225&1234567890)),LEN(JZ5225)*10-SUM(LEN(SUBSTITUTE(JZ5225,{0,1,2,3,4,5,6,7,8,9},))))&\"号室\"))","v":""},{"$f":"IF(ISBLANK(KA100),\"\",IF(ISERROR(1*MID(KA5225,MIN(FIND({0,1,2,3,4,5,6,7,8,9},KA5225&1234567890)),LEN(KA5225)*10-SUM(LEN(SUBSTITUTE(KA5225,{0,1,2,3,4,5,6,7,8,9},))))),\"※error\",1*MID(KA5225,MIN(FIND({0,1,2,3,4,5,6,7,8,9},KA5225&1234567890)),LEN(KA5225)*10-SUM(LEN(SUBSTITUTE(KA5225,{0,1,2,3,4,5,6,7,8,9},))))&\"号室\"))","v":""},{"$f":"IF(ISBLANK(KB100),\"\",IF(ISERROR(1*MID(KB5225,MIN(FIND({0,1,2,3,4,5,6,7,8,9},KB5225&1234567890)),LEN(KB5225)*10-SUM(LEN(SUBSTITUTE(KB5225,{0,1,2,3,4,5,6,7,8,9},))))),\"※error\",1*MID(KB5225,MIN(FIND({0,1,2,3,4,5,6,7,8,9},KB5225&1234567890)),LEN(KB5225)*10-SUM(LEN(SUBSTITUTE(KB5225,{0,1,2,3,4,5,6,7,8,9},))))&\"号室\"))","v":""},{"$f":"IF(ISBLANK(KC100),\"\",IF(ISERROR(1*MID(KC5225,MIN(FIND({0,1,2,3,4,5,6,7,8,9},KC5225&1234567890)),LEN(KC5225)*10-SUM(LEN(SUBSTITUTE(KC5225,{0,1,2,3,4,5,6,7,8,9},))))),\"※error\",1*MID(KC5225,MIN(FIND({0,1,2,3,4,5,6,7,8,9},KC5225&1234567890)),LEN(KC5225)*10-SUM(LEN(SUBSTITUTE(KC5225,{0,1,2,3,4,5,6,7,8,9},))))&\"号室\"))","v":""},{"$f":"IF(ISBLANK(KD100),\"\",IF(ISERROR(1*MID(KD5225,MIN(FIND({0,1,2,3,4,5,6,7,8,9},KD5225&1234567890)),LEN(KD5225)*10-SUM(LEN(SUBSTITUTE(KD5225,{0,1,2,3,4,5,6,7,8,9},))))),\"※error\",1*MID(KD5225,MIN(FIND({0,1,2,3,4,5,6,7,8,9},KD5225&1234567890)),LEN(KD5225)*10-SUM(LEN(SUBSTITUTE(KD5225,{0,1,2,3,4,5,6,7,8,9},))))&\"号室\"))","v":""},{"$f":"IF(ISBLANK(KE100),\"\",IF(ISERROR(1*MID(KE5225,MIN(FIND({0,1,2,3,4,5,6,7,8,9},KE5225&1234567890)),LEN(KE5225)*10-SUM(LEN(SUBSTITUTE(KE5225,{0,1,2,3,4,5,6,7,8,9},))))),\"※error\",1*MID(KE5225,MIN(FIND({0,1,2,3,4,5,6,7,8,9},KE5225&1234567890)),LEN(KE5225)*10-SUM(LEN(SUBSTITUTE(KE5225,{0,1,2,3,4,5,6,7,8,9},))))&\"号室\"))","v":""},{"$f":"IF(ISBLANK(KF100),\"\",IF(ISERROR(1*MID(KF5225,MIN(FIND({0,1,2,3,4,5,6,7,8,9},KF5225&1234567890)),LEN(KF5225)*10-SUM(LEN(SUBSTITUTE(KF5225,{0,1,2,3,4,5,6,7,8,9},))))),\"※error\",1*MID(KF5225,MIN(FIND({0,1,2,3,4,5,6,7,8,9},KF5225&1234567890)),LEN(KF5225)*10-SUM(LEN(SUBSTITUTE(KF5225,{0,1,2,3,4,5,6,7,8,9},))))&\"号室\"))","v":""},{"$f":"IF(ISBLANK(KG100),\"\",IF(ISERROR(1*MID(KG5225,MIN(FIND({0,1,2,3,4,5,6,7,8,9},KG5225&1234567890)),LEN(KG5225)*10-SUM(LEN(SUBSTITUTE(KG5225,{0,1,2,3,4,5,6,7,8,9},))))),\"※error\",1*MID(KG5225,MIN(FIND({0,1,2,3,4,5,6,7,8,9},KG5225&1234567890)),LEN(KG5225)*10-SUM(LEN(SUBSTITUTE(KG5225,{0,1,2,3,4,5,6,7,8,9},))))&\"号室\"))","v":""},{"$f":"IF(ISBLANK(KH100),\"\",IF(ISERROR(1*MID(KH5225,MIN(FIND({0,1,2,3,4,5,6,7,8,9},KH5225&1234567890)),LEN(KH5225)*10-SUM(LEN(SUBSTITUTE(KH5225,{0,1,2,3,4,5,6,7,8,9},))))),\"※error\",1*MID(KH5225,MIN(FIND({0,1,2,3,4,5,6,7,8,9},KH5225&1234567890)),LEN(KH5225)*10-SUM(LEN(SUBSTITUTE(KH5225,{0,1,2,3,4,5,6,7,8,9},))))&\"号室\"))","v":""},{"$f":"IF(ISBLANK(KI100),\"\",IF(ISERROR(1*MID(KI5225,MIN(FIND({0,1,2,3,4,5,6,7,8,9},KI5225&1234567890)),LEN(KI5225)*10-SUM(LEN(SUBSTITUTE(KI5225,{0,1,2,3,4,5,6,7,8,9},))))),\"※error\",1*MID(KI5225,MIN(FIND({0,1,2,3,4,5,6,7,8,9},KI5225&1234567890)),LEN(KI5225)*10-SUM(LEN(SUBSTITUTE(KI5225,{0,1,2,3,4,5,6,7,8,9},))))&\"号室\"))","v":""},{"$f":"IF(ISBLANK(KJ100),\"\",IF(ISERROR(1*MID(KJ5225,MIN(FIND({0,1,2,3,4,5,6,7,8,9},KJ5225&1234567890)),LEN(KJ5225)*10-SUM(LEN(SUBSTITUTE(KJ5225,{0,1,2,3,4,5,6,7,8,9},))))),\"※error\",1*MID(KJ5225,MIN(FIND({0,1,2,3,4,5,6,7,8,9},KJ5225&1234567890)),LEN(KJ5225)*10-SUM(LEN(SUBSTITUTE(KJ5225,{0,1,2,3,4,5,6,7,8,9},))))&\"号室\"))","v":""},{"$f":"IF(ISBLANK(KK100),\"\",IF(ISERROR(1*MID(KK5225,MIN(FIND({0,1,2,3,4,5,6,7,8,9},KK5225&1234567890)),LEN(KK5225)*10-SUM(LEN(SUBSTITUTE(KK5225,{0,1,2,3,4,5,6,7,8,9},))))),\"※error\",1*MID(KK5225,MIN(FIND({0,1,2,3,4,5,6,7,8,9},KK5225&1234567890)),LEN(KK5225)*10-SUM(LEN(SUBSTITUTE(KK5225,{0,1,2,3,4,5,6,7,8,9},))))&\"号室\"))","v":""},{"$f":"IF(ISBLANK(KL100),\"\",IF(ISERROR(1*MID(KL5225,MIN(FIND({0,1,2,3,4,5,6,7,8,9},KL5225&1234567890)),LEN(KL5225)*10-SUM(LEN(SUBSTITUTE(KL5225,{0,1,2,3,4,5,6,7,8,9},))))),\"※error\",1*MID(KL5225,MIN(FIND({0,1,2,3,4,5,6,7,8,9},KL5225&1234567890)),LEN(KL5225)*10-SUM(LEN(SUBSTITUTE(KL5225,{0,1,2,3,4,5,6,7,8,9},))))&\"号室\"))","v":""},{"$f":"IF(ISBLANK(KM100),\"\",IF(ISERROR(1*MID(KM5225,MIN(FIND({0,1,2,3,4,5,6,7,8,9},KM5225&1234567890)),LEN(KM5225)*10-SUM(LEN(SUBSTITUTE(KM5225,{0,1,2,3,4,5,6,7,8,9},))))),\"※error\",1*MID(KM5225,MIN(FIND({0,1,2,3,4,5,6,7,8,9},KM5225&1234567890)),LEN(KM5225)*10-SUM(LEN(SUBSTITUTE(KM5225,{0,1,2,3,4,5,6,7,8,9},))))&\"号室\"))","v":""},{"$f":"IF(ISBLANK(KN100),\"\",IF(ISERROR(1*MID(KN5225,MIN(FIND({0,1,2,3,4,5,6,7,8,9},KN5225&1234567890)),LEN(KN5225)*10-SUM(LEN(SUBSTITUTE(KN5225,{0,1,2,3,4,5,6,7,8,9},))))),\"※error\",1*MID(KN5225,MIN(FIND({0,1,2,3,4,5,6,7,8,9},KN5225&1234567890)),LEN(KN5225)*10-SUM(LEN(SUBSTITUTE(KN5225,{0,1,2,3,4,5,6,7,8,9},))))&\"号室\"))","v":""},{"$f":"IF(ISBLANK(KO100),\"\",IF(ISERROR(1*MID(KO5225,MIN(FIND({0,1,2,3,4,5,6,7,8,9},KO5225&1234567890)),LEN(KO5225)*10-SUM(LEN(SUBSTITUTE(KO5225,{0,1,2,3,4,5,6,7,8,9},))))),\"※error\",1*MID(KO5225,MIN(FIND({0,1,2,3,4,5,6,7,8,9},KO5225&1234567890)),LEN(KO5225)*10-SUM(LEN(SUBSTITUTE(KO5225,{0,1,2,3,4,5,6,7,8,9},))))&\"号室\"))","v":""},{"$f":"IF(ISBLANK(KP100),\"\",IF(ISERROR(1*MID(KP5225,MIN(FIND({0,1,2,3,4,5,6,7,8,9},KP5225&1234567890)),LEN(KP5225)*10-SUM(LEN(SUBSTITUTE(KP5225,{0,1,2,3,4,5,6,7,8,9},))))),\"※error\",1*MID(KP5225,MIN(FIND({0,1,2,3,4,5,6,7,8,9},KP5225&1234567890)),LEN(KP5225)*10-SUM(LEN(SUBSTITUTE(KP5225,{0,1,2,3,4,5,6,7,8,9},))))&\"号室\"))","v":""},{"$f":"IF(ISBLANK(KQ100),\"\",IF(ISERROR(1*MID(KQ5225,MIN(FIND({0,1,2,3,4,5,6,7,8,9},KQ5225&1234567890)),LEN(KQ5225)*10-SUM(LEN(SUBSTITUTE(KQ5225,{0,1,2,3,4,5,6,7,8,9},))))),\"※error\",1*MID(KQ5225,MIN(FIND({0,1,2,3,4,5,6,7,8,9},KQ5225&1234567890)),LEN(KQ5225)*10-SUM(LEN(SUBSTITUTE(KQ5225,{0,1,2,3,4,5,6,7,8,9},))))&\"号室\"))","v":""},{"$f":"IF(ISBLANK(KR100),\"\",IF(ISERROR(1*MID(KR5225,MIN(FIND({0,1,2,3,4,5,6,7,8,9},KR5225&1234567890)),LEN(KR5225)*10-SUM(LEN(SUBSTITUTE(KR5225,{0,1,2,3,4,5,6,7,8,9},))))),\"※error\",1*MID(KR5225,MIN(FIND({0,1,2,3,4,5,6,7,8,9},KR5225&1234567890)),LEN(KR5225)*10-SUM(LEN(SUBSTITUTE(KR5225,{0,1,2,3,4,5,6,7,8,9},))))&\"号室\"))","v":""},{"$f":"IF(ISBLANK(KS100),\"\",IF(ISERROR(1*MID(KS5225,MIN(FIND({0,1,2,3,4,5,6,7,8,9},KS5225&1234567890)),LEN(KS5225)*10-SUM(LEN(SUBSTITUTE(KS5225,{0,1,2,3,4,5,6,7,8,9},))))),\"※error\",1*MID(KS5225,MIN(FIND({0,1,2,3,4,5,6,7,8,9},KS5225&1234567890)),LEN(KS5225)*10-SUM(LEN(SUBSTITUTE(KS5225,{0,1,2,3,4,5,6,7,8,9},))))&\"号室\"))","v":""},{"$f":"IF(ISBLANK(KT100),\"\",IF(ISERROR(1*MID(KT5225,MIN(FIND({0,1,2,3,4,5,6,7,8,9},KT5225&1234567890)),LEN(KT5225)*10-SUM(LEN(SUBSTITUTE(KT5225,{0,1,2,3,4,5,6,7,8,9},))))),\"※error\",1*MID(KT5225,MIN(FIND({0,1,2,3,4,5,6,7,8,9},KT5225&1234567890)),LEN(KT5225)*10-SUM(LEN(SUBSTITUTE(KT5225,{0,1,2,3,4,5,6,7,8,9},))))&\"号室\"))","v":""},{"$f":"IF(ISBLANK(KU100),\"\",IF(ISERROR(1*MID(KU5225,MIN(FIND({0,1,2,3,4,5,6,7,8,9},KU5225&1234567890)),LEN(KU5225)*10-SUM(LEN(SUBSTITUTE(KU5225,{0,1,2,3,4,5,6,7,8,9},))))),\"※error\",1*MID(KU5225,MIN(FIND({0,1,2,3,4,5,6,7,8,9},KU5225&1234567890)),LEN(KU5225)*10-SUM(LEN(SUBSTITUTE(KU5225,{0,1,2,3,4,5,6,7,8,9},))))&\"号室\"))","v":""},{"$f":"IF(ISBLANK(KV100),\"\",IF(ISERROR(1*MID(KV5225,MIN(FIND({0,1,2,3,4,5,6,7,8,9},KV5225&1234567890)),LEN(KV5225)*10-SUM(LEN(SUBSTITUTE(KV5225,{0,1,2,3,4,5,6,7,8,9},))))),\"※error\",1*MID(KV5225,MIN(FIND({0,1,2,3,4,5,6,7,8,9},KV5225&1234567890)),LEN(KV5225)*10-SUM(LEN(SUBSTITUTE(KV5225,{0,1,2,3,4,5,6,7,8,9},))))&\"号室\"))","v":""},{"$f":"IF(ISBLANK(KW100),\"\",IF(ISERROR(1*MID(KW5225,MIN(FIND({0,1,2,3,4,5,6,7,8,9},KW5225&1234567890)),LEN(KW5225)*10-SUM(LEN(SUBSTITUTE(KW5225,{0,1,2,3,4,5,6,7,8,9},))))),\"※error\",1*MID(KW5225,MIN(FIND({0,1,2,3,4,5,6,7,8,9},KW5225&1234567890)),LEN(KW5225)*10-SUM(LEN(SUBSTITUTE(KW5225,{0,1,2,3,4,5,6,7,8,9},))))&\"号室\"))","v":""},{"$f":"IF(ISBLANK(KX100),\"\",IF(ISERROR(1*MID(KX5225,MIN(FIND({0,1,2,3,4,5,6,7,8,9},KX5225&1234567890)),LEN(KX5225)*10-SUM(LEN(SUBSTITUTE(KX5225,{0,1,2,3,4,5,6,7,8,9},))))),\"※error\",1*MID(KX5225,MIN(FIND({0,1,2,3,4,5,6,7,8,9},KX5225&1234567890)),LEN(KX5225)*10-SUM(LEN(SUBSTITUTE(KX5225,{0,1,2,3,4,5,6,7,8,9},))))&\"号室\"))","v":""},{"$f":"IF(ISBLANK(KY100),\"\",IF(ISERROR(1*MID(KY5225,MIN(FIND({0,1,2,3,4,5,6,7,8,9},KY5225&1234567890)),LEN(KY5225)*10-SUM(LEN(SUBSTITUTE(KY5225,{0,1,2,3,4,5,6,7,8,9},))))),\"※error\",1*MID(KY5225,MIN(FIND({0,1,2,3,4,5,6,7,8,9},KY5225&1234567890)),LEN(KY5225)*10-SUM(LEN(SUBSTITUTE(KY5225,{0,1,2,3,4,5,6,7,8,9},))))&\"号室\"))","v":""},{"$f":"IF(ISBLANK(KZ100),\"\",IF(ISERROR(1*MID(KZ5225,MIN(FIND({0,1,2,3,4,5,6,7,8,9},KZ5225&1234567890)),LEN(KZ5225)*10-SUM(LEN(SUBSTITUTE(KZ5225,{0,1,2,3,4,5,6,7,8,9},))))),\"※error\",1*MID(KZ5225,MIN(FIND({0,1,2,3,4,5,6,7,8,9},KZ5225&1234567890)),LEN(KZ5225)*10-SUM(LEN(SUBSTITUTE(KZ5225,{0,1,2,3,4,5,6,7,8,9},))))&\"号室\"))","v":""},{"$f":"IF(ISBLANK(LA100),\"\",IF(ISERROR(1*MID(LA5225,MIN(FIND({0,1,2,3,4,5,6,7,8,9},LA5225&1234567890)),LEN(LA5225)*10-SUM(LEN(SUBSTITUTE(LA5225,{0,1,2,3,4,5,6,7,8,9},))))),\"※error\",1*MID(LA5225,MIN(FIND({0,1,2,3,4,5,6,7,8,9},LA5225&1234567890)),LEN(LA5225)*10-SUM(LEN(SUBSTITUTE(LA5225,{0,1,2,3,4,5,6,7,8,9},))))&\"号室\"))","v":""},{"$f":"IF(ISBLANK(LB100),\"\",IF(ISERROR(1*MID(LB5225,MIN(FIND({0,1,2,3,4,5,6,7,8,9},LB5225&1234567890)),LEN(LB5225)*10-SUM(LEN(SUBSTITUTE(LB5225,{0,1,2,3,4,5,6,7,8,9},))))),\"※error\",1*MID(LB5225,MIN(FIND({0,1,2,3,4,5,6,7,8,9},LB5225&1234567890)),LEN(LB5225)*10-SUM(LEN(SUBSTITUTE(LB5225,{0,1,2,3,4,5,6,7,8,9},))))&\"号室\"))","v":""},{"$f":"IF(ISBLANK(LC100),\"\",IF(ISERROR(1*MID(LC5225,MIN(FIND({0,1,2,3,4,5,6,7,8,9},LC5225&1234567890)),LEN(LC5225)*10-SUM(LEN(SUBSTITUTE(LC5225,{0,1,2,3,4,5,6,7,8,9},))))),\"※error\",1*MID(LC5225,MIN(FIND({0,1,2,3,4,5,6,7,8,9},LC5225&1234567890)),LEN(LC5225)*10-SUM(LEN(SUBSTITUTE(LC5225,{0,1,2,3,4,5,6,7,8,9},))))&\"号室\"))","v":""},{"$f":"IF(ISBLANK(LD100),\"\",IF(ISERROR(1*MID(LD5225,MIN(FIND({0,1,2,3,4,5,6,7,8,9},LD5225&1234567890)),LEN(LD5225)*10-SUM(LEN(SUBSTITUTE(LD5225,{0,1,2,3,4,5,6,7,8,9},))))),\"※error\",1*MID(LD5225,MIN(FIND({0,1,2,3,4,5,6,7,8,9},LD5225&1234567890)),LEN(LD5225)*10-SUM(LEN(SUBSTITUTE(LD5225,{0,1,2,3,4,5,6,7,8,9},))))&\"号室\"))","v":""},{"$f":"IF(ISBLANK(LE100),\"\",IF(ISERROR(1*MID(LE5225,MIN(FIND({0,1,2,3,4,5,6,7,8,9},LE5225&1234567890)),LEN(LE5225)*10-SUM(LEN(SUBSTITUTE(LE5225,{0,1,2,3,4,5,6,7,8,9},))))),\"※error\",1*MID(LE5225,MIN(FIND({0,1,2,3,4,5,6,7,8,9},LE5225&1234567890)),LEN(LE5225)*10-SUM(LEN(SUBSTITUTE(LE5225,{0,1,2,3,4,5,6,7,8,9},))))&\"号室\"))","v":""},{"$f":"IF(ISBLANK(LF100),\"\",IF(ISERROR(1*MID(LF5225,MIN(FIND({0,1,2,3,4,5,6,7,8,9},LF5225&1234567890)),LEN(LF5225)*10-SUM(LEN(SUBSTITUTE(LF5225,{0,1,2,3,4,5,6,7,8,9},))))),\"※error\",1*MID(LF5225,MIN(FIND({0,1,2,3,4,5,6,7,8,9},LF5225&1234567890)),LEN(LF5225)*10-SUM(LEN(SUBSTITUTE(LF5225,{0,1,2,3,4,5,6,7,8,9},))))&\"号室\"))","v":""},{"$f":"IF(ISBLANK(LG100),\"\",IF(ISERROR(1*MID(LG5225,MIN(FIND({0,1,2,3,4,5,6,7,8,9},LG5225&1234567890)),LEN(LG5225)*10-SUM(LEN(SUBSTITUTE(LG5225,{0,1,2,3,4,5,6,7,8,9},))))),\"※error\",1*MID(LG5225,MIN(FIND({0,1,2,3,4,5,6,7,8,9},LG5225&1234567890)),LEN(LG5225)*10-SUM(LEN(SUBSTITUTE(LG5225,{0,1,2,3,4,5,6,7,8,9},))))&\"号室\"))","v":""},{"$f":"IF(ISBLANK(LH100),\"\",IF(ISERROR(1*MID(LH5225,MIN(FIND({0,1,2,3,4,5,6,7,8,9},LH5225&1234567890)),LEN(LH5225)*10-SUM(LEN(SUBSTITUTE(LH5225,{0,1,2,3,4,5,6,7,8,9},))))),\"※error\",1*MID(LH5225,MIN(FIND({0,1,2,3,4,5,6,7,8,9},LH5225&1234567890)),LEN(LH5225)*10-SUM(LEN(SUBSTITUTE(LH5225,{0,1,2,3,4,5,6,7,8,9},))))&\"号室\"))","v":""},{"$f":"IF(ISBLANK(LI100),\"\",IF(ISERROR(1*MID(LI5225,MIN(FIND({0,1,2,3,4,5,6,7,8,9},LI5225&1234567890)),LEN(LI5225)*10-SUM(LEN(SUBSTITUTE(LI5225,{0,1,2,3,4,5,6,7,8,9},))))),\"※error\",1*MID(LI5225,MIN(FIND({0,1,2,3,4,5,6,7,8,9},LI5225&1234567890)),LEN(LI5225)*10-SUM(LEN(SUBSTITUTE(LI5225,{0,1,2,3,4,5,6,7,8,9},))))&\"号室\"))","v":""},{"$f":"IF(ISBLANK(LJ100),\"\",IF(ISERROR(1*MID(LJ5225,MIN(FIND({0,1,2,3,4,5,6,7,8,9},LJ5225&1234567890)),LEN(LJ5225)*10-SUM(LEN(SUBSTITUTE(LJ5225,{0,1,2,3,4,5,6,7,8,9},))))),\"※error\",1*MID(LJ5225,MIN(FIND({0,1,2,3,4,5,6,7,8,9},LJ5225&1234567890)),LEN(LJ5225)*10-SUM(LEN(SUBSTITUTE(LJ5225,{0,1,2,3,4,5,6,7,8,9},))))&\"号室\"))","v":""},{"$f":"IF(ISBLANK(LK100),\"\",IF(ISERROR(1*MID(LK5225,MIN(FIND({0,1,2,3,4,5,6,7,8,9},LK5225&1234567890)),LEN(LK5225)*10-SUM(LEN(SUBSTITUTE(LK5225,{0,1,2,3,4,5,6,7,8,9},))))),\"※error\",1*MID(LK5225,MIN(FIND({0,1,2,3,4,5,6,7,8,9},LK5225&1234567890)),LEN(LK5225)*10-SUM(LEN(SUBSTITUTE(LK5225,{0,1,2,3,4,5,6,7,8,9},))))&\"号室\"))","v":""},{"$f":"IF(ISBLANK(LL100),\"\",IF(ISERROR(1*MID(LL5225,MIN(FIND({0,1,2,3,4,5,6,7,8,9},LL5225&1234567890)),LEN(LL5225)*10-SUM(LEN(SUBSTITUTE(LL5225,{0,1,2,3,4,5,6,7,8,9},))))),\"※error\",1*MID(LL5225,MIN(FIND({0,1,2,3,4,5,6,7,8,9},LL5225&1234567890)),LEN(LL5225)*10-SUM(LEN(SUBSTITUTE(LL5225,{0,1,2,3,4,5,6,7,8,9},))))&\"号室\"))","v":""},{"$f":"IF(ISBLANK(LM100),\"\",IF(ISERROR(1*MID(LM5225,MIN(FIND({0,1,2,3,4,5,6,7,8,9},LM5225&1234567890)),LEN(LM5225)*10-SUM(LEN(SUBSTITUTE(LM5225,{0,1,2,3,4,5,6,7,8,9},))))),\"※error\",1*MID(LM5225,MIN(FIND({0,1,2,3,4,5,6,7,8,9},LM5225&1234567890)),LEN(LM5225)*10-SUM(LEN(SUBSTITUTE(LM5225,{0,1,2,3,4,5,6,7,8,9},))))&\"号室\"))","v":""},{"$f":"IF(ISBLANK(LN100),\"\",IF(ISERROR(1*MID(LN5225,MIN(FIND({0,1,2,3,4,5,6,7,8,9},LN5225&1234567890)),LEN(LN5225)*10-SUM(LEN(SUBSTITUTE(LN5225,{0,1,2,3,4,5,6,7,8,9},))))),\"※error\",1*MID(LN5225,MIN(FIND({0,1,2,3,4,5,6,7,8,9},LN5225&1234567890)),LEN(LN5225)*10-SUM(LEN(SUBSTITUTE(LN5225,{0,1,2,3,4,5,6,7,8,9},))))&\"号室\"))","v":""},{"$f":"IF(ISBLANK(LO100),\"\",IF(ISERROR(1*MID(LO5225,MIN(FIND({0,1,2,3,4,5,6,7,8,9},LO5225&1234567890)),LEN(LO5225)*10-SUM(LEN(SUBSTITUTE(LO5225,{0,1,2,3,4,5,6,7,8,9},))))),\"※error\",1*MID(LO5225,MIN(FIND({0,1,2,3,4,5,6,7,8,9},LO5225&1234567890)),LEN(LO5225)*10-SUM(LEN(SUBSTITUTE(LO5225,{0,1,2,3,4,5,6,7,8,9},))))&\"号室\"))","v":""},{"$f":"IF(ISBLANK(LP100),\"\",IF(ISERROR(1*MID(LP5225,MIN(FIND({0,1,2,3,4,5,6,7,8,9},LP5225&1234567890)),LEN(LP5225)*10-SUM(LEN(SUBSTITUTE(LP5225,{0,1,2,3,4,5,6,7,8,9},))))),\"※error\",1*MID(LP5225,MIN(FIND({0,1,2,3,4,5,6,7,8,9},LP5225&1234567890)),LEN(LP5225)*10-SUM(LEN(SUBSTITUTE(LP5225,{0,1,2,3,4,5,6,7,8,9},))))&\"号室\"))","v":""},{"$f":"IF(ISBLANK(LQ100),\"\",IF(ISERROR(1*MID(LQ5225,MIN(FIND({0,1,2,3,4,5,6,7,8,9},LQ5225&1234567890)),LEN(LQ5225)*10-SUM(LEN(SUBSTITUTE(LQ5225,{0,1,2,3,4,5,6,7,8,9},))))),\"※error\",1*MID(LQ5225,MIN(FIND({0,1,2,3,4,5,6,7,8,9},LQ5225&1234567890)),LEN(LQ5225)*10-SUM(LEN(SUBSTITUTE(LQ5225,{0,1,2,3,4,5,6,7,8,9},))))&\"号室\"))","v":""},{"$f":"IF(ISBLANK(LR100),\"\",IF(ISERROR(1*MID(LR5225,MIN(FIND({0,1,2,3,4,5,6,7,8,9},LR5225&1234567890)),LEN(LR5225)*10-SUM(LEN(SUBSTITUTE(LR5225,{0,1,2,3,4,5,6,7,8,9},))))),\"※error\",1*MID(LR5225,MIN(FIND({0,1,2,3,4,5,6,7,8,9},LR5225&1234567890)),LEN(LR5225)*10-SUM(LEN(SUBSTITUTE(LR5225,{0,1,2,3,4,5,6,7,8,9},))))&\"号室\"))","v":""},{"$f":"IF(ISBLANK(LS100),\"\",IF(ISERROR(1*MID(LS5225,MIN(FIND({0,1,2,3,4,5,6,7,8,9},LS5225&1234567890)),LEN(LS5225)*10-SUM(LEN(SUBSTITUTE(LS5225,{0,1,2,3,4,5,6,7,8,9},))))),\"※error\",1*MID(LS5225,MIN(FIND({0,1,2,3,4,5,6,7,8,9},LS5225&1234567890)),LEN(LS5225)*10-SUM(LEN(SUBSTITUTE(LS5225,{0,1,2,3,4,5,6,7,8,9},))))&\"号室\"))","v":""},{"$f":"IF(ISBLANK(LT100),\"\",IF(ISERROR(1*MID(LT5225,MIN(FIND({0,1,2,3,4,5,6,7,8,9},LT5225&1234567890)),LEN(LT5225)*10-SUM(LEN(SUBSTITUTE(LT5225,{0,1,2,3,4,5,6,7,8,9},))))),\"※error\",1*MID(LT5225,MIN(FIND({0,1,2,3,4,5,6,7,8,9},LT5225&1234567890)),LEN(LT5225)*10-SUM(LEN(SUBSTITUTE(LT5225,{0,1,2,3,4,5,6,7,8,9},))))&\"号室\"))","v":""},{"$f":"IF(ISBLANK(LU100),\"\",IF(ISERROR(1*MID(LU5225,MIN(FIND({0,1,2,3,4,5,6,7,8,9},LU5225&1234567890)),LEN(LU5225)*10-SUM(LEN(SUBSTITUTE(LU5225,{0,1,2,3,4,5,6,7,8,9},))))),\"※error\",1*MID(LU5225,MIN(FIND({0,1,2,3,4,5,6,7,8,9},LU5225&1234567890)),LEN(LU5225)*10-SUM(LEN(SUBSTITUTE(LU5225,{0,1,2,3,4,5,6,7,8,9},))))&\"号室\"))","v":""},{"$f":"IF(ISBLANK(LV100),\"\",IF(ISERROR(1*MID(LV5225,MIN(FIND({0,1,2,3,4,5,6,7,8,9},LV5225&1234567890)),LEN(LV5225)*10-SUM(LEN(SUBSTITUTE(LV5225,{0,1,2,3,4,5,6,7,8,9},))))),\"※error\",1*MID(LV5225,MIN(FIND({0,1,2,3,4,5,6,7,8,9},LV5225&1234567890)),LEN(LV5225)*10-SUM(LEN(SUBSTITUTE(LV5225,{0,1,2,3,4,5,6,7,8,9},))))&\"号室\"))","v":""},{"$f":"IF(ISBLANK(LW100),\"\",IF(ISERROR(1*MID(LW5225,MIN(FIND({0,1,2,3,4,5,6,7,8,9},LW5225&1234567890)),LEN(LW5225)*10-SUM(LEN(SUBSTITUTE(LW5225,{0,1,2,3,4,5,6,7,8,9},))))),\"※error\",1*MID(LW5225,MIN(FIND({0,1,2,3,4,5,6,7,8,9},LW5225&1234567890)),LEN(LW5225)*10-SUM(LEN(SUBSTITUTE(LW5225,{0,1,2,3,4,5,6,7,8,9},))))&\"号室\"))","v":""},{"$f":"IF(ISBLANK(LX100),\"\",IF(ISERROR(1*MID(LX5225,MIN(FIND({0,1,2,3,4,5,6,7,8,9},LX5225&1234567890)),LEN(LX5225)*10-SUM(LEN(SUBSTITUTE(LX5225,{0,1,2,3,4,5,6,7,8,9},))))),\"※error\",1*MID(LX5225,MIN(FIND({0,1,2,3,4,5,6,7,8,9},LX5225&1234567890)),LEN(LX5225)*10-SUM(LEN(SUBSTITUTE(LX5225,{0,1,2,3,4,5,6,7,8,9},))))&\"号室\"))","v":""},{"$f":"IF(ISBLANK(LY100),\"\",IF(ISERROR(1*MID(LY5225,MIN(FIND({0,1,2,3,4,5,6,7,8,9},LY5225&1234567890)),LEN(LY5225)*10-SUM(LEN(SUBSTITUTE(LY5225,{0,1,2,3,4,5,6,7,8,9},))))),\"※error\",1*MID(LY5225,MIN(FIND({0,1,2,3,4,5,6,7,8,9},LY5225&1234567890)),LEN(LY5225)*10-SUM(LEN(SUBSTITUTE(LY5225,{0,1,2,3,4,5,6,7,8,9},))))&\"号室\"))","v":""},{"$f":"IF(ISBLANK(LZ100),\"\",IF(ISERROR(1*MID(LZ5225,MIN(FIND({0,1,2,3,4,5,6,7,8,9},LZ5225&1234567890)),LEN(LZ5225)*10-SUM(LEN(SUBSTITUTE(LZ5225,{0,1,2,3,4,5,6,7,8,9},))))),\"※error\",1*MID(LZ5225,MIN(FIND({0,1,2,3,4,5,6,7,8,9},LZ5225&1234567890)),LEN(LZ5225)*10-SUM(LEN(SUBSTITUTE(LZ5225,{0,1,2,3,4,5,6,7,8,9},))))&\"号室\"))","v":""},{"$f":"IF(ISBLANK(MA100),\"\",IF(ISERROR(1*MID(MA5225,MIN(FIND({0,1,2,3,4,5,6,7,8,9},MA5225&1234567890)),LEN(MA5225)*10-SUM(LEN(SUBSTITUTE(MA5225,{0,1,2,3,4,5,6,7,8,9},))))),\"※error\",1*MID(MA5225,MIN(FIND({0,1,2,3,4,5,6,7,8,9},MA5225&1234567890)),LEN(MA5225)*10-SUM(LEN(SUBSTITUTE(MA5225,{0,1,2,3,4,5,6,7,8,9},))))&\"号室\"))","v":""},{"$f":"IF(ISBLANK(MB100),\"\",IF(ISERROR(1*MID(MB5225,MIN(FIND({0,1,2,3,4,5,6,7,8,9},MB5225&1234567890)),LEN(MB5225)*10-SUM(LEN(SUBSTITUTE(MB5225,{0,1,2,3,4,5,6,7,8,9},))))),\"※error\",1*MID(MB5225,MIN(FIND({0,1,2,3,4,5,6,7,8,9},MB5225&1234567890)),LEN(MB5225)*10-SUM(LEN(SUBSTITUTE(MB5225,{0,1,2,3,4,5,6,7,8,9},))))&\"号室\"))","v":""},{"$f":"IF(ISBLANK(MC100),\"\",IF(ISERROR(1*MID(MC5225,MIN(FIND({0,1,2,3,4,5,6,7,8,9},MC5225&1234567890)),LEN(MC5225)*10-SUM(LEN(SUBSTITUTE(MC5225,{0,1,2,3,4,5,6,7,8,9},))))),\"※error\",1*MID(MC5225,MIN(FIND({0,1,2,3,4,5,6,7,8,9},MC5225&1234567890)),LEN(MC5225)*10-SUM(LEN(SUBSTITUTE(MC5225,{0,1,2,3,4,5,6,7,8,9},))))&\"号室\"))","v":""},{"$f":"IF(ISBLANK(MD100),\"\",IF(ISERROR(1*MID(MD5225,MIN(FIND({0,1,2,3,4,5,6,7,8,9},MD5225&1234567890)),LEN(MD5225)*10-SUM(LEN(SUBSTITUTE(MD5225,{0,1,2,3,4,5,6,7,8,9},))))),\"※error\",1*MID(MD5225,MIN(FIND({0,1,2,3,4,5,6,7,8,9},MD5225&1234567890)),LEN(MD5225)*10-SUM(LEN(SUBSTITUTE(MD5225,{0,1,2,3,4,5,6,7,8,9},))))&\"号室\"))","v":""},{"$f":"IF(ISBLANK(ME100),\"\",IF(ISERROR(1*MID(ME5225,MIN(FIND({0,1,2,3,4,5,6,7,8,9},ME5225&1234567890)),LEN(ME5225)*10-SUM(LEN(SUBSTITUTE(ME5225,{0,1,2,3,4,5,6,7,8,9},))))),\"※error\",1*MID(ME5225,MIN(FIND({0,1,2,3,4,5,6,7,8,9},ME5225&1234567890)),LEN(ME5225)*10-SUM(LEN(SUBSTITUTE(ME5225,{0,1,2,3,4,5,6,7,8,9},))))&\"号室\"))","v":""},{"$f":"IF(ISBLANK(MF100),\"\",IF(ISERROR(1*MID(MF5225,MIN(FIND({0,1,2,3,4,5,6,7,8,9},MF5225&1234567890)),LEN(MF5225)*10-SUM(LEN(SUBSTITUTE(MF5225,{0,1,2,3,4,5,6,7,8,9},))))),\"※error\",1*MID(MF5225,MIN(FIND({0,1,2,3,4,5,6,7,8,9},MF5225&1234567890)),LEN(MF5225)*10-SUM(LEN(SUBSTITUTE(MF5225,{0,1,2,3,4,5,6,7,8,9},))))&\"号室\"))","v":""},{"$f":"IF(ISBLANK(MG100),\"\",IF(ISERROR(1*MID(MG5225,MIN(FIND({0,1,2,3,4,5,6,7,8,9},MG5225&1234567890)),LEN(MG5225)*10-SUM(LEN(SUBSTITUTE(MG5225,{0,1,2,3,4,5,6,7,8,9},))))),\"※error\",1*MID(MG5225,MIN(FIND({0,1,2,3,4,5,6,7,8,9},MG5225&1234567890)),LEN(MG5225)*10-SUM(LEN(SUBSTITUTE(MG5225,{0,1,2,3,4,5,6,7,8,9},))))&\"号室\"))","v":""},{"$f":"IF(ISBLANK(MH100),\"\",IF(ISERROR(1*MID(MH5225,MIN(FIND({0,1,2,3,4,5,6,7,8,9},MH5225&1234567890)),LEN(MH5225)*10-SUM(LEN(SUBSTITUTE(MH5225,{0,1,2,3,4,5,6,7,8,9},))))),\"※error\",1*MID(MH5225,MIN(FIND({0,1,2,3,4,5,6,7,8,9},MH5225&1234567890)),LEN(MH5225)*10-SUM(LEN(SUBSTITUTE(MH5225,{0,1,2,3,4,5,6,7,8,9},))))&\"号室\"))","v":""},{"$f":"IF(ISBLANK(MI100),\"\",IF(ISERROR(1*MID(MI5225,MIN(FIND({0,1,2,3,4,5,6,7,8,9},MI5225&1234567890)),LEN(MI5225)*10-SUM(LEN(SUBSTITUTE(MI5225,{0,1,2,3,4,5,6,7,8,9},))))),\"※error\",1*MID(MI5225,MIN(FIND({0,1,2,3,4,5,6,7,8,9},MI5225&1234567890)),LEN(MI5225)*10-SUM(LEN(SUBSTITUTE(MI5225,{0,1,2,3,4,5,6,7,8,9},))))&\"号室\"))","v":""},{"$f":"IF(ISBLANK(MJ100),\"\",IF(ISERROR(1*MID(MJ5225,MIN(FIND({0,1,2,3,4,5,6,7,8,9},MJ5225&1234567890)),LEN(MJ5225)*10-SUM(LEN(SUBSTITUTE(MJ5225,{0,1,2,3,4,5,6,7,8,9},))))),\"※error\",1*MID(MJ5225,MIN(FIND({0,1,2,3,4,5,6,7,8,9},MJ5225&1234567890)),LEN(MJ5225)*10-SUM(LEN(SUBSTITUTE(MJ5225,{0,1,2,3,4,5,6,7,8,9},))))&\"号室\"))","v":""},{"$f":"IF(ISBLANK(MK100),\"\",IF(ISERROR(1*MID(MK5225,MIN(FIND({0,1,2,3,4,5,6,7,8,9},MK5225&1234567890)),LEN(MK5225)*10-SUM(LEN(SUBSTITUTE(MK5225,{0,1,2,3,4,5,6,7,8,9},))))),\"※error\",1*MID(MK5225,MIN(FIND({0,1,2,3,4,5,6,7,8,9},MK5225&1234567890)),LEN(MK5225)*10-SUM(LEN(SUBSTITUTE(MK5225,{0,1,2,3,4,5,6,7,8,9},))))&\"号室\"))","v":""},{"$f":"IF(ISBLANK(ML100),\"\",IF(ISERROR(1*MID(ML5225,MIN(FIND({0,1,2,3,4,5,6,7,8,9},ML5225&1234567890)),LEN(ML5225)*10-SUM(LEN(SUBSTITUTE(ML5225,{0,1,2,3,4,5,6,7,8,9},))))),\"※error\",1*MID(ML5225,MIN(FIND({0,1,2,3,4,5,6,7,8,9},ML5225&1234567890)),LEN(ML5225)*10-SUM(LEN(SUBSTITUTE(ML5225,{0,1,2,3,4,5,6,7,8,9},))))&\"号室\"))","v":""},{"$f":"IF(ISBLANK(MM100),\"\",IF(ISERROR(1*MID(MM5225,MIN(FIND({0,1,2,3,4,5,6,7,8,9},MM5225&1234567890)),LEN(MM5225)*10-SUM(LEN(SUBSTITUTE(MM5225,{0,1,2,3,4,5,6,7,8,9},))))),\"※error\",1*MID(MM5225,MIN(FIND({0,1,2,3,4,5,6,7,8,9},MM5225&1234567890)),LEN(MM5225)*10-SUM(LEN(SUBSTITUTE(MM5225,{0,1,2,3,4,5,6,7,8,9},))))&\"号室\"))","v":""},{"$f":"IF(ISBLANK(MN100),\"\",IF(ISERROR(1*MID(MN5225,MIN(FIND({0,1,2,3,4,5,6,7,8,9},MN5225&1234567890)),LEN(MN5225)*10-SUM(LEN(SUBSTITUTE(MN5225,{0,1,2,3,4,5,6,7,8,9},))))),\"※error\",1*MID(MN5225,MIN(FIND({0,1,2,3,4,5,6,7,8,9},MN5225&1234567890)),LEN(MN5225)*10-SUM(LEN(SUBSTITUTE(MN5225,{0,1,2,3,4,5,6,7,8,9},))))&\"号室\"))","v":""},{"$f":"IF(ISBLANK(MO100),\"\",IF(ISERROR(1*MID(MO5225,MIN(FIND({0,1,2,3,4,5,6,7,8,9},MO5225&1234567890)),LEN(MO5225)*10-SUM(LEN(SUBSTITUTE(MO5225,{0,1,2,3,4,5,6,7,8,9},))))),\"※error\",1*MID(MO5225,MIN(FIND({0,1,2,3,4,5,6,7,8,9},MO5225&1234567890)),LEN(MO5225)*10-SUM(LEN(SUBSTITUTE(MO5225,{0,1,2,3,4,5,6,7,8,9},))))&\"号室\"))","v":""},{"$f":"IF(ISBLANK(MP100),\"\",IF(ISERROR(1*MID(MP5225,MIN(FIND({0,1,2,3,4,5,6,7,8,9},MP5225&1234567890)),LEN(MP5225)*10-SUM(LEN(SUBSTITUTE(MP5225,{0,1,2,3,4,5,6,7,8,9},))))),\"※error\",1*MID(MP5225,MIN(FIND({0,1,2,3,4,5,6,7,8,9},MP5225&1234567890)),LEN(MP5225)*10-SUM(LEN(SUBSTITUTE(MP5225,{0,1,2,3,4,5,6,7,8,9},))))&\"号室\"))","v":""},{"$f":"IF(ISBLANK(MQ100),\"\",IF(ISERROR(1*MID(MQ5225,MIN(FIND({0,1,2,3,4,5,6,7,8,9},MQ5225&1234567890)),LEN(MQ5225)*10-SUM(LEN(SUBSTITUTE(MQ5225,{0,1,2,3,4,5,6,7,8,9},))))),\"※error\",1*MID(MQ5225,MIN(FIND({0,1,2,3,4,5,6,7,8,9},MQ5225&1234567890)),LEN(MQ5225)*10-SUM(LEN(SUBSTITUTE(MQ5225,{0,1,2,3,4,5,6,7,8,9},))))&\"号室\"))","v":""},{"$f":"IF(ISBLANK(MR100),\"\",IF(ISERROR(1*MID(MR5225,MIN(FIND({0,1,2,3,4,5,6,7,8,9},MR5225&1234567890)),LEN(MR5225)*10-SUM(LEN(SUBSTITUTE(MR5225,{0,1,2,3,4,5,6,7,8,9},))))),\"※error\",1*MID(MR5225,MIN(FIND({0,1,2,3,4,5,6,7,8,9},MR5225&1234567890)),LEN(MR5225)*10-SUM(LEN(SUBSTITUTE(MR5225,{0,1,2,3,4,5,6,7,8,9},))))&\"号室\"))","v":""},{"$f":"IF(ISBLANK(MS100),\"\",IF(ISERROR(1*MID(MS5225,MIN(FIND({0,1,2,3,4,5,6,7,8,9},MS5225&1234567890)),LEN(MS5225)*10-SUM(LEN(SUBSTITUTE(MS5225,{0,1,2,3,4,5,6,7,8,9},))))),\"※error\",1*MID(MS5225,MIN(FIND({0,1,2,3,4,5,6,7,8,9},MS5225&1234567890)),LEN(MS5225)*10-SUM(LEN(SUBSTITUTE(MS5225,{0,1,2,3,4,5,6,7,8,9},))))&\"号室\"))","v":""},{"$f":"IF(ISBLANK(MT100),\"\",IF(ISERROR(1*MID(MT5225,MIN(FIND({0,1,2,3,4,5,6,7,8,9},MT5225&1234567890)),LEN(MT5225)*10-SUM(LEN(SUBSTITUTE(MT5225,{0,1,2,3,4,5,6,7,8,9},))))),\"※error\",1*MID(MT5225,MIN(FIND({0,1,2,3,4,5,6,7,8,9},MT5225&1234567890)),LEN(MT5225)*10-SUM(LEN(SUBSTITUTE(MT5225,{0,1,2,3,4,5,6,7,8,9},))))&\"号室\"))","v":""},{"$f":"IF(ISBLANK(MU100),\"\",IF(ISERROR(1*MID(MU5225,MIN(FIND({0,1,2,3,4,5,6,7,8,9},MU5225&1234567890)),LEN(MU5225)*10-SUM(LEN(SUBSTITUTE(MU5225,{0,1,2,3,4,5,6,7,8,9},))))),\"※error\",1*MID(MU5225,MIN(FIND({0,1,2,3,4,5,6,7,8,9},MU5225&1234567890)),LEN(MU5225)*10-SUM(LEN(SUBSTITUTE(MU5225,{0,1,2,3,4,5,6,7,8,9},))))&\"号室\"))","v":""},{"$f":"IF(ISBLANK(MV100),\"\",IF(ISERROR(1*MID(MV5225,MIN(FIND({0,1,2,3,4,5,6,7,8,9},MV5225&1234567890)),LEN(MV5225)*10-SUM(LEN(SUBSTITUTE(MV5225,{0,1,2,3,4,5,6,7,8,9},))))),\"※error\",1*MID(MV5225,MIN(FIND({0,1,2,3,4,5,6,7,8,9},MV5225&1234567890)),LEN(MV5225)*10-SUM(LEN(SUBSTITUTE(MV5225,{0,1,2,3,4,5,6,7,8,9},))))&\"号室\"))","v":""},{"$f":"IF(ISBLANK(MW100),\"\",IF(ISERROR(1*MID(MW5225,MIN(FIND({0,1,2,3,4,5,6,7,8,9},MW5225&1234567890)),LEN(MW5225)*10-SUM(LEN(SUBSTITUTE(MW5225,{0,1,2,3,4,5,6,7,8,9},))))),\"※error\",1*MID(MW5225,MIN(FIND({0,1,2,3,4,5,6,7,8,9},MW5225&1234567890)),LEN(MW5225)*10-SUM(LEN(SUBSTITUTE(MW5225,{0,1,2,3,4,5,6,7,8,9},))))&\"号室\"))","v":""},{"$f":"IF(ISBLANK(MX100),\"\",IF(ISERROR(1*MID(MX5225,MIN(FIND({0,1,2,3,4,5,6,7,8,9},MX5225&1234567890)),LEN(MX5225)*10-SUM(LEN(SUBSTITUTE(MX5225,{0,1,2,3,4,5,6,7,8,9},))))),\"※error\",1*MID(MX5225,MIN(FIND({0,1,2,3,4,5,6,7,8,9},MX5225&1234567890)),LEN(MX5225)*10-SUM(LEN(SUBSTITUTE(MX5225,{0,1,2,3,4,5,6,7,8,9},))))&\"号室\"))","v":""},{"$f":"IF(ISBLANK(MY100),\"\",IF(ISERROR(1*MID(MY5225,MIN(FIND({0,1,2,3,4,5,6,7,8,9},MY5225&1234567890)),LEN(MY5225)*10-SUM(LEN(SUBSTITUTE(MY5225,{0,1,2,3,4,5,6,7,8,9},))))),\"※error\",1*MID(MY5225,MIN(FIND({0,1,2,3,4,5,6,7,8,9},MY5225&1234567890)),LEN(MY5225)*10-SUM(LEN(SUBSTITUTE(MY5225,{0,1,2,3,4,5,6,7,8,9},))))&\"号室\"))","v":""},{"$f":"IF(ISBLANK(MZ100),\"\",IF(ISERROR(1*MID(MZ5225,MIN(FIND({0,1,2,3,4,5,6,7,8,9},MZ5225&1234567890)),LEN(MZ5225)*10-SUM(LEN(SUBSTITUTE(MZ5225,{0,1,2,3,4,5,6,7,8,9},))))),\"※error\",1*MID(MZ5225,MIN(FIND({0,1,2,3,4,5,6,7,8,9},MZ5225&1234567890)),LEN(MZ5225)*10-SUM(LEN(SUBSTITUTE(MZ5225,{0,1,2,3,4,5,6,7,8,9},))))&\"号室\"))","v":""},{"$f":"IF(ISBLANK(NA100),\"\",IF(ISERROR(1*MID(NA5225,MIN(FIND({0,1,2,3,4,5,6,7,8,9},NA5225&1234567890)),LEN(NA5225)*10-SUM(LEN(SUBSTITUTE(NA5225,{0,1,2,3,4,5,6,7,8,9},))))),\"※error\",1*MID(NA5225,MIN(FIND({0,1,2,3,4,5,6,7,8,9},NA5225&1234567890)),LEN(NA5225)*10-SUM(LEN(SUBSTITUTE(NA5225,{0,1,2,3,4,5,6,7,8,9},))))&\"号室\"))","v":""},{"$f":"IF(ISBLANK(NB100),\"\",IF(ISERROR(1*MID(NB5225,MIN(FIND({0,1,2,3,4,5,6,7,8,9},NB5225&1234567890)),LEN(NB5225)*10-SUM(LEN(SUBSTITUTE(NB5225,{0,1,2,3,4,5,6,7,8,9},))))),\"※error\",1*MID(NB5225,MIN(FIND({0,1,2,3,4,5,6,7,8,9},NB5225&1234567890)),LEN(NB5225)*10-SUM(LEN(SUBSTITUTE(NB5225,{0,1,2,3,4,5,6,7,8,9},))))&\"号室\"))","v":""},{"$f":"IF(ISBLANK(NC100),\"\",IF(ISERROR(1*MID(NC5225,MIN(FIND({0,1,2,3,4,5,6,7,8,9},NC5225&1234567890)),LEN(NC5225)*10-SUM(LEN(SUBSTITUTE(NC5225,{0,1,2,3,4,5,6,7,8,9},))))),\"※error\",1*MID(NC5225,MIN(FIND({0,1,2,3,4,5,6,7,8,9},NC5225&1234567890)),LEN(NC5225)*10-SUM(LEN(SUBSTITUTE(NC5225,{0,1,2,3,4,5,6,7,8,9},))))&\"号室\"))","v":""},{"$f":"IF(ISBLANK(ND100),\"\",IF(ISERROR(1*MID(ND5225,MIN(FIND({0,1,2,3,4,5,6,7,8,9},ND5225&1234567890)),LEN(ND5225)*10-SUM(LEN(SUBSTITUTE(ND5225,{0,1,2,3,4,5,6,7,8,9},))))),\"※error\",1*MID(ND5225,MIN(FIND({0,1,2,3,4,5,6,7,8,9},ND5225&1234567890)),LEN(ND5225)*10-SUM(LEN(SUBSTITUTE(ND5225,{0,1,2,3,4,5,6,7,8,9},))))&\"号室\"))","v":""},{"$f":"IF(ISBLANK(NE100),\"\",IF(ISERROR(1*MID(NE5225,MIN(FIND({0,1,2,3,4,5,6,7,8,9},NE5225&1234567890)),LEN(NE5225)*10-SUM(LEN(SUBSTITUTE(NE5225,{0,1,2,3,4,5,6,7,8,9},))))),\"※error\",1*MID(NE5225,MIN(FIND({0,1,2,3,4,5,6,7,8,9},NE5225&1234567890)),LEN(NE5225)*10-SUM(LEN(SUBSTITUTE(NE5225,{0,1,2,3,4,5,6,7,8,9},))))&\"号室\"))","v":""},{"$f":"IF(ISBLANK(NF100),\"\",IF(ISERROR(1*MID(NF5225,MIN(FIND({0,1,2,3,4,5,6,7,8,9},NF5225&1234567890)),LEN(NF5225)*10-SUM(LEN(SUBSTITUTE(NF5225,{0,1,2,3,4,5,6,7,8,9},))))),\"※error\",1*MID(NF5225,MIN(FIND({0,1,2,3,4,5,6,7,8,9},NF5225&1234567890)),LEN(NF5225)*10-SUM(LEN(SUBSTITUTE(NF5225,{0,1,2,3,4,5,6,7,8,9},))))&\"号室\"))","v":""},{"$f":"IF(ISBLANK(NG100),\"\",IF(ISERROR(1*MID(NG5225,MIN(FIND({0,1,2,3,4,5,6,7,8,9},NG5225&1234567890)),LEN(NG5225)*10-SUM(LEN(SUBSTITUTE(NG5225,{0,1,2,3,4,5,6,7,8,9},))))),\"※error\",1*MID(NG5225,MIN(FIND({0,1,2,3,4,5,6,7,8,9},NG5225&1234567890)),LEN(NG5225)*10-SUM(LEN(SUBSTITUTE(NG5225,{0,1,2,3,4,5,6,7,8,9},))))&\"号室\"))","v":""},{"$f":"IF(ISBLANK(NH100),\"\",IF(ISERROR(1*MID(NH5225,MIN(FIND({0,1,2,3,4,5,6,7,8,9},NH5225&1234567890)),LEN(NH5225)*10-SUM(LEN(SUBSTITUTE(NH5225,{0,1,2,3,4,5,6,7,8,9},))))),\"※error\",1*MID(NH5225,MIN(FIND({0,1,2,3,4,5,6,7,8,9},NH5225&1234567890)),LEN(NH5225)*10-SUM(LEN(SUBSTITUTE(NH5225,{0,1,2,3,4,5,6,7,8,9},))))&\"号室\"))","v":""},{"$f":"IF(ISBLANK(NI100),\"\",IF(ISERROR(1*MID(NI5225,MIN(FIND({0,1,2,3,4,5,6,7,8,9},NI5225&1234567890)),LEN(NI5225)*10-SUM(LEN(SUBSTITUTE(NI5225,{0,1,2,3,4,5,6,7,8,9},))))),\"※error\",1*MID(NI5225,MIN(FIND({0,1,2,3,4,5,6,7,8,9},NI5225&1234567890)),LEN(NI5225)*10-SUM(LEN(SUBSTITUTE(NI5225,{0,1,2,3,4,5,6,7,8,9},))))&\"号室\"))","v":""},{"$f":"IF(ISBLANK(NJ100),\"\",IF(ISERROR(1*MID(NJ5225,MIN(FIND({0,1,2,3,4,5,6,7,8,9},NJ5225&1234567890)),LEN(NJ5225)*10-SUM(LEN(SUBSTITUTE(NJ5225,{0,1,2,3,4,5,6,7,8,9},))))),\"※error\",1*MID(NJ5225,MIN(FIND({0,1,2,3,4,5,6,7,8,9},NJ5225&1234567890)),LEN(NJ5225)*10-SUM(LEN(SUBSTITUTE(NJ5225,{0,1,2,3,4,5,6,7,8,9},))))&\"号室\"))","v":""},{"$f":"IF(ISBLANK(NK100),\"\",IF(ISERROR(1*MID(NK5225,MIN(FIND({0,1,2,3,4,5,6,7,8,9},NK5225&1234567890)),LEN(NK5225)*10-SUM(LEN(SUBSTITUTE(NK5225,{0,1,2,3,4,5,6,7,8,9},))))),\"※error\",1*MID(NK5225,MIN(FIND({0,1,2,3,4,5,6,7,8,9},NK5225&1234567890)),LEN(NK5225)*10-SUM(LEN(SUBSTITUTE(NK5225,{0,1,2,3,4,5,6,7,8,9},))))&\"号室\"))","v":""},{"$f":"IF(ISBLANK(NL100),\"\",IF(ISERROR(1*MID(NL5225,MIN(FIND({0,1,2,3,4,5,6,7,8,9},NL5225&1234567890)),LEN(NL5225)*10-SUM(LEN(SUBSTITUTE(NL5225,{0,1,2,3,4,5,6,7,8,9},))))),\"※error\",1*MID(NL5225,MIN(FIND({0,1,2,3,4,5,6,7,8,9},NL5225&1234567890)),LEN(NL5225)*10-SUM(LEN(SUBSTITUTE(NL5225,{0,1,2,3,4,5,6,7,8,9},))))&\"号室\"))","v":""},{"$f":"IF(ISBLANK(NM100),\"\",IF(ISERROR(1*MID(NM5225,MIN(FIND({0,1,2,3,4,5,6,7,8,9},NM5225&1234567890)),LEN(NM5225)*10-SUM(LEN(SUBSTITUTE(NM5225,{0,1,2,3,4,5,6,7,8,9},))))),\"※error\",1*MID(NM5225,MIN(FIND({0,1,2,3,4,5,6,7,8,9},NM5225&1234567890)),LEN(NM5225)*10-SUM(LEN(SUBSTITUTE(NM5225,{0,1,2,3,4,5,6,7,8,9},))))&\"号室\"))","v":""},{"$f":"IF(ISBLANK(NN100),\"\",IF(ISERROR(1*MID(NN5225,MIN(FIND({0,1,2,3,4,5,6,7,8,9},NN5225&1234567890)),LEN(NN5225)*10-SUM(LEN(SUBSTITUTE(NN5225,{0,1,2,3,4,5,6,7,8,9},))))),\"※error\",1*MID(NN5225,MIN(FIND({0,1,2,3,4,5,6,7,8,9},NN5225&1234567890)),LEN(NN5225)*10-SUM(LEN(SUBSTITUTE(NN5225,{0,1,2,3,4,5,6,7,8,9},))))&\"号室\"))","v":""},{"$f":"IF(ISBLANK(NO100),\"\",IF(ISERROR(1*MID(NO5225,MIN(FIND({0,1,2,3,4,5,6,7,8,9},NO5225&1234567890)),LEN(NO5225)*10-SUM(LEN(SUBSTITUTE(NO5225,{0,1,2,3,4,5,6,7,8,9},))))),\"※error\",1*MID(NO5225,MIN(FIND({0,1,2,3,4,5,6,7,8,9},NO5225&1234567890)),LEN(NO5225)*10-SUM(LEN(SUBSTITUTE(NO5225,{0,1,2,3,4,5,6,7,8,9},))))&\"号室\"))","v":""},{"$f":"IF(ISBLANK(NP100),\"\",IF(ISERROR(1*MID(NP5225,MIN(FIND({0,1,2,3,4,5,6,7,8,9},NP5225&1234567890)),LEN(NP5225)*10-SUM(LEN(SUBSTITUTE(NP5225,{0,1,2,3,4,5,6,7,8,9},))))),\"※error\",1*MID(NP5225,MIN(FIND({0,1,2,3,4,5,6,7,8,9},NP5225&1234567890)),LEN(NP5225)*10-SUM(LEN(SUBSTITUTE(NP5225,{0,1,2,3,4,5,6,7,8,9},))))&\"号室\"))","v":""},{"$f":"IF(ISBLANK(NQ100),\"\",IF(ISERROR(1*MID(NQ5225,MIN(FIND({0,1,2,3,4,5,6,7,8,9},NQ5225&1234567890)),LEN(NQ5225)*10-SUM(LEN(SUBSTITUTE(NQ5225,{0,1,2,3,4,5,6,7,8,9},))))),\"※error\",1*MID(NQ5225,MIN(FIND({0,1,2,3,4,5,6,7,8,9},NQ5225&1234567890)),LEN(NQ5225)*10-SUM(LEN(SUBSTITUTE(NQ5225,{0,1,2,3,4,5,6,7,8,9},))))&\"号室\"))","v":""},{"$f":"IF(ISBLANK(NR100),\"\",IF(ISERROR(1*MID(NR5225,MIN(FIND({0,1,2,3,4,5,6,7,8,9},NR5225&1234567890)),LEN(NR5225)*10-SUM(LEN(SUBSTITUTE(NR5225,{0,1,2,3,4,5,6,7,8,9},))))),\"※error\",1*MID(NR5225,MIN(FIND({0,1,2,3,4,5,6,7,8,9},NR5225&1234567890)),LEN(NR5225)*10-SUM(LEN(SUBSTITUTE(NR5225,{0,1,2,3,4,5,6,7,8,9},))))&\"号室\"))","v":""},{"$f":"IF(ISBLANK(NS100),\"\",IF(ISERROR(1*MID(NS5225,MIN(FIND({0,1,2,3,4,5,6,7,8,9},NS5225&1234567890)),LEN(NS5225)*10-SUM(LEN(SUBSTITUTE(NS5225,{0,1,2,3,4,5,6,7,8,9},))))),\"※error\",1*MID(NS5225,MIN(FIND({0,1,2,3,4,5,6,7,8,9},NS5225&1234567890)),LEN(NS5225)*10-SUM(LEN(SUBSTITUTE(NS5225,{0,1,2,3,4,5,6,7,8,9},))))&\"号室\"))","v":""},{"$f":"IF(ISBLANK(NT100),\"\",IF(ISERROR(1*MID(NT5225,MIN(FIND({0,1,2,3,4,5,6,7,8,9},NT5225&1234567890)),LEN(NT5225)*10-SUM(LEN(SUBSTITUTE(NT5225,{0,1,2,3,4,5,6,7,8,9},))))),\"※error\",1*MID(NT5225,MIN(FIND({0,1,2,3,4,5,6,7,8,9},NT5225&1234567890)),LEN(NT5225)*10-SUM(LEN(SUBSTITUTE(NT5225,{0,1,2,3,4,5,6,7,8,9},))))&\"号室\"))","v":""},{"$f":"IF(ISBLANK(NU100),\"\",IF(ISERROR(1*MID(NU5225,MIN(FIND({0,1,2,3,4,5,6,7,8,9},NU5225&1234567890)),LEN(NU5225)*10-SUM(LEN(SUBSTITUTE(NU5225,{0,1,2,3,4,5,6,7,8,9},))))),\"※error\",1*MID(NU5225,MIN(FIND({0,1,2,3,4,5,6,7,8,9},NU5225&1234567890)),LEN(NU5225)*10-SUM(LEN(SUBSTITUTE(NU5225,{0,1,2,3,4,5,6,7,8,9},))))&\"号室\"))","v":""},{"$f":"IF(ISBLANK(NV100),\"\",IF(ISERROR(1*MID(NV5225,MIN(FIND({0,1,2,3,4,5,6,7,8,9},NV5225&1234567890)),LEN(NV5225)*10-SUM(LEN(SUBSTITUTE(NV5225,{0,1,2,3,4,5,6,7,8,9},))))),\"※error\",1*MID(NV5225,MIN(FIND({0,1,2,3,4,5,6,7,8,9},NV5225&1234567890)),LEN(NV5225)*10-SUM(LEN(SUBSTITUTE(NV5225,{0,1,2,3,4,5,6,7,8,9},))))&\"号室\"))","v":""},{"$f":"IF(ISBLANK(NW100),\"\",IF(ISERROR(1*MID(NW5225,MIN(FIND({0,1,2,3,4,5,6,7,8,9},NW5225&1234567890)),LEN(NW5225)*10-SUM(LEN(SUBSTITUTE(NW5225,{0,1,2,3,4,5,6,7,8,9},))))),\"※error\",1*MID(NW5225,MIN(FIND({0,1,2,3,4,5,6,7,8,9},NW5225&1234567890)),LEN(NW5225)*10-SUM(LEN(SUBSTITUTE(NW5225,{0,1,2,3,4,5,6,7,8,9},))))&\"号室\"))","v":""},{"$f":"IF(ISBLANK(NX100),\"\",IF(ISERROR(1*MID(NX5225,MIN(FIND({0,1,2,3,4,5,6,7,8,9},NX5225&1234567890)),LEN(NX5225)*10-SUM(LEN(SUBSTITUTE(NX5225,{0,1,2,3,4,5,6,7,8,9},))))),\"※error\",1*MID(NX5225,MIN(FIND({0,1,2,3,4,5,6,7,8,9},NX5225&1234567890)),LEN(NX5225)*10-SUM(LEN(SUBSTITUTE(NX5225,{0,1,2,3,4,5,6,7,8,9},))))&\"号室\"))","v":""},{"$f":"IF(ISBLANK(NY100),\"\",IF(ISERROR(1*MID(NY5225,MIN(FIND({0,1,2,3,4,5,6,7,8,9},NY5225&1234567890)),LEN(NY5225)*10-SUM(LEN(SUBSTITUTE(NY5225,{0,1,2,3,4,5,6,7,8,9},))))),\"※error\",1*MID(NY5225,MIN(FIND({0,1,2,3,4,5,6,7,8,9},NY5225&1234567890)),LEN(NY5225)*10-SUM(LEN(SUBSTITUTE(NY5225,{0,1,2,3,4,5,6,7,8,9},))))&\"号室\"))","v":""},{"$f":"IF(ISBLANK(NZ100),\"\",IF(ISERROR(1*MID(NZ5225,MIN(FIND({0,1,2,3,4,5,6,7,8,9},NZ5225&1234567890)),LEN(NZ5225)*10-SUM(LEN(SUBSTITUTE(NZ5225,{0,1,2,3,4,5,6,7,8,9},))))),\"※error\",1*MID(NZ5225,MIN(FIND({0,1,2,3,4,5,6,7,8,9},NZ5225&1234567890)),LEN(NZ5225)*10-SUM(LEN(SUBSTITUTE(NZ5225,{0,1,2,3,4,5,6,7,8,9},))))&\"号室\"))","v":""},{"$f":"IF(ISBLANK(OA100),\"\",IF(ISERROR(1*MID(OA5225,MIN(FIND({0,1,2,3,4,5,6,7,8,9},OA5225&1234567890)),LEN(OA5225)*10-SUM(LEN(SUBSTITUTE(OA5225,{0,1,2,3,4,5,6,7,8,9},))))),\"※error\",1*MID(OA5225,MIN(FIND({0,1,2,3,4,5,6,7,8,9},OA5225&1234567890)),LEN(OA5225)*10-SUM(LEN(SUBSTITUTE(OA5225,{0,1,2,3,4,5,6,7,8,9},))))&\"号室\"))","v":""},{"$f":"IF(ISBLANK(OB100),\"\",IF(ISERROR(1*MID(OB5225,MIN(FIND({0,1,2,3,4,5,6,7,8,9},OB5225&1234567890)),LEN(OB5225)*10-SUM(LEN(SUBSTITUTE(OB5225,{0,1,2,3,4,5,6,7,8,9},))))),\"※error\",1*MID(OB5225,MIN(FIND({0,1,2,3,4,5,6,7,8,9},OB5225&1234567890)),LEN(OB5225)*10-SUM(LEN(SUBSTITUTE(OB5225,{0,1,2,3,4,5,6,7,8,9},))))&\"号室\"))","v":""},{"$f":"IF(ISBLANK(OC100),\"\",IF(ISERROR(1*MID(OC5225,MIN(FIND({0,1,2,3,4,5,6,7,8,9},OC5225&1234567890)),LEN(OC5225)*10-SUM(LEN(SUBSTITUTE(OC5225,{0,1,2,3,4,5,6,7,8,9},))))),\"※error\",1*MID(OC5225,MIN(FIND({0,1,2,3,4,5,6,7,8,9},OC5225&1234567890)),LEN(OC5225)*10-SUM(LEN(SUBSTITUTE(OC5225,{0,1,2,3,4,5,6,7,8,9},))))&\"号室\"))","v":""},{"$f":"IF(ISBLANK(OD100),\"\",IF(ISERROR(1*MID(OD5225,MIN(FIND({0,1,2,3,4,5,6,7,8,9},OD5225&1234567890)),LEN(OD5225)*10-SUM(LEN(SUBSTITUTE(OD5225,{0,1,2,3,4,5,6,7,8,9},))))),\"※error\",1*MID(OD5225,MIN(FIND({0,1,2,3,4,5,6,7,8,9},OD5225&1234567890)),LEN(OD5225)*10-SUM(LEN(SUBSTITUTE(OD5225,{0,1,2,3,4,5,6,7,8,9},))))&\"号室\"))","v":""},{"$f":"IF(ISBLANK(OE100),\"\",IF(ISERROR(1*MID(OE5225,MIN(FIND({0,1,2,3,4,5,6,7,8,9},OE5225&1234567890)),LEN(OE5225)*10-SUM(LEN(SUBSTITUTE(OE5225,{0,1,2,3,4,5,6,7,8,9},))))),\"※error\",1*MID(OE5225,MIN(FIND({0,1,2,3,4,5,6,7,8,9},OE5225&1234567890)),LEN(OE5225)*10-SUM(LEN(SUBSTITUTE(OE5225,{0,1,2,3,4,5,6,7,8,9},))))&\"号室\"))","v":""},{"$f":"IF(ISBLANK(OF100),\"\",IF(ISERROR(1*MID(OF5225,MIN(FIND({0,1,2,3,4,5,6,7,8,9},OF5225&1234567890)),LEN(OF5225)*10-SUM(LEN(SUBSTITUTE(OF5225,{0,1,2,3,4,5,6,7,8,9},))))),\"※error\",1*MID(OF5225,MIN(FIND({0,1,2,3,4,5,6,7,8,9},OF5225&1234567890)),LEN(OF5225)*10-SUM(LEN(SUBSTITUTE(OF5225,{0,1,2,3,4,5,6,7,8,9},))))&\"号室\"))","v":""},{"$f":"IF(ISBLANK(OG100),\"\",IF(ISERROR(1*MID(OG5225,MIN(FIND({0,1,2,3,4,5,6,7,8,9},OG5225&1234567890)),LEN(OG5225)*10-SUM(LEN(SUBSTITUTE(OG5225,{0,1,2,3,4,5,6,7,8,9},))))),\"※error\",1*MID(OG5225,MIN(FIND({0,1,2,3,4,5,6,7,8,9},OG5225&1234567890)),LEN(OG5225)*10-SUM(LEN(SUBSTITUTE(OG5225,{0,1,2,3,4,5,6,7,8,9},))))&\"号室\"))","v":""},{"$f":"IF(ISBLANK(OH100),\"\",IF(ISERROR(1*MID(OH5225,MIN(FIND({0,1,2,3,4,5,6,7,8,9},OH5225&1234567890)),LEN(OH5225)*10-SUM(LEN(SUBSTITUTE(OH5225,{0,1,2,3,4,5,6,7,8,9},))))),\"※error\",1*MID(OH5225,MIN(FIND({0,1,2,3,4,5,6,7,8,9},OH5225&1234567890)),LEN(OH5225)*10-SUM(LEN(SUBSTITUTE(OH5225,{0,1,2,3,4,5,6,7,8,9},))))&\"号室\"))","v":""},{"$f":"IF(ISBLANK(OI100),\"\",IF(ISERROR(1*MID(OI5225,MIN(FIND({0,1,2,3,4,5,6,7,8,9},OI5225&1234567890)),LEN(OI5225)*10-SUM(LEN(SUBSTITUTE(OI5225,{0,1,2,3,4,5,6,7,8,9},))))),\"※error\",1*MID(OI5225,MIN(FIND({0,1,2,3,4,5,6,7,8,9},OI5225&1234567890)),LEN(OI5225)*10-SUM(LEN(SUBSTITUTE(OI5225,{0,1,2,3,4,5,6,7,8,9},))))&\"号室\"))","v":""},{"$f":"IF(ISBLANK(OJ100),\"\",IF(ISERROR(1*MID(OJ5225,MIN(FIND({0,1,2,3,4,5,6,7,8,9},OJ5225&1234567890)),LEN(OJ5225)*10-SUM(LEN(SUBSTITUTE(OJ5225,{0,1,2,3,4,5,6,7,8,9},))))),\"※error\",1*MID(OJ5225,MIN(FIND({0,1,2,3,4,5,6,7,8,9},OJ5225&1234567890)),LEN(OJ5225)*10-SUM(LEN(SUBSTITUTE(OJ5225,{0,1,2,3,4,5,6,7,8,9},))))&\"号室\"))","v":""},{"$f":"IF(ISBLANK(OK100),\"\",IF(ISERROR(1*MID(OK5225,MIN(FIND({0,1,2,3,4,5,6,7,8,9},OK5225&1234567890)),LEN(OK5225)*10-SUM(LEN(SUBSTITUTE(OK5225,{0,1,2,3,4,5,6,7,8,9},))))),\"※error\",1*MID(OK5225,MIN(FIND({0,1,2,3,4,5,6,7,8,9},OK5225&1234567890)),LEN(OK5225)*10-SUM(LEN(SUBSTITUTE(OK5225,{0,1,2,3,4,5,6,7,8,9},))))&\"号室\"))","v":""},{"$f":"IF(ISBLANK(OL100),\"\",IF(ISERROR(1*MID(OL5225,MIN(FIND({0,1,2,3,4,5,6,7,8,9},OL5225&1234567890)),LEN(OL5225)*10-SUM(LEN(SUBSTITUTE(OL5225,{0,1,2,3,4,5,6,7,8,9},))))),\"※error\",1*MID(OL5225,MIN(FIND({0,1,2,3,4,5,6,7,8,9},OL5225&1234567890)),LEN(OL5225)*10-SUM(LEN(SUBSTITUTE(OL5225,{0,1,2,3,4,5,6,7,8,9},))))&\"号室\"))","v":""},{"$f":"IF(ISBLANK(OM100),\"\",IF(ISERROR(1*MID(OM5225,MIN(FIND({0,1,2,3,4,5,6,7,8,9},OM5225&1234567890)),LEN(OM5225)*10-SUM(LEN(SUBSTITUTE(OM5225,{0,1,2,3,4,5,6,7,8,9},))))),\"※error\",1*MID(OM5225,MIN(FIND({0,1,2,3,4,5,6,7,8,9},OM5225&1234567890)),LEN(OM5225)*10-SUM(LEN(SUBSTITUTE(OM5225,{0,1,2,3,4,5,6,7,8,9},))))&\"号室\"))","v":""},{"$f":"IF(ISBLANK(ON100),\"\",IF(ISERROR(1*MID(ON5225,MIN(FIND({0,1,2,3,4,5,6,7,8,9},ON5225&1234567890)),LEN(ON5225)*10-SUM(LEN(SUBSTITUTE(ON5225,{0,1,2,3,4,5,6,7,8,9},))))),\"※error\",1*MID(ON5225,MIN(FIND({0,1,2,3,4,5,6,7,8,9},ON5225&1234567890)),LEN(ON5225)*10-SUM(LEN(SUBSTITUTE(ON5225,{0,1,2,3,4,5,6,7,8,9},))))&\"号室\"))","v":""},{"$f":"IF(ISBLANK(OO100),\"\",IF(ISERROR(1*MID(OO5225,MIN(FIND({0,1,2,3,4,5,6,7,8,9},OO5225&1234567890)),LEN(OO5225)*10-SUM(LEN(SUBSTITUTE(OO5225,{0,1,2,3,4,5,6,7,8,9},))))),\"※error\",1*MID(OO5225,MIN(FIND({0,1,2,3,4,5,6,7,8,9},OO5225&1234567890)),LEN(OO5225)*10-SUM(LEN(SUBSTITUTE(OO5225,{0,1,2,3,4,5,6,7,8,9},))))&\"号室\"))","v":""},{"$f":"IF(ISBLANK(OP100),\"\",IF(ISERROR(1*MID(OP5225,MIN(FIND({0,1,2,3,4,5,6,7,8,9},OP5225&1234567890)),LEN(OP5225)*10-SUM(LEN(SUBSTITUTE(OP5225,{0,1,2,3,4,5,6,7,8,9},))))),\"※error\",1*MID(OP5225,MIN(FIND({0,1,2,3,4,5,6,7,8,9},OP5225&1234567890)),LEN(OP5225)*10-SUM(LEN(SUBSTITUTE(OP5225,{0,1,2,3,4,5,6,7,8,9},))))&\"号室\"))","v":""},{"$f":"IF(ISBLANK(OQ100),\"\",IF(ISERROR(1*MID(OQ5225,MIN(FIND({0,1,2,3,4,5,6,7,8,9},OQ5225&1234567890)),LEN(OQ5225)*10-SUM(LEN(SUBSTITUTE(OQ5225,{0,1,2,3,4,5,6,7,8,9},))))),\"※error\",1*MID(OQ5225,MIN(FIND({0,1,2,3,4,5,6,7,8,9},OQ5225&1234567890)),LEN(OQ5225)*10-SUM(LEN(SUBSTITUTE(OQ5225,{0,1,2,3,4,5,6,7,8,9},))))&\"号室\"))","v":""}]
[null,"申請の有無",null,null,{"$f":"IF(ISBLANK(E100),\"\",IF(COUNTIF(H41:OQ41,\"\"),$D$5210,$D$5209))","v":""},{"$f":"IF(ISBLANK(E100),\"\",$D$5212)","v":""},null,{"$f":"IF(ISBLANK(H100),\"\",IF(H41=\"\",$D$5210,$D$5209))","v":""},"","","","","","","","","","","","","","","","","","","","","","","","","","","","","","","","","","","","","","","","","","","","","","","","","","","","","","","","","","","","","","","",{"$f":"IF(ISBLANK(BT100),\"\",IF(BT41=\"\",$D$5210,$D$5209))","v":""},"","","","","","","","","","","","","","","","","","","","","","","","","","","","","","","","","","","","","","","","","","","","","","","","","","","","","","","","","","","","","","","",{"$f":"IF(ISBLANK(EF100),\"\",IF(EF41=\"\",$D$5210,$D$5209))","v":""},"","","","","","","","","","","","","","","","","","","","","","","","","","","","","","","","","","","","","","","","","","","","","","","","","","","","","","","","","","","","","","","",{"$f":"IF(ISBLANK(GR100),\"\",IF(GR41=\"\",$D$5210,$D$5209))","v":""},"","","","","","","","","","","","","","","","","","","","","","","","","","","","","","","","","","","","","","","","","","","","","","","","","","","","","","","","","","","","","","","",{"$f":"IF(ISBLANK(JD100),\"\",IF(JD41=\"\",$D$5210,$D$5209))","v":""},"","","","","","","","","","","","","","","","","","","","","","","","","","","","","","","","","","","","","","","","","","","","","","","","","","","","","","","","","","","","","","","",{"$f":"IF(ISBLANK(LP100),\"\",IF(LP41=\"\",$D$5210,$D$5209))","v":""},"","","","","","","","","","","","","","","","","","","","","","","","","","","","","","","","","","","","","","","","","","","","","","","","","","","","","","","","","","","","","","","",{"$f":"IF(ISBLANK(OB100),\"\",IF(OB41=\"\",$D$5210,$D$5209))","v":""},"","","","","","","","","","","","","","",""]
[null,"同一計算結果住戸数",null,null,null,null,null,{"$f":"IF(ISBLANK(H100),\"\",1)","v":""},{"$f":"IF(ISBLANK(I100),\"\",1)","v":""},"","","","","","","","","","","","","","","","","","","","","","","","","","","","","","","","","","","","","","","","","","","","","","","","","","","","","","","","","","","","","","","",{"$f":"IF(ISBLANK(BU100),\"\",1)","v":""},"","","","","","","","","","","","","","","","","","","","","","","","","","","","","","","","","","","","","","","","","","","","","","","","","","","","","","","","","","","","","","","",{"$f":"IF(ISBLANK(EG100),\"\",1)","v":""},"","","","","","","","","","","","","","","","","","","","","","","","","","","","","","","","","","","","","","","","","","","","","","","","","","","","","","","","","","","","","","","",{"$f":"IF(ISBLANK(GS100),\"\",1)","v":""},"","","","","","","","","","","","","","","","","","","","","","","","","","","","","","","","","","","","","","","","","","","","","","","","","","","","","","","","","","","","","","","",{"$f":"IF(ISBLANK(JE100),\"\",1)","v":""},"","","","","","","","","","","","","","","","","","","","","","","","","","","","","","","","","","","","","","","","","","","","","","","","","","","","","","","","","","","","","","","",{"$f":"IF(ISBLANK(LQ100),\"\",1)","v":""},"","","","","","","","","","","","","","","","","","","","","","","","","","","","","","","","","","","","","","","","","","","","","","","","","","","","","","","","","","","","","","","",{"$f":"IF(ISBLANK(OC100),\"\",1)","v":""},"","","","","","","","","","","","","",""]
[null,"計算対象床面積",null,null,{"$f":"IF(SUM(F8:G8)=0,\"\",SUM(F8:G8))","v":""},{"$f":"IF(OR(F6=\"共用部除外\",F6=\"共用部なし\",F6=\"\"),\"\",IF(AND(F9=\"標準入力法\",COUNTBLANK(E100)=0,G7078<>0),G7078,\"\"))","v":""},{"$f":"IF(OR(E6<>$D$5209,SUM(H8:OQ8)=0),\"\",G5332)","v":""},{"$f":"IF(OR(ISBLANK(H100),ISERROR(-LOOKUP(1,-RIGHT(LEFT(H5238,LEN(H5238)-1),ROW($1:$80))))),\"\",-LOOKUP(1,-RIGHT(LEFT(H5238,LEN(H5238)-1),ROW($1:$80))))","v":""},"","","","","","","","","","","","","","","","","","","","","","","","","","","","","","","","","","","","","","","","","","","","","","","","","","","","","","","","","","","","","","","",{"$f":"IF(OR(ISBLANK(BT100),ISERROR(-LOOKUP(1,-RIGHT(LEFT(BT5238,LEN(BT5238)-1),ROW($1:$80))))),\"\",-LOOKUP(1,-RIGHT(LEFT(BT5238,LEN(BT5238)-1),ROW($1:$80))))","v":""},"","","","","","","","","","","","","","","","","","","","","","","","","","","","","","","","","","","","","","","","","","","","","","","","","","","","","","","","","","","","","","","",{"$f":"IF(OR(ISBLANK(EF100),ISERROR(-LOOKUP(1,-RIGHT(LEFT(EF5238,LEN(EF5238)-1),ROW($1:$80))))),\"\",-LOOKUP(1,-RIGHT(LEFT(EF5238,LEN(EF5238)-1),ROW($1:$80))))","v":""},"","","","","","","","","","","","","","","","","","","","","","","","","","","","","","","","","","","","","","","","","","","","","","","","","","","","","","","","","","","","","","","",{"$f":"IF(OR(ISBLANK(GR100),ISERROR(-LOOKUP(1,-RIGHT(LEFT(GR5238,LEN(GR5238)-1),ROW($1:$80))))),\"\",-LOOKUP(1,-RIGHT(LEFT(GR5238,LEN(GR5238)-1),ROW($1:$80))))","v":""},"","","","","","","","","","","","","","","","","","","","","","","","","","","","","","","","","","","","","","","","","","","","","","","","","","","","","","","","","","","","","","","",{"$f":"IF(OR(ISBLANK(JD100),ISERROR(-LOOKUP(1,-RIGHT(LEFT(JD5238,LEN(JD5238)-1),ROW($1:$80))))),\"\",-LOOKUP(1,-RIGHT(LEFT(JD5238,LEN(JD5238)-1),ROW($1:$80))))","v":""},"","","","","","","","","","","","","","","","","","","","","","","","","","","","","","","","","","","","","","","","","","","","","","","","","","","","","","","","","","","","","","","",{"$f":"IF(OR(ISBLANK(LP100),ISERROR(-LOOKUP(1,-RIGHT(LEFT(LP5238,LEN(LP5238)-1),ROW($1:$80))))),\"\",-LOOKUP(1,-RIGHT(LEFT(LP5238,LEN(LP5238)-1),ROW($1:$80))))","v":""},"","","","","","","","","","","","","","","","","","","","","","","","","","","","","","","","","","","","","","","","","","","","","","","","","","","","","","","","","","","","","","","",{"$f":"IF(OR(ISBLANK(OB100),ISERROR(-LOOKUP(1,-RIGHT(LEFT(OB5238,LEN(OB5238)-1),ROW($1:$80))))),\"\",-LOOKUP(1,-RIGHT(LEFT(OB5238,LEN(OB5238)-1),ROW($1:$80))))","v":""},"","","","","","","","","","","","","","",""]
[null,"一次エネルギー消費量・換算値","一次エネルギー評価手法",null,{"$f":"IF(E6<>$D$5209,\"\",$E$5209)","v":""},{"$f":"IF(COUNTBLANK(E100)=0,\"標準入力法\",\"\")","v":""},null,{"$f":"IF(ISBLANK(H100),\"\",$E$5209)","v":""},{"$f":"IF(ISBLANK(I100),\"\",$E$5209)","v":""},"","","","","","","","","","","","","","","","","","","","","","","","","","","","","","","","","","","","","","","","","","","","","","","","","","","","","","","","","","","","","","","",{"$f":"IF(ISBLANK(BU100),\"\",$E$5209)","v":""},"","","","","","","","","","","","","","","","","","","","","","","","","","","","","","","","","","","","","","","","","","","","","","","","","","","","","","","","","","","","","","","",{"$f":"IF(ISBLANK(EG100),\"\",$E$5209)","v":""},"","","","","","","","","","","","","","","","","","","","","","","","","","","","","","","","","","","","","","","","","","","","","","","","","","","","","","","","","","","","","","","",{"$f":"IF(ISBLANK(GS100),\"\",$E$5209)","v":""},"","","","","","","","","","","","","","","","","","","","","","","","","","","","","","","","","","","","","","","","","","","","","","","","","","","","","","","","","","","","","","","",{"$f":"IF(ISBLANK(JE100),\"\",$E$5209)","v":""},"","","","","","","","","","","","","","","","","","","","","","","","","","","","","","","","","","","","","","","","","","","","","","","","","","","","","","","","","","","","","","","",{"$f":"IF(ISBLANK(LQ100),\"\",$E$5209)","v":""},"","","","","","","","","","","","","","","","","","","","","","","","","","","","","","","","","","","","","","","","","","","","","","","","","","","","","","","","","","","","","","","",{"$f":"IF(ISBLANK(OC100),\"\",$E$5209)","v":""},"","","","","","","","","","","","","",""]
[null,null,"設計値","暖房",null,{"$f":"IF(OR(F6=\"共用部除外\",F6=\"共用部なし\",F6=\"\"),\"\",IF(OR(F9<>\"標準入力法\",ISBLANK(E100),ISERROR(E5238)),\"\",IF(E5236=\"１．計算条件\",-LOOKUP(1,-LEFT(B5238,ROW($1:$80))),\"\")))","v":""},{"$f":"IF(OR(E$6<>$D$5209,COUNTBLANK(H10)=1),\"\",G5340)","v":""},{"$f":"IF(OR(ISBLANK(H100),ISERROR(-LOOKUP(1,-LEFT(MID(H5239,5,15),ROW($1:$80))))),\"\",-LOOKUP(1,-LEFT(MID(H5239,5,15),ROW($1:$80))))","v":""},"","","","","","","","","","","","","","","","","","","","","","","","","","","","","","","","","","","","","","","","","","","","","","","","","","","","","","","","","","","","","","","",{"$f":"IF(OR(ISBLANK(BT100),ISERROR(-LOOKUP(1,-LEFT(MID(BT5239,5,15),ROW($1:$80))))),\"\",-LOOKUP(1,-LEFT(MID(BT5239,5,15),ROW($1:$80))))","v":""},"","","","","","","","","","","","","","","","","","","","","","","","","","","","","","","","","","","","","","","","","","","","","","","","","","","","","","","","","","","","","","","",{"$f":"IF(OR(ISBLANK(EF100),ISERROR(-LOOKUP(1,-LEFT(MID(EF5239,5,15),ROW($1:$80))))),\"\",-LOOKUP(1,-LEFT(MID(EF5239,5,15),ROW($1:$80))))","v":""},"","","","","","","","","","","","","","","","","","","","","","","","","","","","","","","","","","","","","","","","","","","","","","","","","","","","","","","","","","","","","","","",{"$f":"IF(OR(ISBLANK(GR100),ISERROR(-LOOKUP(1,-LEFT(MID(GR5239,5,15),ROW($1:$80))))),\"\",-LOOKUP(1,-LEFT(MID(GR5239,5,15),ROW($1:$80))))","v":""},"","","","","","","","","","","","","","","","","","","","","","","","","","","","","","","","","","","","","","","","","","","","","","","","","","","","","","","","","","","","","","","",{"$f":"IF(OR(ISBLANK(JD100),ISERROR(-LOOKUP(1,-LEFT(MID(JD5239,5,15),ROW($1:$80))))),\"\",-LOOKUP(1,-LEFT(MID(JD5239,5,15),ROW($1:$80))))","v":""},"","","","","","","","","","","","","","","","","","","","","","","","","","","","","","","","","","","","","","","","","","","","","","","","","","","","","","","","","","","","","","","",{"$f":"IF(OR(ISBLANK(LP100),ISERROR(-LOOKUP(1,-LEFT(MID(LP5239,5,15),ROW($1:$80))))),\"\",-LOOKUP(1,-LEFT(MID(LP5239,5,15),ROW($1:$80))))","v":""},"","","","","","","","","","","","","","","","","","","","","","","","","","","","","","","","","","","","","","","","","","","","","","","","","","","","","","","","","","","","","","","",{"$f":"IF(OR(ISBLANK(OB100),ISERROR(-LOOKUP(1,-LEFT(MID(OB5239,5,15),ROW($1:$80))))),\"\",-LOOKUP(1,-LEFT(MID(OB5239,5,15),ROW($1:$80))))","v":""},"","","","","","","","","","","","","","",""]
[null,null,null,"冷房",null,null,{"$f":"IF(OR(E$6<>$D$5209,COUNTBLANK(H11)=1),\"\",G5341)","v":""},{"$f":"IF(OR(ISBLANK(H100),ISERROR(-LOOKUP(1,-LEFT(MID(H5240,5,15),ROW($1:$80))))),\"\",-LOOKUP(1,-LEFT(MID(H5240,5,15),ROW($1:$80))))","v":""},"","","","","","","","","","","","","","","","","","","","","","","","","","","","","","","","","","","","","","","","","","","","","","","","","","","","","","","","","","","","","","","",{"$f":"IF(OR(ISBLANK(BT100),ISERROR(-LOOKUP(1,-LEFT(MID(BT5240,5,15),ROW($1:$80))))),\"\",-LOOKUP(1,-LEFT(MID(BT5240,5,15),ROW($1:$80))))","v":""},"","","","","","","","","","","","","","","","","","","","","","","","","","","","","","","","","","","","","","","","","","","","","","","","","","","","","","","","","","","","","","","",{"$f":"IF(OR(ISBLANK(EF100),ISERROR(-LOOKUP(1,-LEFT(MID(EF5240,5,15),ROW($1:$80))))),\"\",-LOOKUP(1,-LEFT(MID(EF5240,5,15),ROW($1:$80))))","v":""},"","","","","","","","","","","","","","","","","","","","","","","","","","","","","","","","","","","","","","","","","","","","","","","","","","","","","","","","","","","","","","","",{"$f":"IF(OR(ISBLANK(GR100),ISERROR(-LOOKUP(1,-LEFT(MID(GR5240,5,15),ROW($1:$80))))),\"\",-LOOKUP(1,-LEFT(MID(GR5240,5,15),ROW($1:$80))))","v":""},"","","","","","","","","","","","","","","","","","","","","","","","","","","","","","","","","","","","","","","","","","","","","","","","","","","","","","","","","","","","","","","",{"$f":"IF(OR(ISBLANK(JD100),ISERROR(-LOOKUP(1,-LEFT(MID(JD5240,5,15),ROW($1:$80))))),\"\",-LOOKUP(1,-LEFT(MID(JD5240,5,15),ROW($1:$80))))","v":""},"","","","","","","","","","","","","","","","","","","","","","","","","","","","","","","","","","","","","","","","","","","","","","","","","","","","","","","","","","","","","","","",{"$f":"IF(OR(ISBLANK(LP100),ISERROR(-LOOKUP(1,-LEFT(MID(LP5240,5,15),ROW($1:$80))))),\"\",-LOOKUP(1,-LEFT(MID(LP5240,5,15),ROW($1:$80))))","v":""},"","","","","","","","","","","","","","","","","","","","","","","","","","","","","","","","","","","","","","","","","","","","","","","","","","","","","","","","","","","","","","","",{"$f":"IF(OR(ISBLANK(OB100),ISERROR(-LOOKUP(1,-LEFT(MID(OB5240,5,15),ROW($1:$80))))),\"\",-LOOKUP(1,-LEFT(MID(OB5240,5,15),ROW($1:$80))))","v":""},"","","","","","","","","","","","","","",""]
[null,null,null,"換気",null,{"$f":"IF(OR(F6=\"共用部除外\",F6=\"共用部なし\",F6=\"\"),\"\",IF(OR(F9<>\"標準入力法\",ISBLANK(E100),ISERROR(E5239)),\"\",IF(E5236=\"１．計算条件\",-LOOKUP(1,-LEFT(B5239,ROW($1:$80))),\"\")))","v":""},{"$f":"IF(OR(E$6<>$D$5209,COUNTBLANK(H12)=1),\"\",G5342)","v":""},{"$f":"IF(OR(ISBLANK(H100),ISERROR(-LOOKUP(1,-LEFT(MID(H5241,5,15),ROW($1:$80))))),\"\",-LOOKUP(1,-LEFT(MID(H5241,5,15),ROW($1:$80))))","v":""},"","","","","","","","","","","","","","","","","","","","","","","","","","","","","","","","","","","","","","","","","","","","","","","","","","","","","","","","","","","","","","","",{"$f":"IF(OR(ISBLANK(BT100),ISERROR(-LOOKUP(1,-LEFT(MID(BT5241,5,15),ROW($1:$80))))),\"\",-LOOKUP(1,-LEFT(MID(BT5241,5,15),ROW($1:$80))))","v":""},"","","","","","","","","","","","","","","","","","","","","","","","","","","","","","","","","","","","","","","","","","","","","","","","","","","","","","","","","","","","","","","",{"$f":"IF(OR(ISBLANK(EF100),ISERROR(-LOOKUP(1,-LEFT(MID(EF5241,5,15),ROW($1:$80))))),\"\",-LOOKUP(1,-LEFT(MID(EF5241,5,15),ROW($1:$80))))","v":""},"","","","","","","","","","","","","","","","","","","","","","","","","","","","","","","","","","","","","","","","","","","","","","","","","","","","","","","","","","","","","","","",{"$f":"IF(OR(ISBLANK(GR100),ISERROR(-LOOKUP(1,-LEFT(MID(GR5241,5,15),ROW($1:$80))))),\"\",-LOOKUP(1,-LEFT(MID(GR5241,5,15),ROW($1:$80))))","v":""},"","","","","","","","","","","","","","","","","","","","","","","","","","","","","","","","","","","","","","","","","","","","","","","","","","","","","","","","","","","","","","","",{"$f":"IF(OR(ISBLANK(JD100),ISERROR(-LOOKUP(1,-LEFT(MID(JD5241,5,15),ROW($1:$80))))),\"\",-LOOKUP(1,-LEFT(MID(JD5241,5,15),ROW($1:$80))))","v":""},"","","","","","","","","","","","","","","","","","","","","","","","","","","","","","","","","","","","","","","","","","","","","","","","","","","","","","","","","","","","","","","",{"$f":"IF(OR(ISBLANK(LP100),ISERROR(-LOOKUP(1,-LEFT(MID(LP5241,5,15),ROW($1:$80))))),\"\",-LOOKUP(1,-LEFT(MID(LP5241,5,15),ROW($1:$80))))","v":""},"","","","","","","","","","","","","","","","","","","","","","","","","","","","","","","","","","","","","","","","","","","","","","","","","","","","","","","","","","","","","","","",{"$f":"IF(OR(ISBLANK(OB100),ISERROR(-LOOKUP(1,-LEFT(MID(OB5241,5,15),ROW($1:$80))))),\"\",-LOOKUP(1,-LEFT(MID(OB5241,5,15),ROW($1:$80))))","v":""},"","","","","","","","","","","","","","",""]
[null,null,"住戸 ： MJ","給湯",null,{"$f":"IF(OR(F6=\"共用部除外\",F6=\"共用部なし\",F6=\"\"),\"\",IF(OR(F9<>\"標準入力法\",ISBLANK(E100),ISERROR(E5241)),\"\",IF(E5236=\"１．計算条件\",-LOOKUP(1,-LEFT(B5241,ROW($1:$80))),\"\")))","v":""},{"$f":"IF(OR(E$6<>$D$5209,COUNTBLANK(H13)=1),\"\",G5343)","v":""},{"$f":"IF(OR(ISBLANK(H100),ISERROR(-LOOKUP(1,-LEFT(MID(H5242,5,15),ROW($1:$80))))),\"\",-LOOKUP(1,-LEFT(MID(H5242,5,15),ROW($1:$80))))","v":""},"","","","","","","","","","","","","","","","","","","","","","","","","","","","","","","","","","","","","","","","","","","","","","","","","","","","","","","","","","","","","","","",{"$f":"IF(OR(ISBLANK(BT100),ISERROR(-LOOKUP(1,-LEFT(MID(BT5242,5,15),ROW($1:$80))))),\"\",-LOOKUP(1,-LEFT(MID(BT5242,5,15),ROW($1:$80))))","v":""},"","","","","","","","","","","","","","","","","","","","","","","","","","","","","","","","","","","","","","","","","","","","","","","","","","","","","","","","","","","","","","","",{"$f":"IF(OR(ISBLANK(EF100),ISERROR(-LOOKUP(1,-LEFT(MID(EF5242,5,15),ROW($1:$80))))),\"\",-LOOKUP(1,-LEFT(MID(EF5242,5,15),ROW($1:$80))))","v":""},"","","","","","","","","","","","","","","","","","","","","","","","","","","","","","","","","","","","","","","","","","","","","","","","","","","","","","","","","","","","","","","",{"$f":"IF(OR(ISBLANK(GR100),ISERROR(-LOOKUP(1,-LEFT(MID(GR5242,5,15),ROW($1:$80))))),\"\",-LOOKUP(1,-LEFT(MID(GR5242,5,15),ROW($1:$80))))","v":""},"","","","","","","","","","","","","","","","","","","","","","","","","","","","","","","","","","","","","","","","","","","","","","","","","","","","","","","","","","","","","","","",{"$f":"IF(OR(ISBLANK(JD100),ISERROR(-LOOKUP(1,-LEFT(MID(JD5242,5,15),ROW($1:$80))))),\"\",-LOOKUP(1,-LEFT(MID(JD5242,5,15),ROW($1:$80))))","v":""},"","","","","","","","","","","","","","","","","","","","","","","","","","","","","","","","","","","","","","","","","","","","","","","","","","","","","","","","","","","","","","","",{"$f":"IF(OR(ISBLANK(LP100),ISERROR(-LOOKUP(1,-LEFT(MID(LP5242,5,15),ROW($1:$80))))),\"\",-LOOKUP(1,-LEFT(MID(LP5242,5,15),ROW($1:$80))))","v":""},"","","","","","","","","","","","","","","","","","","","","","","","","","","","","","","","","","","","","","","","","","","","","","","","","","","","","","","","","","","","","","","",{"$f":"IF(OR(ISBLANK(OB100),ISERROR(-LOOKUP(1,-LEFT(MID(OB5242,5,15),ROW($1:$80))))),\"\",-LOOKUP(1,-LEFT(MID(OB5242,5,15),ROW($1:$80))))","v":""},"","","","","","","","","","","","","","",""]
[null,null,"共用部分： MJ/㎡","照明",null,{"$f":"IF(OR(F6=\"共用部除外\",F6=\"共用部なし\",F6=\"\"),\"\",IF(OR(F9<>\"標準入力法\",ISBLANK(E100),ISERROR(E5240)),\"\",IF(E5236=\"１．計算条件\",-LOOKUP(1,-LEFT(B5240,ROW($1:$80))),\"\")))","v":""},{"$f":"IF(OR(E$6<>$D$5209,COUNTBLANK(H14)=1),\"\",G5344)","v":""},{"$f":"IF(OR(ISBLANK(H100),ISERROR(-LOOKUP(1,-LEFT(MID(H5243,5,15),ROW($1:$80))))),\"\",-LOOKUP(1,-LEFT(MID(H5243,5,15),ROW($1:$80))))","v":""},"","","","","","","","","","","","","","","","","","","","","","","","","","","","","","","","","","","","","","","","","","","","","","","","","","","","","","","","","","","","","","","",{"$f":"IF(OR(ISBLANK(BT100),ISERROR(-LOOKUP(1,-LEFT(MID(BT5243,5,15),ROW($1:$80))))),\"\",-LOOKUP(1,-LEFT(MID(BT5243,5,15),ROW($1:$80))))","v":""},"","","","","","","","","","","","","","","","","","","","","","","","","","","","","","","","","","","","","","","","","","","","","","","","","","","","","","","","","","","","","","","",{"$f":"IF(OR(ISBLANK(EF100),ISERROR(-LOOKUP(1,-LEFT(MID(EF5243,5,15),ROW($1:$80))))),\"\",-LOOKUP(1,-LEFT(MID(EF5243,5,15),ROW($1:$80))))","v":""},"","","","","","","","","","","","","","","","","","","","","","","","","","","","","","","","","","","","","","","","","","","","","","","","","","","","","","","","","","","","","","","",{"$f":"IF(OR(ISBLANK(GR100),ISERROR(-LOOKUP(1,-LEFT(MID(GR5243,5,15),ROW($1:$80))))),\"\",-LOOKUP(1,-LEFT(MID(GR5243,5,15),ROW($1:$80))))","v":""},"","","","","","","","","","","","","","","","","","","","","","","","","","","","","","","","","","","","","","","","","","","","","","","","","","","","","","","","","","","","","","","",{"$f":"IF(OR(ISBLANK(JD100),ISERROR(-LOOKUP(1,-LEFT(MID(JD5243,5,15),ROW($1:$80))))),\"\",-LOOKUP(1,-LEFT(MID(JD5243,5,15),ROW($1:$80))))","v":""},"","","","","","","","","","","","","","","","","","","","","","","","","","","","","","","","","","","","","","","","","","","","","","","","","","","","","","","","","","","","","","","",{"$f":"IF(OR(ISBLANK(LP100),ISERROR(-LOOKUP(1,-LEFT(MID(LP5243,5,15),ROW($1:$80))))),\"\",-LOOKUP(1,-LEFT(MID(LP5243,5,15),ROW($1:$80))))","v":""},"","","","","","","","","","","","","","","","","","","","","","","","","","","","","","","","","","","","","","","","","","","","","","","","","","","","","","","","","","","","","","","",{"$f":"IF(OR(ISBLANK(OB100),ISERROR(-LOOKUP(1,-LEFT(MID(OB5243,5,15),ROW($1:$80))))),\"\",-LOOKUP(1,-LEFT(MID(OB5243,5,15),ROW($1:$80))))","v":""},"","","","","","","","","","","","","","",""]
[null,null,null,"昇降機",null,{"$f":"IF(OR(F6=\"共用部除外\",F6=\"共用部なし\",F6=\"\"),\"\",IF(OR(F9<>\"標準入力法\",ISBLANK(E100),ISERROR(E5242)),\"\",IF(E5236=\"１．計算条件\",-LOOKUP(1,-LEFT(B5242,ROW($1:$80))),\"\")))","v":""}]
[null,null,"基準値","暖房",null,{"$f":"IF(OR(F6=\"共用部除外\",F6=\"共用部なし\",F6=\"\"),\"\",IF(OR(F9<>\"標準入力法\",ISBLANK(E100),ISERROR(E5238)),\"\",IF(E5236=\"１．計算条件\",-LOOKUP(1,-LEFT(C5238,ROW($1:$80))),\"\")))","v":""},{"$f":"IF(OR(E$6<>$D$5209,COUNTBLANK(H16)=1),\"\",G5335)","v":""},{"$f":"IF(OR(ISBLANK(H100),ISERROR(-LOOKUP(1,-RIGHT(H5239,ROW($1:$80))))),\"\",-LOOKUP(1,-RIGHT(H5239,ROW($1:$80))))","v":""},"","","","","","","","","","","","","","","","","","","","","","","","","","","","","","","","","","","","","","","","","","","","","","","","","","","","","","","","","","","","","","","",{"$f":"IF(OR(ISBLANK(BT100),ISERROR(-LOOKUP(1,-RIGHT(BT5239,ROW($1:$80))))),\"\",-LOOKUP(1,-RIGHT(BT5239,ROW($1:$80))))","v":""},"","","","","","","","","","","","","","","","","","","","","","","","","","","","","","","","","","","","","","","","","","","","","","","","","","","","","","","","","","","","","","","",{"$f":"IF(OR(ISBLANK(EF100),ISERROR(-LOOKUP(1,-RIGHT(EF5239,ROW($1:$80))))),\"\",-LOOKUP(1,-RIGHT(EF5239,ROW($1:$80))))","v":""},"","","","","","","","","","","","","","","","","","","","","","","","","","","","","","","","","","","","","","","","","","","","","","","","","","","","","","","","","","","","","","","",{"$f":"IF(OR(ISBLANK(GR100),ISERROR(-LOOKUP(1,-RIGHT(GR5239,ROW($1:$80))))),\"\",-LOOKUP(1,-RIGHT(GR5239,ROW($1:$80))))","v":""},"","","","","","","","","","","","","","","","","","","","","","","","","","","","","","","","","","","","","","","","","","","","","","","","","","","","","","","","","","","","","","","",{"$f":"IF(OR(ISBLANK(JD100),ISERROR(-LOOKUP(1,-RIGHT(JD5239,ROW($1:$80))))),\"\",-LOOKUP(1,-RIGHT(JD5239,ROW($1:$80))))","v":""},"","","","","","","","","","","","","","","","","","","","","","","","","","","","","","","","","","","","","","","","","","","","","","","","","","","","","","","","","","","","","","","",{"$f":"IF(OR(ISBLANK(LP100),ISERROR(-LOOKUP(1,-RIGHT(LP5239,ROW($1:$80))))),\"\",-LOOKUP(1,-RIGHT(LP5239,ROW($1:$80))))","v":""},"","","","","","","","","","","","","","","","","","","","","","","","","","","","","","","","","","","","","","","","","","","","","","","","","","","","","","","","","","","","","","","",{"$f":"IF(OR(ISBLANK(OB100),ISERROR(-LOOKUP(1,-RIGHT(OB5239,ROW($1:$80))))),\"\",-LOOKUP(1,-RIGHT(OB5239,ROW($1:$80))))","v":""},"","","","","","","","","","","","","","",""]
[null,null,null,"冷房",null,null,{"$f":"IF(OR(E$6<>$D$5209,COUNTBLANK(H17)=1),\"\",G5336)","v":""},{"$f":"IF(OR(ISBLANK(H100),ISERROR(-LOOKUP(1,-RIGHT(H5240,ROW($1:$80))))),\"\",-LOOKUP(1,-RIGHT(H5240,ROW($1:$80))))","v":""},"","","","","","","","","","","","","","","","","","","","","","","","","","","","","","","","","","","","","","","","","","","","","","","","","","","","","","","","","","","","","","","",{"$f":"IF(OR(ISBLANK(BT100),ISERROR(-LOOKUP(1,-RIGHT(BT5240,ROW($1:$80))))),\"\",-LOOKUP(1,-RIGHT(BT5240,ROW($1:$80))))","v":""},"","","","","","","","","","","","","","","","","","","","","","","","","","","","","","","","","","","","","","","","","","","","","","","","","","","","","","","","","","","","","","","",{"$f":"IF(OR(ISBLANK(EF100),ISERROR(-LOOKUP(1,-RIGHT(EF5240,ROW($1:$80))))),\"\",-LOOKUP(1,-RIGHT(EF5240,ROW($1:$80))))","v":""},"","","","","","","","","","","","","","","","","","","","","","","","","","","","","","","","","","","","","","","","","","","","","","","","","","","","","","","","","","","","","","","",{"$f":"IF(OR(ISBLANK(GR100),ISERROR(-LOOKUP(1,-RIGHT(GR5240,ROW($1:$80))))),\"\",-LOOKUP(1,-RIGHT(GR5240,ROW($1:$80))))","v":""},"","","","","","","","","","","","","","","","","","","","","","","","","","","","","","","","","","","","","","","","","","","","","","","","","","","","","","","","","","","","","","","",{"$f":"IF(OR(ISBLANK(JD100),ISERROR(-LOOKUP(1,-RIGHT(JD5240,ROW($1:$80))))),\"\",-LOOKUP(1,-RIGHT(JD5240,ROW($1:$80))))","v":""},"","","","","","","","","","","","","","","","","","","","","","","","","","","","","","","","","","","","","","","","","","","","","","","","","","","","","","","","","","","","","","","",{"$f":"IF(OR(ISBLANK(LP100),ISERROR(-LOOKUP(1,-RIGHT(LP5240,ROW($1:$80))))),\"\",-LOOKUP(1,-RIGHT(LP5240,ROW($1:$80))))","v":""},"","","","","","","","","","","","","","","","","","","","","","","","","","","","","","","","","","","","","","","","","","","","","","","","","","","","","","","","","","","","","","","",{"$f":"IF(OR(ISBLANK(OB100),ISERROR(-LOOKUP(1,-RIGHT(OB5240,ROW($1:$80))))),\"\",-LOOKUP(1,-RIGHT(OB5240,ROW($1:$80))))","v":""},"","","","","","","","","","","","","","",""]
[null,null,null,"換気",null,{"$f":"IF(OR(F6=\"共用部除外\",F6=\"共用部なし\",F6=\"\"),\"\",IF(OR(F9<>\"標準入力法\",ISBLANK(E100),ISERROR(E5239)),\"\",IF(E5236=\"１．計算条件\",-LOOKUP(1,-LEFT(C5239,ROW($1:$80))),\"\")))","v":""},{"$f":"IF(OR(E$6<>$D$5209,COUNTBLANK(H18)=1),\"\",G5337)","v":""},{"$f":"IF(OR(ISBLANK(H100),ISERROR(-LOOKUP(1,-RIGHT(H5241,ROW($1:$80))))),\"\",-LOOKUP(1,-RIGHT(H5241,ROW($1:$80))))","v":""},"","","","","","","","","","","","","","","","","","","","","","","","","","","","","","","","","","","","","","","","","","","","","","","","","","","","","","","","","","","","","","","",{"$f":"IF(OR(ISBLANK(BT100),ISERROR(-LOOKUP(1,-RIGHT(BT5241,ROW($1:$80))))),\"\",-LOOKUP(1,-RIGHT(BT5241,ROW($1:$80))))","v":""},"","","","","","","","","","","","","","","","","","","","","","","","","","","","","","","","","","","","","","","","","","","","","","","","","","","","","","","","","","","","","","","",{"$f":"IF(OR(ISBLANK(EF100),ISERROR(-LOOKUP(1,-RIGHT(EF5241,ROW($1:$80))))),\"\",-LOOKUP(1,-RIGHT(EF5241,ROW($1:$80))))","v":""},"","","","","","","","","","","","","","","","","","","","","","","","","","","","","","","","","","","","","","","","","","","","","","","","","","","","","","","","","","","","","","","",{"$f":"IF(OR(ISBLANK(GR100),ISERROR(-LOOKUP(1,-RIGHT(GR5241,ROW($1:$80))))),\"\",-LOOKUP(1,-RIGHT(GR5241,ROW($1:$80))))","v":""},"","","","","","","","","","","","","","","","","","","","","","","","","","","","","","","","","","","","","","","","","","","","","","","","","","","","","","","","","","","","","","","",{"$f":"IF(OR(ISBLANK(JD100),ISERROR(-LOOKUP(1,-RIGHT(JD5241,ROW($1:$80))))),\"\",-LOOKUP(1,-RIGHT(JD5241,ROW($1:$80))))","v":""},"","","","","","","","","","","","","","","","","","","","","","","","","","","","","","","","","","","","","","","","","","","","","","","","","","","","","","","","","","","","","","","",{"$f":"IF(OR(ISBLANK(LP100),ISERROR(-LOOKUP(1,-RIGHT(LP5241,ROW($1:$80))))),\"\",-LOOKUP(1,-RIGHT(LP5241,ROW($1:$80))))","v":""},"","","","","","","","","","","","","","","","","","","","","","","","","","","","","","","","","","","","","","","","","","","","","","","","","","","","","","","","","","","","","","","",{"$f":"IF(OR(ISBLANK(OB100),ISERROR(-LOOKUP(1,-RIGHT(OB5241,ROW($1:$80))))),\"\",-LOOKUP(1,-RIGHT(OB5241,ROW($1:$80))))","v":""},"","","","","","","","","","","","","","",""]
[null,null,"住戸 ： MJ","給湯",null,{"$f":"IF(OR(F6=\"共用部除外\",F6=\"共用部なし\",F6=\"\"),\"\",IF(OR(F9<>\"標準入力法\",ISBLANK(E100),ISERROR(E5241)),\"\",IF(E5236=\"１．計算条件\",-LOOKUP(1,-LEFT(C5241,ROW($1:$80))),\"\")))","v":""},{"$f":"IF(OR(E$6<>$D$5209,COUNTBLANK(H19)=1),\"\",G5338)","v":""},{"$f":"IF(OR(ISBLANK(H100),ISERROR(-LOOKUP(1,-RIGHT(H5242,ROW($1:$80))))),\"\",-LOOKUP(1,-RIGHT(H5242,ROW($1:$80))))","v":""},"","","","","","","","","","","","","","","","","","","","","","","","","","","","","","","","","","","","","","","","","","","","","","","","","","","","","","","","","","","","","","","",{"$f":"IF(OR(ISBLANK(BT100),ISERROR(-LOOKUP(1,-RIGHT(BT5242,ROW($1:$80))))),\"\",-LOOKUP(1,-RIGHT(BT5242,ROW($1:$80))))","v":""},"","","","","","","","","","","","","","","","","","","","","","","","","","","","","","","","","","","","","","","","","","","","","","","","","","","","","","","","","","","","","","","",{"$f":"IF(OR(ISBLANK(EF100),ISERROR(-LOOKUP(1,-RIGHT(EF5242,ROW($1:$80))))),\"\",-LOOKUP(1,-RIGHT(EF5242,ROW($1:$80))))","v":""},"","","","","","","","","","","","","","","","","","","","","","","","","","","","","","","","","","","","","","","","","","","","","","","","","","","","","","","","","","","","","","","",{"$f":"IF(OR(ISBLANK(GR100),ISERROR(-LOOKUP(1,-RIGHT(GR5242,ROW($1:$80))))),\"\",-LOOKUP(1,-RIGHT(GR5242,ROW($1:$80))))","v":""},"","","","","","","","","","","","","","","","","","","","","","","","","","","","","","","","","","","","","","","","","","","","","","","","","","","","","","","","","","","","","","","",{"$f":"IF(OR(ISBLANK(JD100),ISERROR(-LOOKUP(1,-RIGHT(JD5242,ROW($1:$80))))),\"\",-LOOKUP(1,-RIGHT(JD5242,ROW($1:$80))))","v":""},"","","","","","","","","","","","","","","","","","","","","","","","","","","","","","","","","","","","","","","","","","","","","","","","","","","","","","","","","","","","","","","",{"$f":"IF(OR(ISBLANK(LP100),ISERROR(-LOOKUP(1,-RIGHT(LP5242,ROW($1:$80))))),\"\",-LOOKUP(1,-RIGHT(LP5242,ROW($1:$80))))","v":""},"","","","","","","","","","","","","","","","","","","","","","","","","","","","","","","","","","","","","","","","","","","","","","","","","","","","","","","","","","","","","","","",{"$f":"IF(OR(ISBLANK(OB100),ISERROR(-LOOKUP(1,-RIGHT(OB5242,ROW($1:$80))))),\"\",-LOOKUP(1,-RIGHT(OB5242,ROW($1:$80))))","v":""},"","","","","","","","","","","","","","",""]
[null,null,"共用部分： MJ/㎡","照明",null,{"$f":"IF(OR(F6=\"共用部除外\",F6=\"共用部なし\",F6=\"\"),\"\",IF(OR(F9<>\"標準入力法\",ISBLANK(E100),ISERROR(E5240)),\"\",IF(E5236=\"１．計算条件\",-LOOKUP(1,-LEFT(C5240,ROW($1:$80))),\"\")))","v":""},{"$f":"IF(OR(E$6<>$D$5209,COUNTBLANK(H20)=1),\"\",G5339)","v":""},{"$f":"IF(OR(ISBLANK(H100),ISERROR(-LOOKUP(1,-RIGHT(H5243,ROW($1:$80))))),\"\",-LOOKUP(1,-RIGHT(H5243,ROW($1:$80))))","v":""},"","","","","","","","","","","","","","","","","","","","","","","","","","","","","","","","","","","","","","","","","","","","","","","","","","","","","","","","","","","","","","","",{"$f":"IF(OR(ISBLANK(BT100),ISERROR(-LOOKUP(1,-RIGHT(BT5243,ROW($1:$80))))),\"\",-LOOKUP(1,-RIGHT(BT5243,ROW($1:$80))))","v":""},"","","","","","","","","","","","","","","","","","","","","","","","","","","","","","","","","","","","","","","","","","","","","","","","","","","","","","","","","","","","","","","",{"$f":"IF(OR(ISBLANK(EF100),ISERROR(-LOOKUP(1,-RIGHT(EF5243,ROW($1:$80))))),\"\",-LOOKUP(1,-RIGHT(EF5243,ROW($1:$80))))","v":""},"","","","","","","","","","","","","","","","","","","","","","","","","","","","","","","","","","","","","","","","","","","","","","","","","","","","","","","","","","","","","","","",{"$f":"IF(OR(ISBLANK(GR100),ISERROR(-LOOKUP(1,-RIGHT(GR5243,ROW($1:$80))))),\"\",-LOOKUP(1,-RIGHT(GR5243,ROW($1:$80))))","v":""},"","","","","","","","","","","","","","","","","","","","","","","","","","","","","","","","","","","","","","","","","","","","","","","","","","","","","","","","","","","","","","","",{"$f":"IF(OR(ISBLANK(JD100),ISERROR(-LOOKUP(1,-RIGHT(JD5243,ROW($1:$80))))),\"\",-LOOKUP(1,-RIGHT(JD5243,ROW($1:$80))))","v":""},"","","","","","","","","","","","","","","","","","","","","","","","","","","","","","","","","","","","","","","","","","","","","","","","","","","","","","","","","","","","","","","",{"$f":"IF(OR(ISBLANK(LP100),ISERROR(-LOOKUP(1,-RIGHT(LP5243,ROW($1:$80))))),\"\",-LOOKUP(1,-RIGHT(LP5243,ROW($1:$80))))","v":""},"","","","","","","","","","","","","","","","","","","","","","","","","","","","","","","","","","","","","","","","","","","","","","","","","","","","","","","","","","","","","","","",{"$f":"IF(OR(ISBLANK(OB100),ISERROR(-LOOKUP(1,-RIGHT(OB5243,ROW($1:$80))))),\"\",-LOOKUP(1,-RIGHT(OB5243,ROW($1:$80))))","v":""},"","","","","","","","","","","","","","",""]
[null,null,null,"昇降機",null,{"$f":"IF(OR(F6=\"共用部除外\",F6=\"共用部なし\",F6=\"\"),\"\",IF(OR(F9<>\"標準入力法\",ISBLANK(E100),ISERROR(E5242)),\"\",IF(E5236=\"１．計算条件\",-LOOKUP(1,-LEFT(C5242,ROW($1:$80))),\"\")))","v":""}]
[null,null,"設計・基準[MJ(共用:MJ/㎡)]","その他",null,{"$f":"IF(OR(F6=\"共用部除外\",F6=\"共用部なし\",F6=\"\"),\"\",IF(OR(F9<>\"標準入力法\",ISBLANK(E100),ISERROR(E5246)),\"\",IF(E5236=\"１．計算条件\",-LOOKUP(1,-LEFT(C5246,ROW($1:$80))),\"\")))","v":""},{"$f":"IF(OR(E$6<>$D$5209,COUNTBLANK(H22)=1),\"\",G5345)","v":""},{"$f":"IF(OR(ISBLANK(H100),ISERROR(-LOOKUP(1,-RIGHT(H5244,ROW($1:$80))))),\"\",-LOOKUP(1,-RIGHT(H5244,ROW($1:$80))))","v":""},"","","","","","","","","","","","","","","","","","","","","","","","","","","","","","","","","","","","","","","","","","","","","","","","","","","","","","","","","","","","","","","",{"$f":"IF(OR(ISBLANK(BT100),ISERROR(-LOOKUP(1,-RIGHT(BT5244,ROW($1:$80))))),\"\",-LOOKUP(1,-RIGHT(BT5244,ROW($1:$80))))","v":""},"","","","","","","","","","","","","","","","","","","","","","","","","","","","","","","","","","","","","","","","","","","","","","","","","","","","","","","","","","","","","","","",{"$f":"IF(OR(ISBLANK(EF100),ISERROR(-LOOKUP(1,-RIGHT(EF5244,ROW($1:$80))))),\"\",-LOOKUP(1,-RIGHT(EF5244,ROW($1:$80))))","v":""},"","","","","","","","","","","","","","","","","","","","","","","","","","","","","","","","","","","","","","","","","","","","","","","","","","","","","","","","","","","","","","","",{"$f":"IF(OR(ISBLANK(GR100),ISERROR(-LOOKUP(1,-RIGHT(GR5244,ROW($1:$80))))),\"\",-LOOKUP(1,-RIGHT(GR5244,ROW($1:$80))))","v":""},"","","","","","","","","","","","","","","","","","","","","","","","","","","","","","","","","","","","","","","","","","","","","","","","","","","","","","","","","","","","","","","",{"$f":"IF(OR(ISBLANK(JD100),ISERROR(-LOOKUP(1,-RIGHT(JD5244,ROW($1:$80))))),\"\",-LOOKUP(1,-RIGHT(JD5244,ROW($1:$80))))","v":""},"","","","","","","","","","","","","","","","","","","","","","","","","","","","","","","","","","","","","","","","","","","","","","","","","","","","","","","","","","","","","","","",{"$f":"IF(OR(ISBLANK(LP100),ISERROR(-LOOKUP(1,-RIGHT(LP5244,ROW($1:$80))))),\"\",-LOOKUP(1,-RIGHT(LP5244,ROW($1:$80))))","v":""},"","","","","","","","","","","","","","","","","","","","","","","","","","","","","","","","","","","","","","","","","","","","","","","","","","","","","","","","","","","","","","","",{"$f":"IF(OR(ISBLANK(OB100),ISERROR(-LOOKUP(1,-RIGHT(OB5244,ROW($1:$80))))),\"\",-LOOKUP(1,-RIGHT(OB5244,ROW($1:$80))))","v":""},"","","","","","","","","","","","","","",""]
[null,null,"発電設備 \nMJ（マイナス値）","PV 消費",null,{"$f":"IF(OR(F6=\"共用部除外\",F6=\"共用部なし\",F6=\"\"),\"\",IF(COUNTBLANK(G5106)=1,\"\",-G5106))","v":""},{"$f":"IF(OR(E$6<>$D$5209,COUNTBLANK(H23)=1),\"\",G5346)","v":""},{"$f":"IF(OR(ISBLANK(H100),H5246=\"\"),\"\",IF(ISERROR(LOOKUP(10^17,1*RIGHT(LEFT(H5246,LEN(H5246)-3),ROW($1:$80)))),0,IF(RIGHT(LEFT(H5246,LEN(H5246)-3),2)=\"--\",0,LOOKUP(10^17,1*RIGHT(LEFT(H5246,LEN(H5246)-3),ROW($1:$80))))))","v":""},{"$f":"IF(OR(ISBLANK(I100),I5246=\"\"),\"\",IF(ISERROR(LOOKUP(10^17,1*RIGHT(LEFT(I5246,LEN(I5246)-3),ROW($1:$80)))),0,IF(RIGHT(LEFT(I5246,LEN(I5246)-3),2)=\"--\",0,LOOKUP(10^17,1*RIGHT(LEFT(I5246,LEN(I5246)-3),ROW($1:$80))))))","v":""},{"$f":"IF(OR(ISBLANK(J100),J5246=\"\"),\"\",IF(ISERROR(LOOKUP(10^17,1*RIGHT(LEFT(J5246,LEN(J5246)-3),ROW($1:$80)))),0,IF(RIGHT(LEFT(J5246,LEN(J5246)-3),2)=\"--\",0,LOOKUP(10^17,1*RIGHT(LEFT(J5246,LEN(J5246)-3),ROW($1:$80))))))","v":""},{"$f":"IF(OR(ISBLANK(K100),K5246=\"\"),\"\",IF(ISERROR(LOOKUP(10^17,1*RIGHT(LEFT(K5246,LEN(K5246)-3),ROW($1:$80)))),0,IF(RIGHT(LEFT(K5246,LEN(K5246)-3),2)=\"--\",0,LOOKUP(10^17,1*RIGHT(LEFT(K5246,LEN(K5246)-3),ROW($1:$80))))))","v":""},{"$f":"IF(OR(ISBLANK(L100),L5246=\"\"),\"\",IF(ISERROR(LOOKUP(10^17,1*RIGHT(LEFT(L5246,LEN(L5246)-3),ROW($1:$80)))),0,IF(RIGHT(LEFT(L5246,LEN(L5246)-3),2)=\"--\",0,LOOKUP(10^17,1*RIGHT(LEFT(L5246,LEN(L5246)-3),ROW($1:$80))))))","v":""},{"$f":"IF(OR(ISBLANK(M100),M5246=\"\"),\"\",IF(ISERROR(LOOKUP(10^17,1*RIGHT(LEFT(M5246,LEN(M5246)-3),ROW($1:$80)))),0,IF(RIGHT(LEFT(M5246,LEN(M5246)-3),2)=\"--\",0,LOOKUP(10^17,1*RIGHT(LEFT(M5246,LEN(M5246)-3),ROW($1:$80))))))","v":""},{"$f":"IF(OR(ISBLANK(N100),N5246=\"\"),\"\",IF(ISERROR(LOOKUP(10^17,1*RIGHT(LEFT(N5246,LEN(N5246)-3),ROW($1:$80)))),0,IF(RIGHT(LEFT(N5246,LEN(N5246)-3),2)=\"--\",0,LOOKUP(10^17,1*RIGHT(LEFT(N5246,LEN(N5246)-3),ROW($1:$80))))))","v":""},{"$f":"IF(OR(ISBLANK(O100),O5246=\"\"),\"\",IF(ISERROR(LOOKUP(10^17,1*RIGHT(LEFT(O5246,LEN(O5246)-3),ROW($1:$80)))),0,IF(RIGHT(LEFT(O5246,LEN(O5246)-3),2)=\"--\",0,LOOKUP(10^17,1*RIGHT(LEFT(O5246,LEN(O5246)-3),ROW($1:$80))))))","v":""},{"$f":"IF(OR(ISBLANK(P100),P5246=\"\"),\"\",IF(ISERROR(LOOKUP(10^17,1*RIGHT(LEFT(P5246,LEN(P5246)-3),ROW($1:$80)))),0,IF(RIGHT(LEFT(P5246,LEN(P5246)-3),2)=\"--\",0,LOOKUP(10^17,1*RIGHT(LEFT(P5246,LEN(P5246)-3),ROW($1:$80))))))","v":""},{"$f":"IF(OR(ISBLANK(Q100),Q5246=\"\"),\"\",IF(ISERROR(LOOKUP(10^17,1*RIGHT(LEFT(Q5246,LEN(Q5246)-3),ROW($1:$80)))),0,IF(RIGHT(LEFT(Q5246,LEN(Q5246)-3),2)=\"--\",0,LOOKUP(10^17,1*RIGHT(LEFT(Q5246,LEN(Q5246)-3),ROW($1:$80))))))","v":""},{"$f":"IF(OR(ISBLANK(R100),R5246=\"\"),\"\",IF(ISERROR(LOOKUP(10^17,1*RIGHT(LEFT(R5246,LEN(R5246)-3),ROW($1:$80)))),0,IF(RIGHT(LEFT(R5246,LEN(R5246)-3),2)=\"--\",0,LOOKUP(10^17,1*RIGHT(LEFT(R5246,LEN(R5246)-3),ROW($1:$80))))))","v":""},{"$f":"IF(OR(ISBLANK(S100),S5246=\"\"),\"\",IF(ISERROR(LOOKUP(10^17,1*RIGHT(LEFT(S5246,LEN(S5246)-3),ROW($1:$80)))),0,IF(RIGHT(LEFT(S5246,LEN(S5246)-3),2)=\"--\",0,LOOKUP(10^17,1*RIGHT(LEFT(S5246,LEN(S5246)-3),ROW($1:$80))))))","v":""},{"$f":"IF(OR(ISBLANK(T100),T5246=\"\"),\"\",IF(ISERROR(LOOKUP(10^17,1*RIGHT(LEFT(T5246,LEN(T5246)-3),ROW($1:$80)))),0,IF(RIGHT(LEFT(T5246,LEN(T5246)-3),2)=\"--\",0,LOOKUP(10^17,1*RIGHT(LEFT(T5246,LEN(T5246)-3),ROW($1:$80))))))","v":""},{"$f":"IF(OR(ISBLANK(U100),U5246=\"\"),\"\",IF(ISERROR(LOOKUP(10^17,1*RIGHT(LEFT(U5246,LEN(U5246)-3),ROW($1:$80)))),0,IF(RIGHT(LEFT(U5246,LEN(U5246)-3),2)=\"--\",0,LOOKUP(10^17,1*RIGHT(LEFT(U5246,LEN(U5246)-3),ROW($1:$80))))))","v":""},{"$f":"IF(OR(ISBLANK(V100),V5246=\"\"),\"\",IF(ISERROR(LOOKUP(10^17,1*RIGHT(LEFT(V5246,LEN(V5246)-3),ROW($1:$80)))),0,IF(RIGHT(LEFT(V5246,LEN(V5246)-3),2)=\"--\",0,LOOKUP(10^17,1*RIGHT(LEFT(V5246,LEN(V5246)-3),ROW($1:$80))))))","v":""},{"$f":"IF(OR(ISBLANK(W100),W5246=\"\"),\"\",IF(ISERROR(LOOKUP(10^17,1*RIGHT(LEFT(W5246,LEN(W5246)-3),ROW($1:$80)))),0,IF(RIGHT(LEFT(W5246,LEN(W5246)-3),2)=\"--\",0,LOOKUP(10^17,1*RIGHT(LEFT(W5246,LEN(W5246)-3),ROW($1:$80))))))","v":""},{"$f":"IF(OR(ISBLANK(X100),X5246=\"\"),\"\",IF(ISERROR(LOOKUP(10^17,1*RIGHT(LEFT(X5246,LEN(X5246)-3),ROW($1:$80)))),0,IF(RIGHT(LEFT(X5246,LEN(X5246)-3),2)=\"--\",0,LOOKUP(10^17,1*RIGHT(LEFT(X5246,LEN(X5246)-3),ROW($1:$80))))))","v":""},{"$f":"IF(OR(ISBLANK(Y100),Y5246=\"\"),\"\",IF(ISERROR(LOOKUP(10^17,1*RIGHT(LEFT(Y5246,LEN(Y5246)-3),ROW($1:$80)))),0,IF(RIGHT(LEFT(Y5246,LEN(Y5246)-3),2)=\"--\",0,LOOKUP(10^17,1*RIGHT(LEFT(Y5246,LEN(Y5246)-3),ROW($1:$80))))))","v":""},{"$f":"IF(OR(ISBLANK(Z100),Z5246=\"\"),\"\",IF(ISERROR(LOOKUP(10^17,1*RIGHT(LEFT(Z5246,LEN(Z5246)-3),ROW($1:$80)))),0,IF(RIGHT(LEFT(Z5246,LEN(Z5246)-3),2)=\"--\",0,LOOKUP(10^17,1*RIGHT(LEFT(Z5246,LEN(Z5246)-3),ROW($1:$80))))))","v":""},{"$f":"IF(OR(ISBLANK(AA100),AA5246=\"\"),\"\",IF(ISERROR(LOOKUP(10^17,1*RIGHT(LEFT(AA5246,LEN(AA5246)-3),ROW($1:$80)))),0,IF(RIGHT(LEFT(AA5246,LEN(AA5246)-3),2)=\"--\",0,LOOKUP(10^17,1*RIGHT(LEFT(AA5246,LEN(AA5246)-3),ROW($1:$80))))))","v":""},{"$f":"IF(OR(ISBLANK(AB100),AB5246=\"\"),\"\",IF(ISERROR(LOOKUP(10^17,1*RIGHT(LEFT(AB5246,LEN(AB5246)-3),ROW($1:$80)))),0,IF(RIGHT(LEFT(AB5246,LEN(AB5246)-3),2)=\"--\",0,LOOKUP(10^17,1*RIGHT(LEFT(AB5246,LEN(AB5246)-3),ROW($1:$80))))))","v":""},{"$f":"IF(OR(ISBLANK(AC100),AC5246=\"\"),\"\",IF(ISERROR(LOOKUP(10^17,1*RIGHT(LEFT(AC5246,LEN(AC5246)-3),ROW($1:$80)))),0,IF(RIGHT(LEFT(AC5246,LEN(AC5246)-3),2)=\"--\",0,LOOKUP(10^17,1*RIGHT(LEFT(AC5246,LEN(AC5246)-3),ROW($1:$80))))))","v":""},{"$f":"IF(OR(ISBLANK(AD100),AD5246=\"\"),\"\",IF(ISERROR(LOOKUP(10^17,1*RIGHT(LEFT(AD5246,LEN(AD5246)-3),ROW($1:$80)))),0,IF(RIGHT(LEFT(AD5246,LEN(AD5246)-3),2)=\"--\",0,LOOKUP(10^17,1*RIGHT(LEFT(AD5246,LEN(AD5246)-3),ROW($1:$80))))))","v":""},{"$f":"IF(OR(ISBLANK(AE100),AE5246=\"\"),\"\",IF(ISERROR(LOOKUP(10^17,1*RIGHT(LEFT(AE5246,LEN(AE5246)-3),ROW($1:$80)))),0,IF(RIGHT(LEFT(AE5246,LEN(AE5246)-3),2)=\"--\",0,LOOKUP(10^17,1*RIGHT(LEFT(AE5246,LEN(AE5246)-3),ROW($1:$80))))))","v":""},{"$f":"IF(OR(ISBLANK(AF100),AF5246=\"\"),\"\",IF(ISERROR(LOOKUP(10^17,1*RIGHT(LEFT(AF5246,LEN(AF5246)-3),ROW($1:$80)))),0,IF(RIGHT(LEFT(AF5246,LEN(AF5246)-3),2)=\"--\",0,LOOKUP(10^17,1*RIGHT(LEFT(AF5246,LEN(AF5246)-3),ROW($1:$80))))))","v":""},{"$f":"IF(OR(ISBLANK(AG100),AG5246=\"\"),\"\",IF(ISERROR(LOOKUP(10^17,1*RIGHT(LEFT(AG5246,LEN(AG5246)-3),ROW($1:$80)))),0,IF(RIGHT(LEFT(AG5246,LEN(AG5246)-3),2)=\"--\",0,LOOKUP(10^17,1*RIGHT(LEFT(AG5246,LEN(AG5246)-3),ROW($1:$80))))))","v":""},{"$f":"IF(OR(ISBLANK(AH100),AH5246=\"\"),\"\",IF(ISERROR(LOOKUP(10^17,1*RIGHT(LEFT(AH5246,LEN(AH5246)-3),ROW($1:$80)))),0,IF(RIGHT(LEFT(AH5246,LEN(AH5246)-3),2)=\"--\",0,LOOKUP(10^17,1*RIGHT(LEFT(AH5246,LEN(AH5246)-3),ROW($1:$80))))))","v":""},{"$f":"IF(OR(ISBLANK(AI100),AI5246=\"\"),\"\",IF(ISERROR(LOOKUP(10^17,1*RIGHT(LEFT(AI5246,LEN(AI5246)-3),ROW($1:$80)))),0,IF(RIGHT(LEFT(AI5246,LEN(AI5246)-3),2)=\"--\",0,LOOKUP(10^17,1*RIGHT(LEFT(AI5246,LEN(AI5246)-3),ROW($1:$80))))))","v":""},{"$f":"IF(OR(ISBLANK(AJ100),AJ5246=\"\"),\"\",IF(ISERROR(LOOKUP(10^17,1*RIGHT(LEFT(AJ5246,LEN(AJ5246)-3),ROW($1:$80)))),0,IF(RIGHT(LEFT(AJ5246,LEN(AJ5246)-3),2)=\"--\",0,LOOKUP(10^17,1*RIGHT(LEFT(AJ5246,LEN(AJ5246)-3),ROW($1:$80))))))","v":""},{"$f":"IF(OR(ISBLANK(AK100),AK5246=\"\"),\"\",IF(ISERROR(LOOKUP(10^17,1*RIGHT(LEFT(AK5246,LEN(AK5246)-3),ROW($1:$80)))),0,IF(RIGHT(LEFT(AK5246,LEN(AK5246)-3),2)=\"--\",0,LOOKUP(10^17,1*RIGHT(LEFT(AK5246,LEN(AK5246)-3),ROW($1:$80))))))","v":""},{"$f":"IF(OR(ISBLANK(AL100),AL5246=\"\"),\"\",IF(ISERROR(LOOKUP(10^17,1*RIGHT(LEFT(AL5246,LEN(AL5246)-3),ROW($1:$80)))),0,IF(RIGHT(LEFT(AL5246,LEN(AL5246)-3),2)=\"--\",0,LOOKUP(10^17,1*RIGHT(LEFT(AL5246,LEN(AL5246)-3),ROW($1:$80))))))","v":""},{"$f":"IF(OR(ISBLANK(AM100),AM5246=\"\"),\"\",IF(ISERROR(LOOKUP(10^17,1*RIGHT(LEFT(AM5246,LEN(AM5246)-3),ROW($1:$80)))),0,IF(RIGHT(LEFT(AM5246,LEN(AM5246)-3),2)=\"--\",0,LOOKUP(10^17,1*RIGHT(LEFT(AM5246,LEN(AM5246)-3),ROW($1:$80))))))","v":""},{"$f":"IF(OR(ISBLANK(AN100),AN5246=\"\"),\"\",IF(ISERROR(LOOKUP(10^17,1*RIGHT(LEFT(AN5246,LEN(AN5246)-3),ROW($1:$80)))),0,IF(RIGHT(LEFT(AN5246,LEN(AN5246)-3),2)=\"--\",0,LOOKUP(10^17,1*RIGHT(LEFT(AN5246,LEN(AN5246)-3),ROW($1:$80))))))","v":""},{"$f":"IF(OR(ISBLANK(AO100),AO5246=\"\"),\"\",IF(ISERROR(LOOKUP(10^17,1*RIGHT(LEFT(AO5246,LEN(AO5246)-3),ROW($1:$80)))),0,IF(RIGHT(LEFT(AO5246,LEN(AO5246)-3),2)=\"--\",0,LOOKUP(10^17,1*RIGHT(LEFT(AO5246,LEN(AO5246)-3),ROW($1:$80))))))","v":""},{"$f":"IF(OR(ISBLANK(AP100),AP5246=\"\"),\"\",IF(ISERROR(LOOKUP(10^17,1*RIGHT(LEFT(AP5246,LEN(AP5246)-3),ROW($1:$80)))),0,IF(RIGHT(LEFT(AP5246,LEN(AP5246)-3),2)=\"--\",0,LOOKUP(10^17,1*RIGHT(LEFT(AP5246,LEN(AP5246)-3),ROW($1:$80))))))","v":""},{"$f":"IF(OR(ISBLANK(AQ100),AQ5246=\"\"),\"\",IF(ISERROR(LOOKUP(10^17,1*RIGHT(LEFT(AQ5246,LEN(AQ5246)-3),ROW($1:$80)))),0,IF(RIGHT(LEFT(AQ5246,LEN(AQ5246)-3),2)=\"--\",0,LOOKUP(10^17,1*RIGHT(LEFT(AQ5246,LEN(AQ5246)-3),ROW($1:$80))))))","v":""},{"$f":"IF(OR(ISBLANK(AR100),AR5246=\"\"),\"\",IF(ISERROR(LOOKUP(10^17,1*RIGHT(LEFT(AR5246,LEN(AR5246)-3),ROW($1:$80)))),0,IF(RIGHT(LEFT(AR5246,LEN(AR5246)-3),2)=\"--\",0,LOOKUP(10^17,1*RIGHT(LEFT(AR5246,LEN(AR5246)-3),ROW($1:$80))))))","v":""},{"$f":"IF(OR(ISBLANK(AS100),AS5246=\"\"),\"\",IF(ISERROR(LOOKUP(10^17,1*RIGHT(LEFT(AS5246,LEN(AS5246)-3),ROW($1:$80)))),0,IF(RIGHT(LEFT(AS5246,LEN(AS5246)-3),2)=\"--\",0,LOOKUP(10^17,1*RIGHT(LEFT(AS5246,LEN(AS5246)-3),ROW($1:$80))))))","v":""},{"$f":"IF(OR(ISBLANK(AT100),AT5246=\"\"),\"\",IF(ISERROR(LOOKUP(10^17,1*RIGHT(LEFT(AT5246,LEN(AT5246)-3),ROW($1:$80)))),0,IF(RIGHT(LEFT(AT5246,LEN(AT5246)-3),2)=\"--\",0,LOOKUP(10^17,1*RIGHT(LEFT(AT5246,LEN(AT5246)-3),ROW($1:$80))))))","v":""},{"$f":"IF(OR(ISBLANK(AU100),AU5246=\"\"),\"\",IF(ISERROR(LOOKUP(10^17,1*RIGHT(LEFT(AU5246,LEN(AU5246)-3),ROW($1:$80)))),0,IF(RIGHT(LEFT(AU5246,LEN(AU5246)-3),2)=\"--\",0,LOOKUP(10^17,1*RIGHT(LEFT(AU5246,LEN(AU5246)-3),ROW($1:$80))))))","v":""},{"$f":"IF(OR(ISBLANK(AV100),AV5246=\"\"),\"\",IF(ISERROR(LOOKUP(10^17,1*RIGHT(LEFT(AV5246,LEN(AV5246)-3),ROW($1:$80)))),0,IF(RIGHT(LEFT(AV5246,LEN(AV5246)-3),2)=\"--\",0,LOOKUP(10^17,1*RIGHT(LEFT(AV5246,LEN(AV5246)-3),ROW($1:$80))))))","v":""},{"$f":"IF(OR(ISBLANK(AW100),AW5246=\"\"),\"\",IF(ISERROR(LOOKUP(10^17,1*RIGHT(LEFT(AW5246,LEN(AW5246)-3),ROW($1:$80)))),0,IF(RIGHT(LEFT(AW5246,LEN(AW5246)-3),2)=\"--\",0,LOOKUP(10^17,1*RIGHT(LEFT(AW5246,LEN(AW5246)-3),ROW($1:$80))))))","v":""},{"$f":"IF(OR(ISBLANK(AX100),AX5246=\"\"),\"\",IF(ISERROR(LOOKUP(10^17,1*RIGHT(LEFT(AX5246,LEN(AX5246)-3),ROW($1:$80)))),0,IF(RIGHT(LEFT(AX5246,LEN(AX5246)-3),2)=\"--\",0,LOOKUP(10^17,1*RIGHT(LEFT(AX5246,LEN(AX5246)-3),ROW($1:$80))))))","v":""},{"$f":"IF(OR(ISBLANK(AY100),AY5246=\"\"),\"\",IF(ISERROR(LOOKUP(10^17,1*RIGHT(LEFT(AY5246,LEN(AY5246)-3),ROW($1:$80)))),0,IF(RIGHT(LEFT(AY5246,LEN(AY5246)-3),2)=\"--\",0,LOOKUP(10^17,1*RIGHT(LEFT(AY5246,LEN(AY5246)-3),ROW($1:$80))))))","v":""},{"$f":"IF(OR(ISBLANK(AZ100),AZ5246=\"\"),\"\",IF(ISERROR(LOOKUP(10^17,1*RIGHT(LEFT(AZ5246,LEN(AZ5246)-3),ROW($1:$80)))),0,IF(RIGHT(LEFT(AZ5246,LEN(AZ5246)-3),2)=\"--\",0,LOOKUP(10^17,1*RIGHT(LEFT(AZ5246,LEN(AZ5246)-3),ROW($1:$80))))))","v":""},{"$f":"IF(OR(ISBLANK(BA100),BA5246=\"\"),\"\",IF(ISERROR(LOOKUP(10^17,1*RIGHT(LEFT(BA5246,LEN(BA5246)-3),ROW($1:$80)))),0,IF(RIGHT(LEFT(BA5246,LEN(BA5246)-3),2)=\"--\",0,LOOKUP(10^17,1*RIGHT(LEFT(BA5246,LEN(BA5246)-3),ROW($1:$80))))))","v":""},{"$f":"IF(OR(ISBLANK(BB100),BB5246=\"\"),\"\",IF(ISERROR(LOOKUP(10^17,1*RIGHT(LEFT(BB5246,LEN(BB5246)-3),ROW($1:$80)))),0,IF(RIGHT(LEFT(BB5246,LEN(BB5246)-3),2)=\"--\",0,LOOKUP(10^17,1*RIGHT(LEFT(BB5246,LEN(BB5246)-3),ROW($1:$80))))))","v":""},{"$f":"IF(OR(ISBLANK(BC100),BC5246=\"\"),\"\",IF(ISERROR(LOOKUP(10^17,1*RIGHT(LEFT(BC5246,LEN(BC5246)-3),ROW($1:$80)))),0,IF(RIGHT(LEFT(BC5246,LEN(BC5246)-3),2)=\"--\",0,LOOKUP(10^17,1*RIGHT(LEFT(BC5246,LEN(BC5246)-3),ROW($1:$80))))))","v":""},{"$f":"IF(OR(ISBLANK(BD100),BD5246=\"\"),\"\",IF(ISERROR(LOOKUP(10^17,1*RIGHT(LEFT(BD5246,LEN(BD5246)-3),ROW($1:$80)))),0,IF(RIGHT(LEFT(BD5246,LEN(BD5246)-3),2)=\"--\",0,LOOKUP(10^17,1*RIGHT(LEFT(BD5246,LEN(BD5246)-3),ROW($1:$80))))))","v":""},{"$f":"IF(OR(ISBLANK(BE100),BE5246=\"\"),\"\",IF(ISERROR(LOOKUP(10^17,1*RIGHT(LEFT(BE5246,LEN(BE5246)-3),ROW($1:$80)))),0,IF(RIGHT(LEFT(BE5246,LEN(BE5246)-3),2)=\"--\",0,LOOKUP(10^17,1*RIGHT(LEFT(BE5246,LEN(BE5246)-3),ROW($1:$80))))))","v":""},{"$f":"IF(OR(ISBLANK(BF100),BF5246=\"\"),\"\",IF(ISERROR(LOOKUP(10^17,1*RIGHT(LEFT(BF5246,LEN(BF5246)-3),ROW($1:$80)))),0,IF(RIGHT(LEFT(BF5246,LEN(BF5246)-3),2)=\"--\",0,LOOKUP(10^17,1*RIGHT(LEFT(BF5246,LEN(BF5246)-3),ROW($1:$80))))))","v":""},{"$f":"IF(OR(ISBLANK(BG100),BG5246=\"\"),\"\",IF(ISERROR(LOOKUP(10^17,1*RIGHT(LEFT(BG5246,LEN(BG5246)-3),ROW($1:$80)))),0,IF(RIGHT(LEFT(BG5246,LEN(BG5246)-3),2)=\"--\",0,LOOKUP(10^17,1*RIGHT(LEFT(BG5246,LEN(BG5246)-3),ROW($1:$80))))))","v":""},{"$f":"IF(OR(ISBLANK(BH100),BH5246=\"\"),\"\",IF(ISERROR(LOOKUP(10^17,1*RIGHT(LEFT(BH5246,LEN(BH5246)-3),ROW($1:$80)))),0,IF(RIGHT(LEFT(BH5246,LEN(BH5246)-3),2)=\"--\",0,LOOKUP(10^17,1*RIGHT(LEFT(BH5246,LEN(BH5246)-3),ROW($1:$80))))))","v":""},{"$f":"IF(OR(ISBLANK(BI100),BI5246=\"\"),\"\",IF(ISERROR(LOOKUP(10^17,1*RIGHT(LEFT(BI5246,LEN(BI5246)-3),ROW($1:$80)))),0,IF(RIGHT(LEFT(BI5246,LEN(BI5246)-3),2)=\"--\",0,LOOKUP(10^17,1*RIGHT(LEFT(BI5246,LEN(BI5246)-3),ROW($1:$80))))))","v":""},{"$f":"IF(OR(ISBLANK(BJ100),BJ5246=\"\"),\"\",IF(ISERROR(LOOKUP(10^17,1*RIGHT(LEFT(BJ5246,LEN(BJ5246)-3),ROW($1:$80)))),0,IF(RIGHT(LEFT(BJ5246,LEN(BJ5246)-3),2)=\"--\",0,LOOKUP(10^17,1*RIGHT(LEFT(BJ5246,LEN(BJ5246)-3),ROW($1:$80))))))","v":""},{"$f":"IF(OR(ISBLANK(BK100),BK5246=\"\"),\"\",IF(ISERROR(LOOKUP(10^17,1*RIGHT(LEFT(BK5246,LEN(BK5246)-3),ROW($1:$80)))),0,IF(RIGHT(LEFT(BK5246,LEN(BK5246)-3),2)=\"--\",0,LOOKUP(10^17,1*RIGHT(LEFT(BK5246,LEN(BK5246)-3),ROW($1:$80))))))","v":""},{"$f":"IF(OR(ISBLANK(BL100),BL5246=\"\"),\"\",IF(ISERROR(LOOKUP(10^17,1*RIGHT(LEFT(BL5246,LEN(BL5246)-3),ROW($1:$80)))),0,IF(RIGHT(LEFT(BL5246,LEN(BL5246)-3),2)=\"--\",0,LOOKUP(10^17,1*RIGHT(LEFT(BL5246,LEN(BL5246)-3),ROW($1:$80))))))","v":""},{"$f":"IF(OR(ISBLANK(BM100),BM5246=\"\"),\"\",IF(ISERROR(LOOKUP(10^17,1*RIGHT(LEFT(BM5246,LEN(BM5246)-3),ROW($1:$80)))),0,IF(RIGHT(LEFT(BM5246,LEN(BM5246)-3),2)=\"--\",0,LOOKUP(10^17,1*RIGHT(LEFT(BM5246,LEN(BM5246)-3),ROW($1:$80))))))","v":""},{"$f":"IF(OR(ISBLANK(BN100),BN5246=\"\"),\"\",IF(ISERROR(LOOKUP(10^17,1*RIGHT(LEFT(BN5246,LEN(BN5246)-3),ROW($1:$80)))),0,IF(RIGHT(LEFT(BN5246,LEN(BN5246)-3),2)=\"--\",0,LOOKUP(10^17,1*RIGHT(LEFT(BN5246,LEN(BN5246)-3),ROW($1:$80))))))","v":""},{"$f":"IF(OR(ISBLANK(BO100),BO5246=\"\"),\"\",IF(ISERROR(LOOKUP(10^17,1*RIGHT(LEFT(BO5246,LEN(BO5246)-3),ROW($1:$80)))),0,IF(RIGHT(LEFT(BO5246,LEN(BO5246)-3),2)=\"--\",0,LOOKUP(10^17,1*RIGHT(LEFT(BO5246,LEN(BO5246)-3),ROW($1:$80))))))","v":""},{"$f":"IF(OR(ISBLANK(BP100),BP5246=\"\"),\"\",IF(ISERROR(LOOKUP(10^17,1*RIGHT(LEFT(BP5246,LEN(BP5246)-3),ROW($1:$80)))),0,IF(RIGHT(LEFT(BP5246,LEN(BP5246)-3),2)=\"--\",0,LOOKUP(10^17,1*RIGHT(LEFT(BP5246,LEN(BP5246)-3),ROW($1:$80))))))","v":""},{"$f":"IF(OR(ISBLANK(BQ100),BQ5246=\"\"),\"\",IF(ISERROR(LOOKUP(10^17,1*RIGHT(LEFT(BQ5246,LEN(BQ5246)-3),ROW($1:$80)))),0,IF(RIGHT(LEFT(BQ5246,LEN(BQ5246)-3),2)=\"--\",0,LOOKUP(10^17,1*RIGHT(LEFT(BQ5246,LEN(BQ5246)-3),ROW($1:$80))))))","v":""},{"$f":"IF(OR(ISBLANK(BR100),BR5246=\"\"),\"\",IF(ISERROR(LOOKUP(10^17,1*RIGHT(LEFT(BR5246,LEN(BR5246)-3),ROW($1:$80)))),0,IF(RIGHT(LEFT(BR5246,LEN(BR5246)-3),2)=\"--\",0,LOOKUP(10^17,1*RIGHT(LEFT(BR5246,LEN(BR5246)-3),ROW($1:$80))))))","v":""},{"$f":"IF(OR(ISBLANK(BS100),BS5246=\"\"),\"\",IF(ISERROR(LOOKUP(10^17,1*RIGHT(LEFT(BS5246,LEN(BS5246)-3),ROW($1:$80)))),0,IF(RIGHT(LEFT(BS5246,LEN(BS5246)-3),2)=\"--\",0,LOOKUP(10^17,1*RIGHT(LEFT(BS5246,LEN(BS5246)-3),ROW($1:$80))))))","v":""},{"$f":"IF(OR(ISBLANK(BT100),BT5246=\"\"),\"\",IF(ISERROR(LOOKUP(10^17,1*RIGHT(LEFT(BT5246,LEN(BT5246)-3),ROW($1:$80)))),0,IF(RIGHT(LEFT(BT5246,LEN(BT5246)-3),2)=\"--\",0,LOOKUP(10^17,1*RIGHT(LEFT(BT5246,LEN(BT5246)-3),ROW($1:$80))))))","v":""},{"$f":"IF(OR(ISBLANK(BU100),BU5246=\"\"),\"\",IF(ISERROR(LOOKUP(10^17,1*RIGHT(LEFT(BU5246,LEN(BU5246)-3),ROW($1:$80)))),0,IF(RIGHT(LEFT(BU5246,LEN(BU5246)-3),2)=\"--\",0,LOOKUP(10^17,1*RIGHT(LEFT(BU5246,LEN(BU5246)-3),ROW($1:$80))))))","v":""},{"$f":"IF(OR(ISBLANK(BV100),BV5246=\"\"),\"\",IF(ISERROR(LOOKUP(10^17,1*RIGHT(LEFT(BV5246,LEN(BV5246)-3),ROW($1:$80)))),0,IF(RIGHT(LEFT(BV5246,LEN(BV5246)-3),2)=\"--\",0,LOOKUP(10^17,1*RIGHT(LEFT(BV5246,LEN(BV5246)-3),ROW($1:$80))))))","v":""},{"$f":"IF(OR(ISBLANK(BW100),BW5246=\"\"),\"\",IF(ISERROR(LOOKUP(10^17,1*RIGHT(LEFT(BW5246,LEN(BW5246)-3),ROW($1:$80)))),0,IF(RIGHT(LEFT(BW5246,LEN(BW5246)-3),2)=\"--\",0,LOOKUP(10^17,1*RIGHT(LEFT(BW5246,LEN(BW5246)-3),ROW($1:$80))))))","v":""},{"$f":"IF(OR(ISBLANK(BX100),BX5246=\"\"),\"\",IF(ISERROR(LOOKUP(10^17,1*RIGHT(LEFT(BX5246,LEN(BX5246)-3),ROW($1:$80)))),0,IF(RIGHT(LEFT(BX5246,LEN(BX5246)-3),2)=\"--\",0,LOOKUP(10^17,1*RIGHT(LEFT(BX5246,LEN(BX5246)-3),ROW($1:$80))))))","v":""},{"$f":"IF(OR(ISBLANK(BY100),BY5246=\"\"),\"\",IF(ISERROR(LOOKUP(10^17,1*RIGHT(LEFT(BY5246,LEN(BY5246)-3),ROW($1:$80)))),0,IF(RIGHT(LEFT(BY5246,LEN(BY5246)-3),2)=\"--\",0,LOOKUP(10^17,1*RIGHT(LEFT(BY5246,LEN(BY5246)-3),ROW($1:$80))))))","v":""},{"$f":"IF(OR(ISBLANK(BZ100),BZ5246=\"\"),\"\",IF(ISERROR(LOOKUP(10^17,1*RIGHT(LEFT(BZ5246,LEN(BZ5246)-3),ROW($1:$80)))),0,IF(RIGHT(LEFT(BZ5246,LEN(BZ5246)-3),2)=\"--\",0,LOOKUP(10^17,1*RIGHT(LEFT(BZ5246,LEN(BZ5246)-3),ROW($1:$80))))))","v":""},{"$f":"IF(OR(ISBLANK(CA100),CA5246=\"\"),\"\",IF(ISERROR(LOOKUP(10^17,1*RIGHT(LEFT(CA5246,LEN(CA5246)-3),ROW($1:$80)))),0,IF(RIGHT(LEFT(CA5246,LEN(CA5246)-3),2)=\"--\",0,LOOKUP(10^17,1*RIGHT(LEFT(CA5246,LEN(CA5246)-3),ROW($1:$80))))))","v":""},{"$f":"IF(OR(ISBLANK(CB100),CB5246=\"\"),\"\",IF(ISERROR(LOOKUP(10^17,1*RIGHT(LEFT(CB5246,LEN(CB5246)-3),ROW($1:$80)))),0,IF(RIGHT(LEFT(CB5246,LEN(CB5246)-3),2)=\"--\",0,LOOKUP(10^17,1*RIGHT(LEFT(CB5246,LEN(CB5246)-3),ROW($1:$80))))))","v":""},{"$f":"IF(OR(ISBLANK(CC100),CC5246=\"\"),\"\",IF(ISERROR(LOOKUP(10^17,1*RIGHT(LEFT(CC5246,LEN(CC5246)-3),ROW($1:$80)))),0,IF(RIGHT(LEFT(CC5246,LEN(CC5246)-3),2)=\"--\",0,LOOKUP(10^17,1*RIGHT(LEFT(CC5246,LEN(CC5246)-3),ROW($1:$80))))))","v":""},{"$f":"IF(OR(ISBLANK(CD100),CD5246=\"\"),\"\",IF(ISERROR(LOOKUP(10^17,1*RIGHT(LEFT(CD5246,LEN(CD5246)-3),ROW($1:$80)))),0,IF(RIGHT(LEFT(CD5246,LEN(CD5246)-3),2)=\"--\",0,LOOKUP(10^17,1*RIGHT(LEFT(CD5246,LEN(CD5246)-3),ROW($1:$80))))))","v":""},{"$f":"IF(OR(ISBLANK(CE100),CE5246=\"\"),\"\",IF(ISERROR(LOOKUP(10^17,1*RIGHT(LEFT(CE5246,LEN(CE5246)-3),ROW($1:$80)))),0,IF(RIGHT(LEFT(CE5246,LEN(CE5246)-3),2)=\"--\",0,LOOKUP(10^17,1*RIGHT(LEFT(CE5246,LEN(CE5246)-3),ROW($1:$80))))))","v":""},{"$f":"IF(OR(ISBLANK(CF100),CF5246=\"\"),\"\",IF(ISERROR(LOOKUP(10^17,1*RIGHT(LEFT(CF5246,LEN(CF5246)-3),ROW($1:$80)))),0,IF(RIGHT(LEFT(CF5246,LEN(CF5246)-3),2)=\"--\",0,LOOKUP(10^17,1*RIGHT(LEFT(CF5246,LEN(CF5246)-3),ROW($1:$80))))))","v":""},{"$f":"IF(OR(ISBLANK(CG100),CG5246=\"\"),\"\",IF(ISERROR(LOOKUP(10^17,1*RIGHT(LEFT(CG5246,LEN(CG5246)-3),ROW($1:$80)))),0,IF(RIGHT(LEFT(CG5246,LEN(CG5246)-3),2)=\"--\",0,LOOKUP(10^17,1*RIGHT(LEFT(CG5246,LEN(CG5246)-3),ROW($1:$80))))))","v":""},{"$f":"IF(OR(ISBLANK(CH100),CH5246=\"\"),\"\",IF(ISERROR(LOOKUP(10^17,1*RIGHT(LEFT(CH5246,LEN(CH5246)-3),ROW($1:$80)))),0,IF(RIGHT(LEFT(CH5246,LEN(CH5246)-3),2)=\"--\",0,LOOKUP(10^17,1*RIGHT(LEFT(CH5246,LEN(CH5246)-3),ROW($1:$80))))))","v":""},{"$f":"IF(OR(ISBLANK(CI100),CI5246=\"\"),\"\",IF(ISERROR(LOOKUP(10^17,1*RIGHT(LEFT(CI5246,LEN(CI5246)-3),ROW($1:$80)))),0,IF(RIGHT(LEFT(CI5246,LEN(CI5246)-3),2)=\"--\",0,LOOKUP(10^17,1*RIGHT(LEFT(CI5246,LEN(CI5246)-3),ROW($1:$80))))))","v":""},{"$f":"IF(OR(ISBLANK(CJ100),CJ5246=\"\"),\"\",IF(ISERROR(LOOKUP(10^17,1*RIGHT(LEFT(CJ5246,LEN(CJ5246)-3),ROW($1:$80)))),0,IF(RIGHT(LEFT(CJ5246,LEN(CJ5246)-3),2)=\"--\",0,LOOKUP(10^17,1*RIGHT(LEFT(CJ5246,LEN(CJ5246)-3),ROW($1:$80))))))","v":""},{"$f":"IF(OR(ISBLANK(CK100),CK5246=\"\"),\"\",IF(ISERROR(LOOKUP(10^17,1*RIGHT(LEFT(CK5246,LEN(CK5246)-3),ROW($1:$80)))),0,IF(RIGHT(LEFT(CK5246,LEN(CK5246)-3),2)=\"--\",0,LOOKUP(10^17,1*RIGHT(LEFT(CK5246,LEN(CK5246)-3),ROW($1:$80))))))","v":""},{"$f":"IF(OR(ISBLANK(CL100),CL5246=\"\"),\"\",IF(ISERROR(LOOKUP(10^17,1*RIGHT(LEFT(CL5246,LEN(CL5246)-3),ROW($1:$80)))),0,IF(RIGHT(LEFT(CL5246,LEN(CL5246)-3),2)=\"--\",0,LOOKUP(10^17,1*RIGHT(LEFT(CL5246,LEN(CL5246)-3),ROW($1:$80))))))","v":""},{"$f":"IF(OR(ISBLANK(CM100),CM5246=\"\"),\"\",IF(ISERROR(LOOKUP(10^17,1*RIGHT(LEFT(CM5246,LEN(CM5246)-3),ROW($1:$80)))),0,IF(RIGHT(LEFT(CM5246,LEN(CM5246)-3),2)=\"--\",0,LOOKUP(10^17,1*RIGHT(LEFT(CM5246,LEN(CM5246)-3),ROW($1:$80))))))","v":""},{"$f":"IF(OR(ISBLANK(CN100),CN5246=\"\"),\"\",IF(ISERROR(LOOKUP(10^17,1*RIGHT(LEFT(CN5246,LEN(CN5246)-3),ROW($1:$80)))),0,IF(RIGHT(LEFT(CN5246,LEN(CN5246)-3),2)=\"--\",0,LOOKUP(10^17,1*RIGHT(LEFT(CN5246,LEN(CN5246)-3),ROW($1:$80))))))","v":""},{"$f":"IF(OR(ISBLANK(CO100),CO5246=\"\"),\"\",IF(ISERROR(LOOKUP(10^17,1*RIGHT(LEFT(CO5246,LEN(CO5246)-3),ROW($1:$80)))),0,IF(RIGHT(LEFT(CO5246,LEN(CO5246)-3),2)=\"--\",0,LOOKUP(10^17,1*RIGHT(LEFT(CO5246,LEN(CO5246)-3),ROW($1:$80))))))","v":""},{"$f":"IF(OR(ISBLANK(CP100),CP5246=\"\"),\"\",IF(ISERROR(LOOKUP(10^17,1*RIGHT(LEFT(CP5246,LEN(CP5246)-3),ROW($1:$80)))),0,IF(RIGHT(LEFT(CP5246,LEN(CP5246)-3),2)=\"--\",0,LOOKUP(10^17,1*RIGHT(LEFT(CP5246,LEN(CP5246)-3),ROW($1:$80))))))","v":""},{"$f":"IF(OR(ISBLANK(CQ100),CQ5246=\"\"),\"\",IF(ISERROR(LOOKUP(10^17,1*RIGHT(LEFT(CQ5246,LEN(CQ5246)-3),ROW($1:$80)))),0,IF(RIGHT(LEFT(CQ5246,LEN(CQ5246)-3),2)=\"--\",0,LOOKUP(10^17,1*RIGHT(LEFT(CQ5246,LEN(CQ5246)-3),ROW($1:$80))))))","v":""},{"$f":"IF(OR(ISBLANK(CR100),CR5246=\"\"),\"\",IF(ISERROR(LOOKUP(10^17,1*RIGHT(LEFT(CR5246,LEN(CR5246)-3),ROW($1:$80)))),0,IF(RIGHT(LEFT(CR5246,LEN(CR5246)-3),2)=\"--\",0,LOOKUP(10^17,1*RIGHT(LEFT(CR5246,LEN(CR5246)-3),ROW($1:$80))))))","v":""},{"$f":"IF(OR(ISBLANK(CS100),CS5246=\"\"),\"\",IF(ISERROR(LOOKUP(10^17,1*RIGHT(LEFT(CS5246,LEN(CS5246)-3),ROW($1:$80)))),0,IF(RIGHT(LEFT(CS5246,LEN(CS5246)-3),2)=\"--\",0,LOOKUP(10^17,1*RIGHT(LEFT(CS5246,LEN(CS5246)-3),ROW($1:$80))))))","v":""},{"$f":"IF(OR(ISBLANK(CT100),CT5246=\"\"),\"\",IF(ISERROR(LOOKUP(10^17,1*RIGHT(LEFT(CT5246,LEN(CT5246)-3),ROW($1:$80)))),0,IF(RIGHT(LEFT(CT5246,LEN(CT5246)-3),2)=\"--\",0,LOOKUP(10^17,1*RIGHT(LEFT(CT5246,LEN(CT5246)-3),ROW($1:$80))))))","v":""},{"$f":"IF(OR(ISBLANK(CU100),CU5246=\"\"),\"\",IF(ISERROR(LOOKUP(10^17,1*RIGHT(LEFT(CU5246,LEN(CU5246)-3),ROW($1:$80)))),0,IF(RIGHT(LEFT(CU5246,LEN(CU5246)-3),2)=\"--\",0,LOOKUP(10^17,1*RIGHT(LEFT(CU5246,LEN(CU5246)-3),ROW($1:$80))))))","v":""},{"$f":"IF(OR(ISBLANK(CV100),CV5246=\"\"),\"\",IF(ISERROR(LOOKUP(10^17,1*RIGHT(LEFT(CV5246,LEN(CV5246)-3),ROW($1:$80)))),0,IF(RIGHT(LEFT(CV5246,LEN(CV5246)-3),2)=\"--\",0,LOOKUP(10^17,1*RIGHT(LEFT(CV5246,LEN(CV5246)-3),ROW($1:$80))))))","v":""},{"$f":"IF(OR(ISBLANK(CW100),CW5246=\"\"),\"\",IF(ISERROR(LOOKUP(10^17,1*RIGHT(LEFT(CW5246,LEN(CW5246)-3),ROW($1:$80)))),0,IF(RIGHT(LEFT(CW5246,LEN(CW5246)-3),2)=\"--\",0,LOOKUP(10^17,1*RIGHT(LEFT(CW5246,LEN(CW5246)-3),ROW($1:$80))))))","v":""},{"$f":"IF(OR(ISBLANK(CX100),CX5246=\"\"),\"\",IF(ISERROR(LOOKUP(10^17,1*RIGHT(LEFT(CX5246,LEN(CX5246)-3),ROW($1:$80)))),0,IF(RIGHT(LEFT(CX5246,LEN(CX5246)-3),2)=\"--\",0,LOOKUP(10^17,1*RIGHT(LEFT(CX5246,LEN(CX5246)-3),ROW($1:$80))))))","v":""},{"$f":"IF(OR(ISBLANK(CY100),CY5246=\"\"),\"\",IF(ISERROR(LOOKUP(10^17,1*RIGHT(LEFT(CY5246,LEN(CY5246)-3),ROW($1:$80)))),0,IF(RIGHT(LEFT(CY5246,LEN(CY5246)-3),2)=\"--\",0,LOOKUP(10^17,1*RIGHT(LEFT(CY5246,LEN(CY5246)-3),ROW($1:$80))))))","v":""},{"$f":"IF(OR(ISBLANK(CZ100),CZ5246=\"\"),\"\",IF(ISERROR(LOOKUP(10^17,1*RIGHT(LEFT(CZ5246,LEN(CZ5246)-3),ROW($1:$80)))),0,IF(RIGHT(LEFT(CZ5246,LEN(CZ5246)-3),2)=\"--\",0,LOOKUP(10^17,1*RIGHT(LEFT(CZ5246,LEN(CZ5246)-3),ROW($1:$80))))))","v":""},{"$f":"IF(OR(ISBLANK(DA100),DA5246=\"\"),\"\",IF(ISERROR(LOOKUP(10^17,1*RIGHT(LEFT(DA5246,LEN(DA5246)-3),ROW($1:$80)))),0,IF(RIGHT(LEFT(DA5246,LEN(DA5246)-3),2)=\"--\",0,LOOKUP(10^17,1*RIGHT(LEFT(DA5246,LEN(DA5246)-3),ROW($1:$80))))))","v":""},{"$f":"IF(OR(ISBLANK(DB100),DB5246=\"\"),\"\",IF(ISERROR(LOOKUP(10^17,1*RIGHT(LEFT(DB5246,LEN(DB5246)-3),ROW($1:$80)))),0,IF(RIGHT(LEFT(DB5246,LEN(DB5246)-3),2)=\"--\",0,LOOKUP(10^17,1*RIGHT(LEFT(DB5246,LEN(DB5246)-3),ROW($1:$80))))))","v":""},{"$f":"IF(OR(ISBLANK(DC100),DC5246=\"\"),\"\",IF(ISERROR(LOOKUP(10^17,1*RIGHT(LEFT(DC5246,LEN(DC5246)-3),ROW($1:$80)))),0,IF(RIGHT(LEFT(DC5246,LEN(DC5246)-3),2)=\"--\",0,LOOKUP(10^17,1*RIGHT(LEFT(DC5246,LEN(DC5246)-3),ROW($1:$80))))))","v":""},{"$f":"IF(OR(ISBLANK(DD100),DD5246=\"\"),\"\",IF(ISERROR(LOOKUP(10^17,1*RIGHT(LEFT(DD5246,LEN(DD5246)-3),ROW($1:$80)))),0,IF(RIGHT(LEFT(DD5246,LEN(DD5246)-3),2)=\"--\",0,LOOKUP(10^17,1*RIGHT(LEFT(DD5246,LEN(DD5246)-3),ROW($1:$80))))))","v":""},{"$f":"IF(OR(ISBLANK(DE100),DE5246=\"\"),\"\",IF(ISERROR(LOOKUP(10^17,1*RIGHT(LEFT(DE5246,LEN(DE5246)-3),ROW($1:$80)))),0,IF(RIGHT(LEFT(DE5246,LEN(DE5246)-3),2)=\"--\",0,LOOKUP(10^17,1*RIGHT(LEFT(DE5246,LEN(DE5246)-3),ROW($1:$80))))))","v":""},{"$f":"IF(OR(ISBLANK(DF100),DF5246=\"\"),\"\",IF(ISERROR(LOOKUP(10^17,1*RIGHT(LEFT(DF5246,LEN(DF5246)-3),ROW($1:$80)))),0,IF(RIGHT(LEFT(DF5246,LEN(DF5246)-3),2)=\"--\",0,LOOKUP(10^17,1*RIGHT(LEFT(DF5246,LEN(DF5246)-3),ROW($1:$80))))))","v":""},{"$f":"IF(OR(ISBLANK(DG100),DG5246=\"\"),\"\",IF(ISERROR(LOOKUP(10^17,1*RIGHT(LEFT(DG5246,LEN(DG5246)-3),ROW($1:$80)))),0,IF(RIGHT(LEFT(DG5246,LEN(DG5246)-3),2)=\"--\",0,LOOKUP(10^17,1*RIGHT(LEFT(DG5246,LEN(DG5246)-3),ROW($1:$80))))))","v":""},{"$f":"IF(OR(ISBLANK(DH100),DH5246=\"\"),\"\",IF(ISERROR(LOOKUP(10^17,1*RIGHT(LEFT(DH5246,LEN(DH5246)-3),ROW($1:$80)))),0,IF(RIGHT(LEFT(DH5246,LEN(DH5246)-3),2)=\"--\",0,LOOKUP(10^17,1*RIGHT(LEFT(DH5246,LEN(DH5246)-3),ROW($1:$80))))))","v":""},{"$f":"IF(OR(ISBLANK(DI100),DI5246=\"\"),\"\",IF(ISERROR(LOOKUP(10^17,1*RIGHT(LEFT(DI5246,LEN(DI5246)-3),ROW($1:$80)))),0,IF(RIGHT(LEFT(DI5246,LEN(DI5246)-3),2)=\"--\",0,LOOKUP(10^17,1*RIGHT(LEFT(DI5246,LEN(DI5246)-3),ROW($1:$80))))))","v":""},{"$f":"IF(OR(ISBLANK(DJ100),DJ5246=\"\"),\"\",IF(ISERROR(LOOKUP(10^17,1*RIGHT(LEFT(DJ5246,LEN(DJ5246)-3),ROW($1:$80)))),0,IF(RIGHT(LEFT(DJ5246,LEN(DJ5246)-3),2)=\"--\",0,LOOKUP(10^17,1*RIGHT(LEFT(DJ5246,LEN(DJ5246)-3),ROW($1:$80))))))","v":""},{"$f":"IF(OR(ISBLANK(DK100),DK5246=\"\"),\"\",IF(ISERROR(LOOKUP(10^17,1*RIGHT(LEFT(DK5246,LEN(DK5246)-3),ROW($1:$80)))),0,IF(RIGHT(LEFT(DK5246,LEN(DK5246)-3),2)=\"--\",0,LOOKUP(10^17,1*RIGHT(LEFT(DK5246,LEN(DK5246)-3),ROW($1:$80))))))","v":""},{"$f":"IF(OR(ISBLANK(DL100),DL5246=\"\"),\"\",IF(ISERROR(LOOKUP(10^17,1*RIGHT(LEFT(DL5246,LEN(DL5246)-3),ROW($1:$80)))),0,IF(RIGHT(LEFT(DL5246,LEN(DL5246)-3),2)=\"--\",0,LOOKUP(10^17,1*RIGHT(LEFT(DL5246,LEN(DL5246)-3),ROW($1:$80))))))","v":""},{"$f":"IF(OR(ISBLANK(DM100),DM5246=\"\"),\"\",IF(ISERROR(LOOKUP(10^17,1*RIGHT(LEFT(DM5246,LEN(DM5246)-3),ROW($1:$80)))),0,IF(RIGHT(LEFT(DM5246,LEN(DM5246)-3),2)=\"--\",0,LOOKUP(10^17,1*RIGHT(LEFT(DM5246,LEN(DM5246)-3),ROW($1:$80))))))","v":""},{"$f":"IF(OR(ISBLANK(DN100),DN5246=\"\"),\"\",IF(ISERROR(LOOKUP(10^17,1*RIGHT(LEFT(DN5246,LEN(DN5246)-3),ROW($1:$80)))),0,IF(RIGHT(LEFT(DN5246,LEN(DN5246)-3),2)=\"--\",0,LOOKUP(10^17,1*RIGHT(LEFT(DN5246,LEN(DN5246)-3),ROW($1:$80))))))","v":""},{"$f":"IF(OR(ISBLANK(DO100),DO5246=\"\"),\"\",IF(ISERROR(LOOKUP(10^17,1*RIGHT(LEFT(DO5246,LEN(DO5246)-3),ROW($1:$80)))),0,IF(RIGHT(LEFT(DO5246,LEN(DO5246)-3),2)=\"--\",0,LOOKUP(10^17,1*RIGHT(LEFT(DO5246,LEN(DO5246)-3),ROW($1:$80))))))","v":""},{"$f":"IF(OR(ISBLANK(DP100),DP5246=\"\"),\"\",IF(ISERROR(LOOKUP(10^17,1*RIGHT(LEFT(DP5246,LEN(DP5246)-3),ROW($1:$80)))),0,IF(RIGHT(LEFT(DP5246,LEN(DP5246)-3),2)=\"--\",0,LOOKUP(10^17,1*RIGHT(LEFT(DP5246,LEN(DP5246)-3),ROW($1:$80))))))","v":""},{"$f":"IF(OR(ISBLANK(DQ100),DQ5246=\"\"),\"\",IF(ISERROR(LOOKUP(10^17,1*RIGHT(LEFT(DQ5246,LEN(DQ5246)-3),ROW($1:$80)))),0,IF(RIGHT(LEFT(DQ5246,LEN(DQ5246)-3),2)=\"--\",0,LOOKUP(10^17,1*RIGHT(LEFT(DQ5246,LEN(DQ5246)-3),ROW($1:$80))))))","v":""},{"$f":"IF(OR(ISBLANK(DR100),DR5246=\"\"),\"\",IF(ISERROR(LOOKUP(10^17,1*RIGHT(LEFT(DR5246,LEN(DR5246)-3),ROW($1:$80)))),0,IF(RIGHT(LEFT(DR5246,LEN(DR5246)-3),2)=\"--\",0,LOOKUP(10^17,1*RIGHT(LEFT(DR5246,LEN(DR5246)-3),ROW($1:$80))))))","v":""},{"$f":"IF(OR(ISBLANK(DS100),DS5246=\"\"),\"\",IF(ISERROR(LOOKUP(10^17,1*RIGHT(LEFT(DS5246,LEN(DS5246)-3),ROW($1:$80)))),0,IF(RIGHT(LEFT(DS5246,LEN(DS5246)-3),2)=\"--\",0,LOOKUP(10^17,1*RIGHT(LEFT(DS5246,LEN(DS5246)-3),ROW($1:$80))))))","v":""},{"$f":"IF(OR(ISBLANK(DT100),DT5246=\"\"),\"\",IF(ISERROR(LOOKUP(10^17,1*RIGHT(LEFT(DT5246,LEN(DT5246)-3),ROW($1:$80)))),0,IF(RIGHT(LEFT(DT5246,LEN(DT5246)-3),2)=\"--\",0,LOOKUP(10^17,1*RIGHT(LEFT(DT5246,LEN(DT5246)-3),ROW($1:$80))))))","v":""},{"$f":"IF(OR(ISBLANK(DU100),DU5246=\"\"),\"\",IF(ISERROR(LOOKUP(10^17,1*RIGHT(LEFT(DU5246,LEN(DU5246)-3),ROW($1:$80)))),0,IF(RIGHT(LEFT(DU5246,LEN(DU5246)-3),2)=\"--\",0,LOOKUP(10^17,1*RIGHT(LEFT(DU5246,LEN(DU5246)-3),ROW($1:$80))))))","v":""},{"$f":"IF(OR(ISBLANK(DV100),DV5246=\"\"),\"\",IF(ISERROR(LOOKUP(10^17,1*RIGHT(LEFT(DV5246,LEN(DV5246)-3),ROW($1:$80)))),0,IF(RIGHT(LEFT(DV5246,LEN(DV5246)-3),2)=\"--\",0,LOOKUP(10^17,1*RIGHT(LEFT(DV5246,LEN(DV5246)-3),ROW($1:$80))))))","v":""},{"$f":"IF(OR(ISBLANK(DW100),DW5246=\"\"),\"\",IF(ISERROR(LOOKUP(10^17,1*RIGHT(LEFT(DW5246,LEN(DW5246)-3),ROW($1:$80)))),0,IF(RIGHT(LEFT(DW5246,LEN(DW5246)-3),2)=\"--\",0,LOOKUP(10^17,1*RIGHT(LEFT(DW5246,LEN(DW5246)-3),ROW($1:$80))))))","v":""},{"$f":"IF(OR(ISBLANK(DX100),DX5246=\"\"),\"\",IF(ISERROR(LOOKUP(10^17,1*RIGHT(LEFT(DX5246,LEN(DX5246)-3),ROW($1:$80)))),0,IF(RIGHT(LEFT(DX5246,LEN(DX5246)-3),2)=\"--\",0,LOOKUP(10^17,1*RIGHT(LEFT(DX5246,LEN(DX5246)-3),ROW($1:$80))))))","v":""},{"$f":"IF(OR(ISBLANK(DY100),DY5246=\"\"),\"\",IF(ISERROR(LOOKUP(10^17,1*RIGHT(LEFT(DY5246,LEN(DY5246)-3),ROW($1:$80)))),0,IF(RIGHT(LEFT(DY5246,LEN(DY5246)-3),2)=\"--\",0,LOOKUP(10^17,1*RIGHT(LEFT(DY5246,LEN(DY5246)-3),ROW($1:$80))))))","v":""},{"$f":"IF(OR(ISBLANK(DZ100),DZ5246=\"\"),\"\",IF(ISERROR(LOOKUP(10^17,1*RIGHT(LEFT(DZ5246,LEN(DZ5246)-3),ROW($1:$80)))),0,IF(RIGHT(LEFT(DZ5246,LEN(DZ5246)-3),2)=\"--\",0,LOOKUP(10^17,1*RIGHT(LEFT(DZ5246,LEN(DZ5246)-3),ROW($1:$80))))))","v":""},{"$f":"IF(OR(ISBLANK(EA100),EA5246=\"\"),\"\",IF(ISERROR(LOOKUP(10^17,1*RIGHT(LEFT(EA5246,LEN(EA5246)-3),ROW($1:$80)))),0,IF(RIGHT(LEFT(EA5246,LEN(EA5246)-3),2)=\"--\",0,LOOKUP(10^17,1*RIGHT(LEFT(EA5246,LEN(EA5246)-3),ROW($1:$80))))))","v":""},{"$f":"IF(OR(ISBLANK(EB100),EB5246=\"\"),\"\",IF(ISERROR(LOOKUP(10^17,1*RIGHT(LEFT(EB5246,LEN(EB5246)-3),ROW($1:$80)))),0,IF(RIGHT(LEFT(EB5246,LEN(EB5246)-3),2)=\"--\",0,LOOKUP(10^17,1*RIGHT(LEFT(EB5246,LEN(EB5246)-3),ROW($1:$80))))))","v":""},{"$f":"IF(OR(ISBLANK(EC100),EC5246=\"\"),\"\",IF(ISERROR(LOOKUP(10^17,1*RIGHT(LEFT(EC5246,LEN(EC5246)-3),ROW($1:$80)))),0,IF(RIGHT(LEFT(EC5246,LEN(EC5246)-3),2)=\"--\",0,LOOKUP(10^17,1*RIGHT(LEFT(EC5246,LEN(EC5246)-3),ROW($1:$80))))))","v":""},{"$f":"IF(OR(ISBLANK(ED100),ED5246=\"\"),\"\",IF(ISERROR(LOOKUP(10^17,1*RIGHT(LEFT(ED5246,LEN(ED5246)-3),ROW($1:$80)))),0,IF(RIGHT(LEFT(ED5246,LEN(ED5246)-3),2)=\"--\",0,LOOKUP(10^17,1*RIGHT(LEFT(ED5246,LEN(ED5246)-3),ROW($1:$80))))))","v":""},{"$f":"IF(OR(ISBLANK(EE100),EE5246=\"\"),\"\",IF(ISERROR(LOOKUP(10^17,1*RIGHT(LEFT(EE5246,LEN(EE5246)-3),ROW($1:$80)))),0,IF(RIGHT(LEFT(EE5246,LEN(EE5246)-3),2)=\"--\",0,LOOKUP(10^17,1*RIGHT(LEFT(EE5246,LEN(EE5246)-3),ROW($1:$80))))))","v":""},{"$f":"IF(OR(ISBLANK(EF100),EF5246=\"\"),\"\",IF(ISERROR(LOOKUP(10^17,1*RIGHT(LEFT(EF5246,LEN(EF5246)-3),ROW($1:$80)))),0,IF(RIGHT(LEFT(EF5246,LEN(EF5246)-3),2)=\"--\",0,LOOKUP(10^17,1*RIGHT(LEFT(EF5246,LEN(EF5246)-3),ROW($1:$80))))))","v":""},{"$f":"IF(OR(ISBLANK(EG100),EG5246=\"\"),\"\",IF(ISERROR(LOOKUP(10^17,1*RIGHT(LEFT(EG5246,LEN(EG5246)-3),ROW($1:$80)))),0,IF(RIGHT(LEFT(EG5246,LEN(EG5246)-3),2)=\"--\",0,LOOKUP(10^17,1*RIGHT(LEFT(EG5246,LEN(EG5246)-3),ROW($1:$80))))))","v":""},{"$f":"IF(OR(ISBLANK(EH100),EH5246=\"\"),\"\",IF(ISERROR(LOOKUP(10^17,1*RIGHT(LEFT(EH5246,LEN(EH5246)-3),ROW($1:$80)))),0,IF(RIGHT(LEFT(EH5246,LEN(EH5246)-3),2)=\"--\",0,LOOKUP(10^17,1*RIGHT(LEFT(EH5246,LEN(EH5246)-3),ROW($1:$80))))))","v":""},{"$f":"IF(OR(ISBLANK(EI100),EI5246=\"\"),\"\",IF(ISERROR(LOOKUP(10^17,1*RIGHT(LEFT(EI5246,LEN(EI5246)-3),ROW($1:$80)))),0,IF(RIGHT(LEFT(EI5246,LEN(EI5246)-3),2)=\"--\",0,LOOKUP(10^17,1*RIGHT(LEFT(EI5246,LEN(EI5246)-3),ROW($1:$80))))))","v":""},{"$f":"IF(OR(ISBLANK(EJ100),EJ5246=\"\"),\"\",IF(ISERROR(LOOKUP(10^17,1*RIGHT(LEFT(EJ5246,LEN(EJ5246)-3),ROW($1:$80)))),0,IF(RIGHT(LEFT(EJ5246,LEN(EJ5246)-3),2)=\"--\",0,LOOKUP(10^17,1*RIGHT(LEFT(EJ5246,LEN(EJ5246)-3),ROW($1:$80))))))","v":""},{"$f":"IF(OR(ISBLANK(EK100),EK5246=\"\"),\"\",IF(ISERROR(LOOKUP(10^17,1*RIGHT(LEFT(EK5246,LEN(EK5246)-3),ROW($1:$80)))),0,IF(RIGHT(LEFT(EK5246,LEN(EK5246)-3),2)=\"--\",0,LOOKUP(10^17,1*RIGHT(LEFT(EK5246,LEN(EK5246)-3),ROW($1:$80))))))","v":""},{"$f":"IF(OR(ISBLANK(EL100),EL5246=\"\"),\"\",IF(ISERROR(LOOKUP(10^17,1*RIGHT(LEFT(EL5246,LEN(EL5246)-3),ROW($1:$80)))),0,IF(RIGHT(LEFT(EL5246,LEN(EL5246)-3),2)=\"--\",0,LOOKUP(10^17,1*RIGHT(LEFT(EL5246,LEN(EL5246)-3),ROW($1:$80))))))","v":""},{"$f":"IF(OR(ISBLANK(EM100),EM5246=\"\"),\"\",IF(ISERROR(LOOKUP(10^17,1*RIGHT(LEFT(EM5246,LEN(EM5246)-3),ROW($1:$80)))),0,IF(RIGHT(LEFT(EM5246,LEN(EM5246)-3),2)=\"--\",0,LOOKUP(10^17,1*RIGHT(LEFT(EM5246,LEN(EM5246)-3),ROW($1:$80))))))","v":""},{"$f":"IF(OR(ISBLANK(EN100),EN5246=\"\"),\"\",IF(ISERROR(LOOKUP(10^17,1*RIGHT(LEFT(EN5246,LEN(EN5246)-3),ROW($1:$80)))),0,IF(RIGHT(LEFT(EN5246,LEN(EN5246)-3),2)=\"--\",0,LOOKUP(10^17,1*RIGHT(LEFT(EN5246,LEN(EN5246)-3),ROW($1:$80))))))","v":""},{"$f":"IF(OR(ISBLANK(EO100),EO5246=\"\"),\"\",IF(ISERROR(LOOKUP(10^17,1*RIGHT(LEFT(EO5246,LEN(EO5246)-3),ROW($1:$80)))),0,IF(RIGHT(LEFT(EO5246,LEN(EO5246)-3),2)=\"--\",0,LOOKUP(10^17,1*RIGHT(LEFT(EO5246,LEN(EO5246)-3),ROW($1:$80))))))","v":""},{"$f":"IF(OR(ISBLANK(EP100),EP5246=\"\"),\"\",IF(ISERROR(LOOKUP(10^17,1*RIGHT(LEFT(EP5246,LEN(EP5246)-3),ROW($1:$80)))),0,IF(RIGHT(LEFT(EP5246,LEN(EP5246)-3),2)=\"--\",0,LOOKUP(10^17,1*RIGHT(LEFT(EP5246,LEN(EP5246)-3),ROW($1:$80))))))","v":""},{"$f":"IF(OR(ISBLANK(EQ100),EQ5246=\"\"),\"\",IF(ISERROR(LOOKUP(10^17,1*RIGHT(LEFT(EQ5246,LEN(EQ5246)-3),ROW($1:$80)))),0,IF(RIGHT(LEFT(EQ5246,LEN(EQ5246)-3),2)=\"--\",0,LOOKUP(10^17,1*RIGHT(LEFT(EQ5246,LEN(EQ5246)-3),ROW($1:$80))))))","v":""},{"$f":"IF(OR(ISBLANK(ER100),ER5246=\"\"),\"\",IF(ISERROR(LOOKUP(10^17,1*RIGHT(LEFT(ER5246,LEN(ER5246)-3),ROW($1:$80)))),0,IF(RIGHT(LEFT(ER5246,LEN(ER5246)-3),2)=\"--\",0,LOOKUP(10^17,1*RIGHT(LEFT(ER5246,LEN(ER5246)-3),ROW($1:$80))))))","v":""},{"$f":"IF(OR(ISBLANK(ES100),ES5246=\"\"),\"\",IF(ISERROR(LOOKUP(10^17,1*RIGHT(LEFT(ES5246,LEN(ES5246)-3),ROW($1:$80)))),0,IF(RIGHT(LEFT(ES5246,LEN(ES5246)-3),2)=\"--\",0,LOOKUP(10^17,1*RIGHT(LEFT(ES5246,LEN(ES5246)-3),ROW($1:$80))))))","v":""},{"$f":"IF(OR(ISBLANK(ET100),ET5246=\"\"),\"\",IF(ISERROR(LOOKUP(10^17,1*RIGHT(LEFT(ET5246,LEN(ET5246)-3),ROW($1:$80)))),0,IF(RIGHT(LEFT(ET5246,LEN(ET5246)-3),2)=\"--\",0,LOOKUP(10^17,1*RIGHT(LEFT(ET5246,LEN(ET5246)-3),ROW($1:$80))))))","v":""},{"$f":"IF(OR(ISBLANK(EU100),EU5246=\"\"),\"\",IF(ISERROR(LOOKUP(10^17,1*RIGHT(LEFT(EU5246,LEN(EU5246)-3),ROW($1:$80)))),0,IF(RIGHT(LEFT(EU5246,LEN(EU5246)-3),2)=\"--\",0,LOOKUP(10^17,1*RIGHT(LEFT(EU5246,LEN(EU5246)-3),ROW($1:$80))))))","v":""},{"$f":"IF(OR(ISBLANK(EV100),EV5246=\"\"),\"\",IF(ISERROR(LOOKUP(10^17,1*RIGHT(LEFT(EV5246,LEN(EV5246)-3),ROW($1:$80)))),0,IF(RIGHT(LEFT(EV5246,LEN(EV5246)-3),2)=\"--\",0,LOOKUP(10^17,1*RIGHT(LEFT(EV5246,LEN(EV5246)-3),ROW($1:$80))))))","v":""},{"$f":"IF(OR(ISBLANK(EW100),EW5246=\"\"),\"\",IF(ISERROR(LOOKUP(10^17,1*RIGHT(LEFT(EW5246,LEN(EW5246)-3),ROW($1:$80)))),0,IF(RIGHT(LEFT(EW5246,LEN(EW5246)-3),2)=\"--\",0,LOOKUP(10^17,1*RIGHT(LEFT(EW5246,LEN(EW5246)-3),ROW($1:$80))))))","v":""},{"$f":"IF(OR(ISBLANK(EX100),EX5246=\"\"),\"\",IF(ISERROR(LOOKUP(10^17,1*RIGHT(LEFT(EX5246,LEN(EX5246)-3),ROW($1:$80)))),0,IF(RIGHT(LEFT(EX5246,LEN(EX5246)-3),2)=\"--\",0,LOOKUP(10^17,1*RIGHT(LEFT(EX5246,LEN(EX5246)-3),ROW($1:$80))))))","v":""},{"$f":"IF(OR(ISBLANK(EY100),EY5246=\"\"),\"\",IF(ISERROR(LOOKUP(10^17,1*RIGHT(LEFT(EY5246,LEN(EY5246)-3),ROW($1:$80)))),0,IF(RIGHT(LEFT(EY5246,LEN(EY5246)-3),2)=\"--\",0,LOOKUP(10^17,1*RIGHT(LEFT(EY5246,LEN(EY5246)-3),ROW($1:$80))))))","v":""},{"$f":"IF(OR(ISBLANK(EZ100),EZ5246=\"\"),\"\",IF(ISERROR(LOOKUP(10^17,1*RIGHT(LEFT(EZ5246,LEN(EZ5246)-3),ROW($1:$80)))),0,IF(RIGHT(LEFT(EZ5246,LEN(EZ5246)-3),2)=\"--\",0,LOOKUP(10^17,1*RIGHT(LEFT(EZ5246,LEN(EZ5246)-3),ROW($1:$80))))))","v":""},{"$f":"IF(OR(ISBLANK(FA100),FA5246=\"\"),\"\",IF(ISERROR(LOOKUP(10^17,1*RIGHT(LEFT(FA5246,LEN(FA5246)-3),ROW($1:$80)))),0,IF(RIGHT(LEFT(FA5246,LEN(FA5246)-3),2)=\"--\",0,LOOKUP(10^17,1*RIGHT(LEFT(FA5246,LEN(FA5246)-3),ROW($1:$80))))))","v":""},{"$f":"IF(OR(ISBLANK(FB100),FB5246=\"\"),\"\",IF(ISERROR(LOOKUP(10^17,1*RIGHT(LEFT(FB5246,LEN(FB5246)-3),ROW($1:$80)))),0,IF(RIGHT(LEFT(FB5246,LEN(FB5246)-3),2)=\"--\",0,LOOKUP(10^17,1*RIGHT(LEFT(FB5246,LEN(FB5246)-3),ROW($1:$80))))))","v":""},{"$f":"IF(OR(ISBLANK(FC100),FC5246=\"\"),\"\",IF(ISERROR(LOOKUP(10^17,1*RIGHT(LEFT(FC5246,LEN(FC5246)-3),ROW($1:$80)))),0,IF(RIGHT(LEFT(FC5246,LEN(FC5246)-3),2)=\"--\",0,LOOKUP(10^17,1*RIGHT(LEFT(FC5246,LEN(FC5246)-3),ROW($1:$80))))))","v":""},{"$f":"IF(OR(ISBLANK(FD100),FD5246=\"\"),\"\",IF(ISERROR(LOOKUP(10^17,1*RIGHT(LEFT(FD5246,LEN(FD5246)-3),ROW($1:$80)))),0,IF(RIGHT(LEFT(FD5246,LEN(FD5246)-3),2)=\"--\",0,LOOKUP(10^17,1*RIGHT(LEFT(FD5246,LEN(FD5246)-3),ROW($1:$80))))))","v":""},{"$f":"IF(OR(ISBLANK(FE100),FE5246=\"\"),\"\",IF(ISERROR(LOOKUP(10^17,1*RIGHT(LEFT(FE5246,LEN(FE5246)-3),ROW($1:$80)))),0,IF(RIGHT(LEFT(FE5246,LEN(FE5246)-3),2)=\"--\",0,LOOKUP(10^17,1*RIGHT(LEFT(FE5246,LEN(FE5246)-3),ROW($1:$80))))))","v":""},{"$f":"IF(OR(ISBLANK(FF100),FF5246=\"\"),\"\",IF(ISERROR(LOOKUP(10^17,1*RIGHT(LEFT(FF5246,LEN(FF5246)-3),ROW($1:$80)))),0,IF(RIGHT(LEFT(FF5246,LEN(FF5246)-3),2)=\"--\",0,LOOKUP(10^17,1*RIGHT(LEFT(FF5246,LEN(FF5246)-3),ROW($1:$80))))))","v":""},{"$f":"IF(OR(ISBLANK(FG100),FG5246=\"\"),\"\",IF(ISERROR(LOOKUP(10^17,1*RIGHT(LEFT(FG5246,LEN(FG5246)-3),ROW($1:$80)))),0,IF(RIGHT(LEFT(FG5246,LEN(FG5246)-3),2)=\"--\",0,LOOKUP(10^17,1*RIGHT(LEFT(FG5246,LEN(FG5246)-3),ROW($1:$80))))))","v":""},{"$f":"IF(OR(ISBLANK(FH100),FH5246=\"\"),\"\",IF(ISERROR(LOOKUP(10^17,1*RIGHT(LEFT(FH5246,LEN(FH5246)-3),ROW($1:$80)))),0,IF(RIGHT(LEFT(FH5246,LEN(FH5246)-3),2)=\"--\",0,LOOKUP(10^17,1*RIGHT(LEFT(FH5246,LEN(FH5246)-3),ROW($1:$80))))))","v":""},{"$f":"IF(OR(ISBLANK(FI100),FI5246=\"\"),\"\",IF(ISERROR(LOOKUP(10^17,1*RIGHT(LEFT(FI5246,LEN(FI5246)-3),ROW($1:$80)))),0,IF(RIGHT(LEFT(FI5246,LEN(FI5246)-3),2)=\"--\",0,LOOKUP(10^17,1*RIGHT(LEFT(FI5246,LEN(FI5246)-3),ROW($1:$80))))))","v":""},{"$f":"IF(OR(ISBLANK(FJ100),FJ5246=\"\"),\"\",IF(ISERROR(LOOKUP(10^17,1*RIGHT(LEFT(FJ5246,LEN(FJ5246)-3),ROW($1:$80)))),0,IF(RIGHT(LEFT(FJ5246,LEN(FJ5246)-3),2)=\"--\",0,LOOKUP(10^17,1*RIGHT(LEFT(FJ5246,LEN(FJ5246)-3),ROW($1:$80))))))","v":""},{"$f":"IF(OR(ISBLANK(FK100),FK5246=\"\"),\"\",IF(ISERROR(LOOKUP(10^17,1*RIGHT(LEFT(FK5246,LEN(FK5246)-3),ROW($1:$80)))),0,IF(RIGHT(LEFT(FK5246,LEN(FK5246)-3),2)=\"--\",0,LOOKUP(10^17,1*RIGHT(LEFT(FK5246,LEN(FK5246)-3),ROW($1:$80))))))","v":""},{"$f":"IF(OR(ISBLANK(FL100),FL5246=\"\"),\"\",IF(ISERROR(LOOKUP(10^17,1*RIGHT(LEFT(FL5246,LEN(FL5246)-3),ROW($1:$80)))),0,IF(RIGHT(LEFT(FL5246,LEN(FL5246)-3),2)=\"--\",0,LOOKUP(10^17,1*RIGHT(LEFT(FL5246,LEN(FL5246)-3),ROW($1:$80))))))","v":""},{"$f":"IF(OR(ISBLANK(FM100),FM5246=\"\"),\"\",IF(ISERROR(LOOKUP(10^17,1*RIGHT(LEFT(FM5246,LEN(FM5246)-3),ROW($1:$80)))),0,IF(RIGHT(LEFT(FM5246,LEN(FM5246)-3),2)=\"--\",0,LOOKUP(10^17,1*RIGHT(LEFT(FM5246,LEN(FM5246)-3),ROW($1:$80))))))","v":""},{"$f":"IF(OR(ISBLANK(FN100),FN5246=\"\"),\"\",IF(ISERROR(LOOKUP(10^17,1*RIGHT(LEFT(FN5246,LEN(FN5246)-3),ROW($1:$80)))),0,IF(RIGHT(LEFT(FN5246,LEN(FN5246)-3),2)=\"--\",0,LOOKUP(10^17,1*RIGHT(LEFT(FN5246,LEN(FN5246)-3),ROW($1:$80))))))","v":""},{"$f":"IF(OR(ISBLANK(FO100),FO5246=\"\"),\"\",IF(ISERROR(LOOKUP(10^17,1*RIGHT(LEFT(FO5246,LEN(FO5246)-3),ROW($1:$80)))),0,IF(RIGHT(LEFT(FO5246,LEN(FO5246)-3),2)=\"--\",0,LOOKUP(10^17,1*RIGHT(LEFT(FO5246,LEN(FO5246)-3),ROW($1:$80))))))","v":""},{"$f":"IF(OR(ISBLANK(FP100),FP5246=\"\"),\"\",IF(ISERROR(LOOKUP(10^17,1*RIGHT(LEFT(FP5246,LEN(FP5246)-3),ROW($1:$80)))),0,IF(RIGHT(LEFT(FP5246,LEN(FP5246)-3),2)=\"--\",0,LOOKUP(10^17,1*RIGHT(LEFT(FP5246,LEN(FP5246)-3),ROW($1:$80))))))","v":""},{"$f":"IF(OR(ISBLANK(FQ100),FQ5246=\"\"),\"\",IF(ISERROR(LOOKUP(10^17,1*RIGHT(LEFT(FQ5246,LEN(FQ5246)-3),ROW($1:$80)))),0,IF(RIGHT(LEFT(FQ5246,LEN(FQ5246)-3),2)=\"--\",0,LOOKUP(10^17,1*RIGHT(LEFT(FQ5246,LEN(FQ5246)-3),ROW($1:$80))))))","v":""},{"$f":"IF(OR(ISBLANK(FR100),FR5246=\"\"),\"\",IF(ISERROR(LOOKUP(10^17,1*RIGHT(LEFT(FR5246,LEN(FR5246)-3),ROW($1:$80)))),0,IF(RIGHT(LEFT(FR5246,LEN(FR5246)-3),2)=\"--\",0,LOOKUP(10^17,1*RIGHT(LEFT(FR5246,LEN(FR5246)-3),ROW($1:$80))))))","v":""},{"$f":"IF(OR(ISBLANK(FS100),FS5246=\"\"),\"\",IF(ISERROR(LOOKUP(10^17,1*RIGHT(LEFT(FS5246,LEN(FS5246)-3),ROW($1:$80)))),0,IF(RIGHT(LEFT(FS5246,LEN(FS5246)-3),2)=\"--\",0,LOOKUP(10^17,1*RIGHT(LEFT(FS5246,LEN(FS5246)-3),ROW($1:$80))))))","v":""},{"$f":"IF(OR(ISBLANK(FT100),FT5246=\"\"),\"\",IF(ISERROR(LOOKUP(10^17,1*RIGHT(LEFT(FT5246,LEN(FT5246)-3),ROW($1:$80)))),0,IF(RIGHT(LEFT(FT5246,LEN(FT5246)-3),2)=\"--\",0,LOOKUP(10^17,1*RIGHT(LEFT(FT5246,LEN(FT5246)-3),ROW($1:$80))))))","v":""},{"$f":"IF(OR(ISBLANK(FU100),FU5246=\"\"),\"\",IF(ISERROR(LOOKUP(10^17,1*RIGHT(LEFT(FU5246,LEN(FU5246)-3),ROW($1:$80)))),0,IF(RIGHT(LEFT(FU5246,LEN(FU5246)-3),2)=\"--\",0,LOOKUP(10^17,1*RIGHT(LEFT(FU5246,LEN(FU5246)-3),ROW($1:$80))))))","v":""},{"$f":"IF(OR(ISBLANK(FV100),FV5246=\"\"),\"\",IF(ISERROR(LOOKUP(10^17,1*RIGHT(LEFT(FV5246,LEN(FV5246)-3),ROW($1:$80)))),0,IF(RIGHT(LEFT(FV5246,LEN(FV5246)-3),2)=\"--\",0,LOOKUP(10^17,1*RIGHT(LEFT(FV5246,LEN(FV5246)-3),ROW($1:$80))))))","v":""},{"$f":"IF(OR(ISBLANK(FW100),FW5246=\"\"),\"\",IF(ISERROR(LOOKUP(10^17,1*RIGHT(LEFT(FW5246,LEN(FW5246)-3),ROW($1:$80)))),0,IF(RIGHT(LEFT(FW5246,LEN(FW5246)-3),2)=\"--\",0,LOOKUP(10^17,1*RIGHT(LEFT(FW5246,LEN(FW5246)-3),ROW($1:$80))))))","v":""},{"$f":"IF(OR(ISBLANK(FX100),FX5246=\"\"),\"\",IF(ISERROR(LOOKUP(10^17,1*RIGHT(LEFT(FX5246,LEN(FX5246)-3),ROW($1:$80)))),0,IF(RIGHT(LEFT(FX5246,LEN(FX5246)-3),2)=\"--\",0,LOOKUP(10^17,1*RIGHT(LEFT(FX5246,LEN(FX5246)-3),ROW($1:$80))))))","v":""},{"$f":"IF(OR(ISBLANK(FY100),FY5246=\"\"),\"\",IF(ISERROR(LOOKUP(10^17,1*RIGHT(LEFT(FY5246,LEN(FY5246)-3),ROW($1:$80)))),0,IF(RIGHT(LEFT(FY5246,LEN(FY5246)-3),2)=\"--\",0,LOOKUP(10^17,1*RIGHT(LEFT(FY5246,LEN(FY5246)-3),ROW($1:$80))))))","v":""},{"$f":"IF(OR(ISBLANK(FZ100),FZ5246=\"\"),\"\",IF(ISERROR(LOOKUP(10^17,1*RIGHT(LEFT(FZ5246,LEN(FZ5246)-3),ROW($1:$80)))),0,IF(RIGHT(LEFT(FZ5246,LEN(FZ5246)-3),2)=\"--\",0,LOOKUP(10^17,1*RIGHT(LEFT(FZ5246,LEN(FZ5246)-3),ROW($1:$80))))))","v":""},{"$f":"IF(OR(ISBLANK(GA100),GA5246=\"\"),\"\",IF(ISERROR(LOOKUP(10^17,1*RIGHT(LEFT(GA5246,LEN(GA5246)-3),ROW($1:$80)))),0,IF(RIGHT(LEFT(GA5246,LEN(GA5246)-3),2)=\"--\",0,LOOKUP(10^17,1*RIGHT(LEFT(GA5246,LEN(GA5246)-3),ROW($1:$80))))))","v":""},{"$f":"IF(OR(ISBLANK(GB100),GB5246=\"\"),\"\",IF(ISERROR(LOOKUP(10^17,1*RIGHT(LEFT(GB5246,LEN(GB5246)-3),ROW($1:$80)))),0,IF(RIGHT(LEFT(GB5246,LEN(GB5246)-3),2)=\"--\",0,LOOKUP(10^17,1*RIGHT(LEFT(GB5246,LEN(GB5246)-3),ROW($1:$80))))))","v":""},{"$f":"IF(OR(ISBLANK(GC100),GC5246=\"\"),\"\",IF(ISERROR(LOOKUP(10^17,1*RIGHT(LEFT(GC5246,LEN(GC5246)-3),ROW($1:$80)))),0,IF(RIGHT(LEFT(GC5246,LEN(GC5246)-3),2)=\"--\",0,LOOKUP(10^17,1*RIGHT(LEFT(GC5246,LEN(GC5246)-3),ROW($1:$80))))))","v":""},{"$f":"IF(OR(ISBLANK(GD100),GD5246=\"\"),\"\",IF(ISERROR(LOOKUP(10^17,1*RIGHT(LEFT(GD5246,LEN(GD5246)-3),ROW($1:$80)))),0,IF(RIGHT(LEFT(GD5246,LEN(GD5246)-3),2)=\"--\",0,LOOKUP(10^17,1*RIGHT(LEFT(GD5246,LEN(GD5246)-3),ROW($1:$80))))))","v":""},{"$f":"IF(OR(ISBLANK(GE100),GE5246=\"\"),\"\",IF(ISERROR(LOOKUP(10^17,1*RIGHT(LEFT(GE5246,LEN(GE5246)-3),ROW($1:$80)))),0,IF(RIGHT(LEFT(GE5246,LEN(GE5246)-3),2)=\"--\",0,LOOKUP(10^17,1*RIGHT(LEFT(GE5246,LEN(GE5246)-3),ROW($1:$80))))))","v":""},{"$f":"IF(OR(ISBLANK(GF100),GF5246=\"\"),\"\",IF(ISERROR(LOOKUP(10^17,1*RIGHT(LEFT(GF5246,LEN(GF5246)-3),ROW($1:$80)))),0,IF(RIGHT(LEFT(GF5246,LEN(GF5246)-3),2)=\"--\",0,LOOKUP(10^17,1*RIGHT(LEFT(GF5246,LEN(GF5246)-3),ROW($1:$80))))))","v":""},{"$f":"IF(OR(ISBLANK(GG100),GG5246=\"\"),\"\",IF(ISERROR(LOOKUP(10^17,1*RIGHT(LEFT(GG5246,LEN(GG5246)-3),ROW($1:$80)))),0,IF(RIGHT(LEFT(GG5246,LEN(GG5246)-3),2)=\"--\",0,LOOKUP(10^17,1*RIGHT(LEFT(GG5246,LEN(GG5246)-3),ROW($1:$80))))))","v":""},{"$f":"IF(OR(ISBLANK(GH100),GH5246=\"\"),\"\",IF(ISERROR(LOOKUP(10^17,1*RIGHT(LEFT(GH5246,LEN(GH5246)-3),ROW($1:$80)))),0,IF(RIGHT(LEFT(GH5246,LEN(GH5246)-3),2)=\"--\",0,LOOKUP(10^17,1*RIGHT(LEFT(GH5246,LEN(GH5246)-3),ROW($1:$80))))))","v":""},{"$f":"IF(OR(ISBLANK(GI100),GI5246=\"\"),\"\",IF(ISERROR(LOOKUP(10^17,1*RIGHT(LEFT(GI5246,LEN(GI5246)-3),ROW($1:$80)))),0,IF(RIGHT(LEFT(GI5246,LEN(GI5246)-3),2)=\"--\",0,LOOKUP(10^17,1*RIGHT(LEFT(GI5246,LEN(GI5246)-3),ROW($1:$80))))))","v":""},{"$f":"IF(OR(ISBLANK(GJ100),GJ5246=\"\"),\"\",IF(ISERROR(LOOKUP(10^17,1*RIGHT(LEFT(GJ5246,LEN(GJ5246)-3),ROW($1:$80)))),0,IF(RIGHT(LEFT(GJ5246,LEN(GJ5246)-3),2)=\"--\",0,LOOKUP(10^17,1*RIGHT(LEFT(GJ5246,LEN(GJ5246)-3),ROW($1:$80))))))","v":""},{"$f":"IF(OR(ISBLANK(GK100),GK5246=\"\"),\"\",IF(ISERROR(LOOKUP(10^17,1*RIGHT(LEFT(GK5246,LEN(GK5246)-3),ROW($1:$80)))),0,IF(RIGHT(LEFT(GK5246,LEN(GK5246)-3),2)=\"--\",0,LOOKUP(10^17,1*RIGHT(LEFT(GK5246,LEN(GK5246)-3),ROW($1:$80))))))","v":""},{"$f":"IF(OR(ISBLANK(GL100),GL5246=\"\"),\"\",IF(ISERROR(LOOKUP(10^17,1*RIGHT(LEFT(GL5246,LEN(GL5246)-3),ROW($1:$80)))),0,IF(RIGHT(LEFT(GL5246,LEN(GL5246)-3),2)=\"--\",0,LOOKUP(10^17,1*RIGHT(LEFT(GL5246,LEN(GL5246)-3),ROW($1:$80))))))","v":""},{"$f":"IF(OR(ISBLANK(GM100),GM5246=\"\"),\"\",IF(ISERROR(LOOKUP(10^17,1*RIGHT(LEFT(GM5246,LEN(GM5246)-3),ROW($1:$80)))),0,IF(RIGHT(LEFT(GM5246,LEN(GM5246)-3),2)=\"--\",0,LOOKUP(10^17,1*RIGHT(LEFT(GM5246,LEN(GM5246)-3),ROW($1:$80))))))","v":""},{"$f":"IF(OR(ISBLANK(GN100),GN5246=\"\"),\"\",IF(ISERROR(LOOKUP(10^17,1*RIGHT(LEFT(GN5246,LEN(GN5246)-3),ROW($1:$80)))),0,IF(RIGHT(LEFT(GN5246,LEN(GN5246)-3),2)=\"--\",0,LOOKUP(10^17,1*RIGHT(LEFT(GN5246,LEN(GN5246)-3),ROW($1:$80))))))","v":""},{"$f":"IF(OR(ISBLANK(GO100),GO5246=\"\"),\"\",IF(ISERROR(LOOKUP(10^17,1*RIGHT(LEFT(GO5246,LEN(GO5246)-3),ROW($1:$80)))),0,IF(RIGHT(LEFT(GO5246,LEN(GO5246)-3),2)=\"--\",0,LOOKUP(10^17,1*RIGHT(LEFT(GO5246,LEN(GO5246)-3),ROW($1:$80))))))","v":""},{"$f":"IF(OR(ISBLANK(GP100),GP5246=\"\"),\"\",IF(ISERROR(LOOKUP(10^17,1*RIGHT(LEFT(GP5246,LEN(GP5246)-3),ROW($1:$80)))),0,IF(RIGHT(LEFT(GP5246,LEN(GP5246)-3),2)=\"--\",0,LOOKUP(10^17,1*RIGHT(LEFT(GP5246,LEN(GP5246)-3),ROW($1:$80))))))","v":""},{"$f":"IF(OR(ISBLANK(GQ100),GQ5246=\"\"),\"\",IF(ISERROR(LOOKUP(10^17,1*RIGHT(LEFT(GQ5246,LEN(GQ5246)-3),ROW($1:$80)))),0,IF(RIGHT(LEFT(GQ5246,LEN(GQ5246)-3),2)=\"--\",0,LOOKUP(10^17,1*RIGHT(LEFT(GQ5246,LEN(GQ5246)-3),ROW($1:$80))))))","v":""},{"$f":"IF(OR(ISBLANK(GR100),GR5246=\"\"),\"\",IF(ISERROR(LOOKUP(10^17,1*RIGHT(LEFT(GR5246,LEN(GR5246)-3),ROW($1:$80)))),0,IF(RIGHT(LEFT(GR5246,LEN(GR5246)-3),2)=\"--\",0,LOOKUP(10^17,1*RIGHT(LEFT(GR5246,LEN(GR5246)-3),ROW($1:$80))))))","v":""},{"$f":"IF(OR(ISBLANK(GS100),GS5246=\"\"),\"\",IF(ISERROR(LOOKUP(10^17,1*RIGHT(LEFT(GS5246,LEN(GS5246)-3),ROW($1:$80)))),0,IF(RIGHT(LEFT(GS5246,LEN(GS5246)-3),2)=\"--\",0,LOOKUP(10^17,1*RIGHT(LEFT(GS5246,LEN(GS5246)-3),ROW($1:$80))))))","v":""},{"$f":"IF(OR(ISBLANK(GT100),GT5246=\"\"),\"\",IF(ISERROR(LOOKUP(10^17,1*RIGHT(LEFT(GT5246,LEN(GT5246)-3),ROW($1:$80)))),0,IF(RIGHT(LEFT(GT5246,LEN(GT5246)-3),2)=\"--\",0,LOOKUP(10^17,1*RIGHT(LEFT(GT5246,LEN(GT5246)-3),ROW($1:$80))))))","v":""},{"$f":"IF(OR(ISBLANK(GU100),GU5246=\"\"),\"\",IF(ISERROR(LOOKUP(10^17,1*RIGHT(LEFT(GU5246,LEN(GU5246)-3),ROW($1:$80)))),0,IF(RIGHT(LEFT(GU5246,LEN(GU5246)-3),2)=\"--\",0,LOOKUP(10^17,1*RIGHT(LEFT(GU5246,LEN(GU5246)-3),ROW($1:$80))))))","v":""},{"$f":"IF(OR(ISBLANK(GV100),GV5246=\"\"),\"\",IF(ISERROR(LOOKUP(10^17,1*RIGHT(LEFT(GV5246,LEN(GV5246)-3),ROW($1:$80)))),0,IF(RIGHT(LEFT(GV5246,LEN(GV5246)-3),2)=\"--\",0,LOOKUP(10^17,1*RIGHT(LEFT(GV5246,LEN(GV5246)-3),ROW($1:$80))))))","v":""},{"$f":"IF(OR(ISBLANK(GW100),GW5246=\"\"),\"\",IF(ISERROR(LOOKUP(10^17,1*RIGHT(LEFT(GW5246,LEN(GW5246)-3),ROW($1:$80)))),0,IF(RIGHT(LEFT(GW5246,LEN(GW5246)-3),2)=\"--\",0,LOOKUP(10^17,1*RIGHT(LEFT(GW5246,LEN(GW5246)-3),ROW($1:$80))))))","v":""},{"$f":"IF(OR(ISBLANK(GX100),GX5246=\"\"),\"\",IF(ISERROR(LOOKUP(10^17,1*RIGHT(LEFT(GX5246,LEN(GX5246)-3),ROW($1:$80)))),0,IF(RIGHT(LEFT(GX5246,LEN(GX5246)-3),2)=\"--\",0,LOOKUP(10^17,1*RIGHT(LEFT(GX5246,LEN(GX5246)-3),ROW($1:$80))))))","v":""},{"$f":"IF(OR(ISBLANK(GY100),GY5246=\"\"),\"\",IF(ISERROR(LOOKUP(10^17,1*RIGHT(LEFT(GY5246,LEN(GY5246)-3),ROW($1:$80)))),0,IF(RIGHT(LEFT(GY5246,LEN(GY5246)-3),2)=\"--\",0,LOOKUP(10^17,1*RIGHT(LEFT(GY5246,LEN(GY5246)-3),ROW($1:$80))))))","v":""},{"$f":"IF(OR(ISBLANK(GZ100),GZ5246=\"\"),\"\",IF(ISERROR(LOOKUP(10^17,1*RIGHT(LEFT(GZ5246,LEN(GZ5246)-3),ROW($1:$80)))),0,IF(RIGHT(LEFT(GZ5246,LEN(GZ5246)-3),2)=\"--\",0,LOOKUP(10^17,1*RIGHT(LEFT(GZ5246,LEN(GZ5246)-3),ROW($1:$80))))))","v":""},{"$f":"IF(OR(ISBLANK(HA100),HA5246=\"\"),\"\",IF(ISERROR(LOOKUP(10^17,1*RIGHT(LEFT(HA5246,LEN(HA5246)-3),ROW($1:$80)))),0,IF(RIGHT(LEFT(HA5246,LEN(HA5246)-3),2)=\"--\",0,LOOKUP(10^17,1*RIGHT(LEFT(HA5246,LEN(HA5246)-3),ROW($1:$80))))))","v":""},{"$f":"IF(OR(ISBLANK(HB100),HB5246=\"\"),\"\",IF(ISERROR(LOOKUP(10^17,1*RIGHT(LEFT(HB5246,LEN(HB5246)-3),ROW($1:$80)))),0,IF(RIGHT(LEFT(HB5246,LEN(HB5246)-3),2)=\"--\",0,LOOKUP(10^17,1*RIGHT(LEFT(HB5246,LEN(HB5246)-3),ROW($1:$80))))))","v":""},{"$f":"IF(OR(ISBLANK(HC100),HC5246=\"\"),\"\",IF(ISERROR(LOOKUP(10^17,1*RIGHT(LEFT(HC5246,LEN(HC5246)-3),ROW($1:$80)))),0,IF(RIGHT(LEFT(HC5246,LEN(HC5246)-3),2)=\"--\",0,LOOKUP(10^17,1*RIGHT(LEFT(HC5246,LEN(HC5246)-3),ROW($1:$80))))))","v":""},{"$f":"IF(OR(ISBLANK(HD100),HD5246=\"\"),\"\",IF(ISERROR(LOOKUP(10^17,1*RIGHT(LEFT(HD5246,LEN(HD5246)-3),ROW($1:$80)))),0,IF(RIGHT(LEFT(HD5246,LEN(HD5246)-3),2)=\"--\",0,LOOKUP(10^17,1*RIGHT(LEFT(HD5246,LEN(HD5246)-3),ROW($1:$80))))))","v":""},{"$f":"IF(OR(ISBLANK(HE100),HE5246=\"\"),\"\",IF(ISERROR(LOOKUP(10^17,1*RIGHT(LEFT(HE5246,LEN(HE5246)-3),ROW($1:$80)))),0,IF(RIGHT(LEFT(HE5246,LEN(HE5246)-3),2)=\"--\",0,LOOKUP(10^17,1*RIGHT(LEFT(HE5246,LEN(HE5246)-3),ROW($1:$80))))))","v":""},{"$f":"IF(OR(ISBLANK(HF100),HF5246=\"\"),\"\",IF(ISERROR(LOOKUP(10^17,1*RIGHT(LEFT(HF5246,LEN(HF5246)-3),ROW($1:$80)))),0,IF(RIGHT(LEFT(HF5246,LEN(HF5246)-3),2)=\"--\",0,LOOKUP(10^17,1*RIGHT(LEFT(HF5246,LEN(HF5246)-3),ROW($1:$80))))))","v":""},{"$f":"IF(OR(ISBLANK(HG100),HG5246=\"\"),\"\",IF(ISERROR(LOOKUP(10^17,1*RIGHT(LEFT(HG5246,LEN(HG5246)-3),ROW($1:$80)))),0,IF(RIGHT(LEFT(HG5246,LEN(HG5246)-3),2)=\"--\",0,LOOKUP(10^17,1*RIGHT(LEFT(HG5246,LEN(HG5246)-3),ROW($1:$80))))))","v":""},{"$f":"IF(OR(ISBLANK(HH100),HH5246=\"\"),\"\",IF(ISERROR(LOOKUP(10^17,1*RIGHT(LEFT(HH5246,LEN(HH5246)-3),ROW($1:$80)))),0,IF(RIGHT(LEFT(HH5246,LEN(HH5246)-3),2)=\"--\",0,LOOKUP(10^17,1*RIGHT(LEFT(HH5246,LEN(HH5246)-3),ROW($1:$80))))))","v":""},{"$f":"IF(OR(ISBLANK(HI100),HI5246=\"\"),\"\",IF(ISERROR(LOOKUP(10^17,1*RIGHT(LEFT(HI5246,LEN(HI5246)-3),ROW($1:$80)))),0,IF(RIGHT(LEFT(HI5246,LEN(HI5246)-3),2)=\"--\",0,LOOKUP(10^17,1*RIGHT(LEFT(HI5246,LEN(HI5246)-3),ROW($1:$80))))))","v":""},{"$f":"IF(OR(ISBLANK(HJ100),HJ5246=\"\"),\"\",IF(ISERROR(LOOKUP(10^17,1*RIGHT(LEFT(HJ5246,LEN(HJ5246)-3),ROW($1:$80)))),0,IF(RIGHT(LEFT(HJ5246,LEN(HJ5246)-3),2)=\"--\",0,LOOKUP(10^17,1*RIGHT(LEFT(HJ5246,LEN(HJ5246)-3),ROW($1:$80))))))","v":""},{"$f":"IF(OR(ISBLANK(HK100),HK5246=\"\"),\"\",IF(ISERROR(LOOKUP(10^17,1*RIGHT(LEFT(HK5246,LEN(HK5246)-3),ROW($1:$80)))),0,IF(RIGHT(LEFT(HK5246,LEN(HK5246)-3),2)=\"--\",0,LOOKUP(10^17,1*RIGHT(LEFT(HK5246,LEN(HK5246)-3),ROW($1:$80))))))","v":""},{"$f":"IF(OR(ISBLANK(HL100),HL5246=\"\"),\"\",IF(ISERROR(LOOKUP(10^17,1*RIGHT(LEFT(HL5246,LEN(HL5246)-3),ROW($1:$80)))),0,IF(RIGHT(LEFT(HL5246,LEN(HL5246)-3),2)=\"--\",0,LOOKUP(10^17,1*RIGHT(LEFT(HL5246,LEN(HL5246)-3),ROW($1:$80))))))","v":""},{"$f":"IF(OR(ISBLANK(HM100),HM5246=\"\"),\"\",IF(ISERROR(LOOKUP(10^17,1*RIGHT(LEFT(HM5246,LEN(HM5246)-3),ROW($1:$80)))),0,IF(RIGHT(LEFT(HM5246,LEN(HM5246)-3),2)=\"--\",0,LOOKUP(10^17,1*RIGHT(LEFT(HM5246,LEN(HM5246)-3),ROW($1:$80))))))","v":""},{"$f":"IF(OR(ISBLANK(HN100),HN5246=\"\"),\"\",IF(ISERROR(LOOKUP(10^17,1*RIGHT(LEFT(HN5246,LEN(HN5246)-3),ROW($1:$80)))),0,IF(RIGHT(LEFT(HN5246,LEN(HN5246)-3),2)=\"--\",0,LOOKUP(10^17,1*RIGHT(LEFT(HN5246,LEN(HN5246)-3),ROW($1:$80))))))","v":""},{"$f":"IF(OR(ISBLANK(HO100),HO5246=\"\"),\"\",IF(ISERROR(LOOKUP(10^17,1*RIGHT(LEFT(HO5246,LEN(HO5246)-3),ROW($1:$80)))),0,IF(RIGHT(LEFT(HO5246,LEN(HO5246)-3),2)=\"--\",0,LOOKUP(10^17,1*RIGHT(LEFT(HO5246,LEN(HO5246)-3),ROW($1:$80))))))","v":""},{"$f":"IF(OR(ISBLANK(HP100),HP5246=\"\"),\"\",IF(ISERROR(LOOKUP(10^17,1*RIGHT(LEFT(HP5246,LEN(HP5246)-3),ROW($1:$80)))),0,IF(RIGHT(LEFT(HP5246,LEN(HP5246)-3),2)=\"--\",0,LOOKUP(10^17,1*RIGHT(LEFT(HP5246,LEN(HP5246)-3),ROW($1:$80))))))","v":""},{"$f":"IF(OR(ISBLANK(HQ100),HQ5246=\"\"),\"\",IF(ISERROR(LOOKUP(10^17,1*RIGHT(LEFT(HQ5246,LEN(HQ5246)-3),ROW($1:$80)))),0,IF(RIGHT(LEFT(HQ5246,LEN(HQ5246)-3),2)=\"--\",0,LOOKUP(10^17,1*RIGHT(LEFT(HQ5246,LEN(HQ5246)-3),ROW($1:$80))))))","v":""},{"$f":"IF(OR(ISBLANK(HR100),HR5246=\"\"),\"\",IF(ISERROR(LOOKUP(10^17,1*RIGHT(LEFT(HR5246,LEN(HR5246)-3),ROW($1:$80)))),0,IF(RIGHT(LEFT(HR5246,LEN(HR5246)-3),2)=\"--\",0,LOOKUP(10^17,1*RIGHT(LEFT(HR5246,LEN(HR5246)-3),ROW($1:$80))))))","v":""},{"$f":"IF(OR(ISBLANK(HS100),HS5246=\"\"),\"\",IF(ISERROR(LOOKUP(10^17,1*RIGHT(LEFT(HS5246,LEN(HS5246)-3),ROW($1:$80)))),0,IF(RIGHT(LEFT(HS5246,LEN(HS5246)-3),2)=\"--\",0,LOOKUP(10^17,1*RIGHT(LEFT(HS5246,LEN(HS5246)-3),ROW($1:$80))))))","v":""},{"$f":"IF(OR(ISBLANK(HT100),HT5246=\"\"),\"\",IF(ISERROR(LOOKUP(10^17,1*RIGHT(LEFT(HT5246,LEN(HT5246)-3),ROW($1:$80)))),0,IF(RIGHT(LEFT(HT5246,LEN(HT5246)-3),2)=\"--\",0,LOOKUP(10^17,1*RIGHT(LEFT(HT5246,LEN(HT5246)-3),ROW($1:$80))))))","v":""},{"$f":"IF(OR(ISBLANK(HU100),HU5246=\"\"),\"\",IF(ISERROR(LOOKUP(10^17,1*RIGHT(LEFT(HU5246,LEN(HU5246)-3),ROW($1:$80)))),0,IF(RIGHT(LEFT(HU5246,LEN(HU5246)-3),2)=\"--\",0,LOOKUP(10^17,1*RIGHT(LEFT(HU5246,LEN(HU5246)-3),ROW($1:$80))))))","v":""},{"$f":"IF(OR(ISBLANK(HV100),HV5246=\"\"),\"\",IF(ISERROR(LOOKUP(10^17,1*RIGHT(LEFT(HV5246,LEN(HV5246)-3),ROW($1:$80)))),0,IF(RIGHT(LEFT(HV5246,LEN(HV5246)-3),2)=\"--\",0,LOOKUP(10^17,1*RIGHT(LEFT(HV5246,LEN(HV5246)-3),ROW($1:$80))))))","v":""},{"$f":"IF(OR(ISBLANK(HW100),HW5246=\"\"),\"\",IF(ISERROR(LOOKUP(10^17,1*RIGHT(LEFT(HW5246,LEN(HW5246)-3),ROW($1:$80)))),0,IF(RIGHT(LEFT(HW5246,LEN(HW5246)-3),2)=\"--\",0,LOOKUP(10^17,1*RIGHT(LEFT(HW5246,LEN(HW5246)-3),ROW($1:$80))))))","v":""},{"$f":"IF(OR(ISBLANK(HX100),HX5246=\"\"),\"\",IF(ISERROR(LOOKUP(10^17,1*RIGHT(LEFT(HX5246,LEN(HX5246)-3),ROW($1:$80)))),0,IF(RIGHT(LEFT(HX5246,LEN(HX5246)-3),2)=\"--\",0,LOOKUP(10^17,1*RIGHT(LEFT(HX5246,LEN(HX5246)-3),ROW($1:$80))))))","v":""},{"$f":"IF(OR(ISBLANK(HY100),HY5246=\"\"),\"\",IF(ISERROR(LOOKUP(10^17,1*RIGHT(LEFT(HY5246,LEN(HY5246)-3),ROW($1:$80)))),0,IF(RIGHT(LEFT(HY5246,LEN(HY5246)-3),2)=\"--\",0,LOOKUP(10^17,1*RIGHT(LEFT(HY5246,LEN(HY5246)-3),ROW($1:$80))))))","v":""},{"$f":"IF(OR(ISBLANK(HZ100),HZ5246=\"\"),\"\",IF(ISERROR(LOOKUP(10^17,1*RIGHT(LEFT(HZ5246,LEN(HZ5246)-3),ROW($1:$80)))),0,IF(RIGHT(LEFT(HZ5246,LEN(HZ5246)-3),2)=\"--\",0,LOOKUP(10^17,1*RIGHT(LEFT(HZ5246,LEN(HZ5246)-3),ROW($1:$80))))))","v":""},{"$f":"IF(OR(ISBLANK(IA100),IA5246=\"\"),\"\",IF(ISERROR(LOOKUP(10^17,1*RIGHT(LEFT(IA5246,LEN(IA5246)-3),ROW($1:$80)))),0,IF(RIGHT(LEFT(IA5246,LEN(IA5246)-3),2)=\"--\",0,LOOKUP(10^17,1*RIGHT(LEFT(IA5246,LEN(IA5246)-3),ROW($1:$80))))))","v":""},{"$f":"IF(OR(ISBLANK(IB100),IB5246=\"\"),\"\",IF(ISERROR(LOOKUP(10^17,1*RIGHT(LEFT(IB5246,LEN(IB5246)-3),ROW($1:$80)))),0,IF(RIGHT(LEFT(IB5246,LEN(IB5246)-3),2)=\"--\",0,LOOKUP(10^17,1*RIGHT(LEFT(IB5246,LEN(IB5246)-3),ROW($1:$80))))))","v":""},{"$f":"IF(OR(ISBLANK(IC100),IC5246=\"\"),\"\",IF(ISERROR(LOOKUP(10^17,1*RIGHT(LEFT(IC5246,LEN(IC5246)-3),ROW($1:$80)))),0,IF(RIGHT(LEFT(IC5246,LEN(IC5246)-3),2)=\"--\",0,LOOKUP(10^17,1*RIGHT(LEFT(IC5246,LEN(IC5246)-3),ROW($1:$80))))))","v":""},{"$f":"IF(OR(ISBLANK(ID100),ID5246=\"\"),\"\",IF(ISERROR(LOOKUP(10^17,1*RIGHT(LEFT(ID5246,LEN(ID5246)-3),ROW($1:$80)))),0,IF(RIGHT(LEFT(ID5246,LEN(ID5246)-3),2)=\"--\",0,LOOKUP(10^17,1*RIGHT(LEFT(ID5246,LEN(ID5246)-3),ROW($1:$80))))))","v":""},{"$f":"IF(OR(ISBLANK(IE100),IE5246=\"\"),\"\",IF(ISERROR(LOOKUP(10^17,1*RIGHT(LEFT(IE5246,LEN(IE5246)-3),ROW($1:$80)))),0,IF(RIGHT(LEFT(IE5246,LEN(IE5246)-3),2)=\"--\",0,LOOKUP(10^17,1*RIGHT(LEFT(IE5246,LEN(IE5246)-3),ROW($1:$80))))))","v":""},{"$f":"IF(OR(ISBLANK(IF100),IF5246=\"\"),\"\",IF(ISERROR(LOOKUP(10^17,1*RIGHT(LEFT(IF5246,LEN(IF5246)-3),ROW($1:$80)))),0,IF(RIGHT(LEFT(IF5246,LEN(IF5246)-3),2)=\"--\",0,LOOKUP(10^17,1*RIGHT(LEFT(IF5246,LEN(IF5246)-3),ROW($1:$80))))))","v":""},{"$f":"IF(OR(ISBLANK(IG100),IG5246=\"\"),\"\",IF(ISERROR(LOOKUP(10^17,1*RIGHT(LEFT(IG5246,LEN(IG5246)-3),ROW($1:$80)))),0,IF(RIGHT(LEFT(IG5246,LEN(IG5246)-3),2)=\"--\",0,LOOKUP(10^17,1*RIGHT(LEFT(IG5246,LEN(IG5246)-3),ROW($1:$80))))))","v":""},{"$f":"IF(OR(ISBLANK(IH100),IH5246=\"\"),\"\",IF(ISERROR(LOOKUP(10^17,1*RIGHT(LEFT(IH5246,LEN(IH5246)-3),ROW($1:$80)))),0,IF(RIGHT(LEFT(IH5246,LEN(IH5246)-3),2)=\"--\",0,LOOKUP(10^17,1*RIGHT(LEFT(IH5246,LEN(IH5246)-3),ROW($1:$80))))))","v":""},{"$f":"IF(OR(ISBLANK(II100),II5246=\"\"),\"\",IF(ISERROR(LOOKUP(10^17,1*RIGHT(LEFT(II5246,LEN(II5246)-3),ROW($1:$80)))),0,IF(RIGHT(LEFT(II5246,LEN(II5246)-3),2)=\"--\",0,LOOKUP(10^17,1*RIGHT(LEFT(II5246,LEN(II5246)-3),ROW($1:$80))))))","v":""},{"$f":"IF(OR(ISBLANK(IJ100),IJ5246=\"\"),\"\",IF(ISERROR(LOOKUP(10^17,1*RIGHT(LEFT(IJ5246,LEN(IJ5246)-3),ROW($1:$80)))),0,IF(RIGHT(LEFT(IJ5246,LEN(IJ5246)-3),2)=\"--\",0,LOOKUP(10^17,1*RIGHT(LEFT(IJ5246,LEN(IJ5246)-3),ROW($1:$80))))))","v":""},{"$f":"IF(OR(ISBLANK(IK100),IK5246=\"\"),\"\",IF(ISERROR(LOOKUP(10^17,1*RIGHT(LEFT(IK5246,LEN(IK5246)-3),ROW($1:$80)))),0,IF(RIGHT(LEFT(IK5246,LEN(IK5246)-3),2)=\"--\",0,LOOKUP(10^17,1*RIGHT(LEFT(IK5246,LEN(IK5246)-3),ROW($1:$80))))))","v":""},{"$f":"IF(OR(ISBLANK(IL100),IL5246=\"\"),\"\",IF(ISERROR(LOOKUP(10^17,1*RIGHT(LEFT(IL5246,LEN(IL5246)-3),ROW($1:$80)))),0,IF(RIGHT(LEFT(IL5246,LEN(IL5246)-3),2)=\"--\",0,LOOKUP(10^17,1*RIGHT(LEFT(IL5246,LEN(IL5246)-3),ROW($1:$80))))))","v":""},{"$f":"IF(OR(ISBLANK(IM100),IM5246=\"\"),\"\",IF(ISERROR(LOOKUP(10^17,1*RIGHT(LEFT(IM5246,LEN(IM5246)-3),ROW($1:$80)))),0,IF(RIGHT(LEFT(IM5246,LEN(IM5246)-3),2)=\"--\",0,LOOKUP(10^17,1*RIGHT(LEFT(IM5246,LEN(IM5246)-3),ROW($1:$80))))))","v":""},{"$f":"IF(OR(ISBLANK(IN100),IN5246=\"\"),\"\",IF(ISERROR(LOOKUP(10^17,1*RIGHT(LEFT(IN5246,LEN(IN5246)-3),ROW($1:$80)))),0,IF(RIGHT(LEFT(IN5246,LEN(IN5246)-3),2)=\"--\",0,LOOKUP(10^17,1*RIGHT(LEFT(IN5246,LEN(IN5246)-3),ROW($1:$80))))))","v":""},{"$f":"IF(OR(ISBLANK(IO100),IO5246=\"\"),\"\",IF(ISERROR(LOOKUP(10^17,1*RIGHT(LEFT(IO5246,LEN(IO5246)-3),ROW($1:$80)))),0,IF(RIGHT(LEFT(IO5246,LEN(IO5246)-3),2)=\"--\",0,LOOKUP(10^17,1*RIGHT(LEFT(IO5246,LEN(IO5246)-3),ROW($1:$80))))))","v":""},{"$f":"IF(OR(ISBLANK(IP100),IP5246=\"\"),\"\",IF(ISERROR(LOOKUP(10^17,1*RIGHT(LEFT(IP5246,LEN(IP5246)-3),ROW($1:$80)))),0,IF(RIGHT(LEFT(IP5246,LEN(IP5246)-3),2)=\"--\",0,LOOKUP(10^17,1*RIGHT(LEFT(IP5246,LEN(IP5246)-3),ROW($1:$80))))))","v":""},{"$f":"IF(OR(ISBLANK(IQ100),IQ5246=\"\"),\"\",IF(ISERROR(LOOKUP(10^17,1*RIGHT(LEFT(IQ5246,LEN(IQ5246)-3),ROW($1:$80)))),0,IF(RIGHT(LEFT(IQ5246,LEN(IQ5246)-3),2)=\"--\",0,LOOKUP(10^17,1*RIGHT(LEFT(IQ5246,LEN(IQ5246)-3),ROW($1:$80))))))","v":""},{"$f":"IF(OR(ISBLANK(IR100),IR5246=\"\"),\"\",IF(ISERROR(LOOKUP(10^17,1*RIGHT(LEFT(IR5246,LEN(IR5246)-3),ROW($1:$80)))),0,IF(RIGHT(LEFT(IR5246,LEN(IR5246)-3),2)=\"--\",0,LOOKUP(10^17,1*RIGHT(LEFT(IR5246,LEN(IR5246)-3),ROW($1:$80))))))","v":""},{"$f":"IF(OR(ISBLANK(IS100),IS5246=\"\"),\"\",IF(ISERROR(LOOKUP(10^17,1*RIGHT(LEFT(IS5246,LEN(IS5246)-3),ROW($1:$80)))),0,IF(RIGHT(LEFT(IS5246,LEN(IS5246)-3),2)=\"--\",0,LOOKUP(10^17,1*RIGHT(LEFT(IS5246,LEN(IS5246)-3),ROW($1:$80))))))","v":""},{"$f":"IF(OR(ISBLANK(IT100),IT5246=\"\"),\"\",IF(ISERROR(LOOKUP(10^17,1*RIGHT(LEFT(IT5246,LEN(IT5246)-3),ROW($1:$80)))),0,IF(RIGHT(LEFT(IT5246,LEN(IT5246)-3),2)=\"--\",0,LOOKUP(10^17,1*RIGHT(LEFT(IT5246,LEN(IT5246)-3),ROW($1:$80))))))","v":""},{"$f":"IF(OR(ISBLANK(IU100),IU5246=\"\"),\"\",IF(ISERROR(LOOKUP(10^17,1*RIGHT(LEFT(IU5246,LEN(IU5246)-3),ROW($1:$80)))),0,IF(RIGHT(LEFT(IU5246,LEN(IU5246)-3),2)=\"--\",0,LOOKUP(10^17,1*RIGHT(LEFT(IU5246,LEN(IU5246)-3),ROW($1:$80))))))","v":""},{"$f":"IF(OR(ISBLANK(IV100),IV5246=\"\"),\"\",IF(ISERROR(LOOKUP(10^17,1*RIGHT(LEFT(IV5246,LEN(IV5246)-3),ROW($1:$80)))),0,IF(RIGHT(LEFT(IV5246,LEN(IV5246)-3),2)=\"--\",0,LOOKUP(10^17,1*RIGHT(LEFT(IV5246,LEN(IV5246)-3),ROW($1:$80))))))","v":""},{"$f":"IF(OR(ISBLANK(IW100),IW5246=\"\"),\"\",IF(ISERROR(LOOKUP(10^17,1*RIGHT(LEFT(IW5246,LEN(IW5246)-3),ROW($1:$80)))),0,IF(RIGHT(LEFT(IW5246,LEN(IW5246)-3),2)=\"--\",0,LOOKUP(10^17,1*RIGHT(LEFT(IW5246,LEN(IW5246)-3),ROW($1:$80))))))","v":""},{"$f":"IF(OR(ISBLANK(IX100),IX5246=\"\"),\"\",IF(ISERROR(LOOKUP(10^17,1*RIGHT(LEFT(IX5246,LEN(IX5246)-3),ROW($1:$80)))),0,IF(RIGHT(LEFT(IX5246,LEN(IX5246)-3),2)=\"--\",0,LOOKUP(10^17,1*RIGHT(LEFT(IX5246,LEN(IX5246)-3),ROW($1:$80))))))","v":""},{"$f":"IF(OR(ISBLANK(IY100),IY5246=\"\"),\"\",IF(ISERROR(LOOKUP(10^17,1*RIGHT(LEFT(IY5246,LEN(IY5246)-3),ROW($1:$80)))),0,IF(RIGHT(LEFT(IY5246,LEN(IY5246)-3),2)=\"--\",0,LOOKUP(10^17,1*RIGHT(LEFT(IY5246,LEN(IY5246)-3),ROW($1:$80))))))","v":""},{"$f":"IF(OR(ISBLANK(IZ100),IZ5246=\"\"),\"\",IF(ISERROR(LOOKUP(10^17,1*RIGHT(LEFT(IZ5246,LEN(IZ5246)-3),ROW($1:$80)))),0,IF(RIGHT(LEFT(IZ5246,LEN(IZ5246)-3),2)=\"--\",0,LOOKUP(10^17,1*RIGHT(LEFT(IZ5246,LEN(IZ5246)-3),ROW($1:$80))))))","v":""},{"$f":"IF(OR(ISBLANK(JA100),JA5246=\"\"),\"\",IF(ISERROR(LOOKUP(10^17,1*RIGHT(LEFT(JA5246,LEN(JA5246)-3),ROW($1:$80)))),0,IF(RIGHT(LEFT(JA5246,LEN(JA5246)-3),2)=\"--\",0,LOOKUP(10^17,1*RIGHT(LEFT(JA5246,LEN(JA5246)-3),ROW($1:$80))))))","v":""},{"$f":"IF(OR(ISBLANK(JB100),JB5246=\"\"),\"\",IF(ISERROR(LOOKUP(10^17,1*RIGHT(LEFT(JB5246,LEN(JB5246)-3),ROW($1:$80)))),0,IF(RIGHT(LEFT(JB5246,LEN(JB5246)-3),2)=\"--\",0,LOOKUP(10^17,1*RIGHT(LEFT(JB5246,LEN(JB5246)-3),ROW($1:$80))))))","v":""},{"$f":"IF(OR(ISBLANK(JC100),JC5246=\"\"),\"\",IF(ISERROR(LOOKUP(10^17,1*RIGHT(LEFT(JC5246,LEN(JC5246)-3),ROW($1:$80)))),0,IF(RIGHT(LEFT(JC5246,LEN(JC5246)-3),2)=\"--\",0,LOOKUP(10^17,1*RIGHT(LEFT(JC5246,LEN(JC5246)-3),ROW($1:$80))))))","v":""},{"$f":"IF(OR(ISBLANK(JD100),JD5246=\"\"),\"\",IF(ISERROR(LOOKUP(10^17,1*RIGHT(LEFT(JD5246,LEN(JD5246)-3),ROW($1:$80)))),0,IF(RIGHT(LEFT(JD5246,LEN(JD5246)-3),2)=\"--\",0,LOOKUP(10^17,1*RIGHT(LEFT(JD5246,LEN(JD5246)-3),ROW($1:$80))))))","v":""},{"$f":"IF(OR(ISBLANK(JE100),JE5246=\"\"),\"\",IF(ISERROR(LOOKUP(10^17,1*RIGHT(LEFT(JE5246,LEN(JE5246)-3),ROW($1:$80)))),0,IF(RIGHT(LEFT(JE5246,LEN(JE5246)-3),2)=\"--\",0,LOOKUP(10^17,1*RIGHT(LEFT(JE5246,LEN(JE5246)-3),ROW($1:$80))))))","v":""},{"$f":"IF(OR(ISBLANK(JF100),JF5246=\"\"),\"\",IF(ISERROR(LOOKUP(10^17,1*RIGHT(LEFT(JF5246,LEN(JF5246)-3),ROW($1:$80)))),0,IF(RIGHT(LEFT(JF5246,LEN(JF5246)-3),2)=\"--\",0,LOOKUP(10^17,1*RIGHT(LEFT(JF5246,LEN(JF5246)-3),ROW($1:$80))))))","v":""},{"$f":"IF(OR(ISBLANK(JG100),JG5246=\"\"),\"\",IF(ISERROR(LOOKUP(10^17,1*RIGHT(LEFT(JG5246,LEN(JG5246)-3),ROW($1:$80)))),0,IF(RIGHT(LEFT(JG5246,LEN(JG5246)-3),2)=\"--\",0,LOOKUP(10^17,1*RIGHT(LEFT(JG5246,LEN(JG5246)-3),ROW($1:$80))))))","v":""},{"$f":"IF(OR(ISBLANK(JH100),JH5246=\"\"),\"\",IF(ISERROR(LOOKUP(10^17,1*RIGHT(LEFT(JH5246,LEN(JH5246)-3),ROW($1:$80)))),0,IF(RIGHT(LEFT(JH5246,LEN(JH5246)-3),2)=\"--\",0,LOOKUP(10^17,1*RIGHT(LEFT(JH5246,LEN(JH5246)-3),ROW($1:$80))))))","v":""},{"$f":"IF(OR(ISBLANK(JI100),JI5246=\"\"),\"\",IF(ISERROR(LOOKUP(10^17,1*RIGHT(LEFT(JI5246,LEN(JI5246)-3),ROW($1:$80)))),0,IF(RIGHT(LEFT(JI5246,LEN(JI5246)-3),2)=\"--\",0,LOOKUP(10^17,1*RIGHT(LEFT(JI5246,LEN(JI5246)-3),ROW($1:$80))))))","v":""},{"$f":"IF(OR(ISBLANK(JJ100),JJ5246=\"\"),\"\",IF(ISERROR(LOOKUP(10^17,1*RIGHT(LEFT(JJ5246,LEN(JJ5246)-3),ROW($1:$80)))),0,IF(RIGHT(LEFT(JJ5246,LEN(JJ5246)-3),2)=\"--\",0,LOOKUP(10^17,1*RIGHT(LEFT(JJ5246,LEN(JJ5246)-3),ROW($1:$80))))))","v":""},{"$f":"IF(OR(ISBLANK(JK100),JK5246=\"\"),\"\",IF(ISERROR(LOOKUP(10^17,1*RIGHT(LEFT(JK5246,LEN(JK5246)-3),ROW($1:$80)))),0,IF(RIGHT(LEFT(JK5246,LEN(JK5246)-3),2)=\"--\",0,LOOKUP(10^17,1*RIGHT(LEFT(JK5246,LEN(JK5246)-3),ROW($1:$80))))))","v":""},{"$f":"IF(OR(ISBLANK(JL100),JL5246=\"\"),\"\",IF(ISERROR(LOOKUP(10^17,1*RIGHT(LEFT(JL5246,LEN(JL5246)-3),ROW($1:$80)))),0,IF(RIGHT(LEFT(JL5246,LEN(JL5246)-3),2)=\"--\",0,LOOKUP(10^17,1*RIGHT(LEFT(JL5246,LEN(JL5246)-3),ROW($1:$80))))))","v":""},{"$f":"IF(OR(ISBLANK(JM100),JM5246=\"\"),\"\",IF(ISERROR(LOOKUP(10^17,1*RIGHT(LEFT(JM5246,LEN(JM5246)-3),ROW($1:$80)))),0,IF(RIGHT(LEFT(JM5246,LEN(JM5246)-3),2)=\"--\",0,LOOKUP(10^17,1*RIGHT(LEFT(JM5246,LEN(JM5246)-3),ROW($1:$80))))))","v":""},{"$f":"IF(OR(ISBLANK(JN100),JN5246=\"\"),\"\",IF(ISERROR(LOOKUP(10^17,1*RIGHT(LEFT(JN5246,LEN(JN5246)-3),ROW($1:$80)))),0,IF(RIGHT(LEFT(JN5246,LEN(JN5246)-3),2)=\"--\",0,LOOKUP(10^17,1*RIGHT(LEFT(JN5246,LEN(JN5246)-3),ROW($1:$80))))))","v":""},{"$f":"IF(OR(ISBLANK(JO100),JO5246=\"\"),\"\",IF(ISERROR(LOOKUP(10^17,1*RIGHT(LEFT(JO5246,LEN(JO5246)-3),ROW($1:$80)))),0,IF(RIGHT(LEFT(JO5246,LEN(JO5246)-3),2)=\"--\",0,LOOKUP(10^17,1*RIGHT(LEFT(JO5246,LEN(JO5246)-3),ROW($1:$80))))))","v":""},{"$f":"IF(OR(ISBLANK(JP100),JP5246=\"\"),\"\",IF(ISERROR(LOOKUP(10^17,1*RIGHT(LEFT(JP5246,LEN(JP5246)-3),ROW($1:$80)))),0,IF(RIGHT(LEFT(JP5246,LEN(JP5246)-3),2)=\"--\",0,LOOKUP(10^17,1*RIGHT(LEFT(JP5246,LEN(JP5246)-3),ROW($1:$80))))))","v":""},{"$f":"IF(OR(ISBLANK(JQ100),JQ5246=\"\"),\"\",IF(ISERROR(LOOKUP(10^17,1*RIGHT(LEFT(JQ5246,LEN(JQ5246)-3),ROW($1:$80)))),0,IF(RIGHT(LEFT(JQ5246,LEN(JQ5246)-3),2)=\"--\",0,LOOKUP(10^17,1*RIGHT(LEFT(JQ5246,LEN(JQ5246)-3),ROW($1:$80))))))","v":""},{"$f":"IF(OR(ISBLANK(JR100),JR5246=\"\"),\"\",IF(ISERROR(LOOKUP(10^17,1*RIGHT(LEFT(JR5246,LEN(JR5246)-3),ROW($1:$80)))),0,IF(RIGHT(LEFT(JR5246,LEN(JR5246)-3),2)=\"--\",0,LOOKUP(10^17,1*RIGHT(LEFT(JR5246,LEN(JR5246)-3),ROW($1:$80))))))","v":""},{"$f":"IF(OR(ISBLANK(JS100),JS5246=\"\"),\"\",IF(ISERROR(LOOKUP(10^17,1*RIGHT(LEFT(JS5246,LEN(JS5246)-3),ROW($1:$80)))),0,IF(RIGHT(LEFT(JS5246,LEN(JS5246)-3),2)=\"--\",0,LOOKUP(10^17,1*RIGHT(LEFT(JS5246,LEN(JS5246)-3),ROW($1:$80))))))","v":""},{"$f":"IF(OR(ISBLANK(JT100),JT5246=\"\"),\"\",IF(ISERROR(LOOKUP(10^17,1*RIGHT(LEFT(JT5246,LEN(JT5246)-3),ROW($1:$80)))),0,IF(RIGHT(LEFT(JT5246,LEN(JT5246)-3),2)=\"--\",0,LOOKUP(10^17,1*RIGHT(LEFT(JT5246,LEN(JT5246)-3),ROW($1:$80))))))","v":""},{"$f":"IF(OR(ISBLANK(JU100),JU5246=\"\"),\"\",IF(ISERROR(LOOKUP(10^17,1*RIGHT(LEFT(JU5246,LEN(JU5246)-3),ROW($1:$80)))),0,IF(RIGHT(LEFT(JU5246,LEN(JU5246)-3),2)=\"--\",0,LOOKUP(10^17,1*RIGHT(LEFT(JU5246,LEN(JU5246)-3),ROW($1:$80))))))","v":""},{"$f":"IF(OR(ISBLANK(JV100),JV5246=\"\"),\"\",IF(ISERROR(LOOKUP(10^17,1*RIGHT(LEFT(JV5246,LEN(JV5246)-3),ROW($1:$80)))),0,IF(RIGHT(LEFT(JV5246,LEN(JV5246)-3),2)=\"--\",0,LOOKUP(10^17,1*RIGHT(LEFT(JV5246,LEN(JV5246)-3),ROW($1:$80))))))","v":""},{"$f":"IF(OR(ISBLANK(JW100),JW5246=\"\"),\"\",IF(ISERROR(LOOKUP(10^17,1*RIGHT(LEFT(JW5246,LEN(JW5246)-3),ROW($1:$80)))),0,IF(RIGHT(LEFT(JW5246,LEN(JW5246)-3),2)=\"--\",0,LOOKUP(10^17,1*RIGHT(LEFT(JW5246,LEN(JW5246)-3),ROW($1:$80))))))","v":""},{"$f":"IF(OR(ISBLANK(JX100),JX5246=\"\"),\"\",IF(ISERROR(LOOKUP(10^17,1*RIGHT(LEFT(JX5246,LEN(JX5246)-3),ROW($1:$80)))),0,IF(RIGHT(LEFT(JX5246,LEN(JX5246)-3),2)=\"--\",0,LOOKUP(10^17,1*RIGHT(LEFT(JX5246,LEN(JX5246)-3),ROW($1:$80))))))","v":""},{"$f":"IF(OR(ISBLANK(JY100),JY5246=\"\"),\"\",IF(ISERROR(LOOKUP(10^17,1*RIGHT(LEFT(JY5246,LEN(JY5246)-3),ROW($1:$80)))),0,IF(RIGHT(LEFT(JY5246,LEN(JY5246)-3),2)=\"--\",0,LOOKUP(10^17,1*RIGHT(LEFT(JY5246,LEN(JY5246)-3),ROW($1:$80))))))","v":""},{"$f":"IF(OR(ISBLANK(JZ100),JZ5246=\"\"),\"\",IF(ISERROR(LOOKUP(10^17,1*RIGHT(LEFT(JZ5246,LEN(JZ5246)-3),ROW($1:$80)))),0,IF(RIGHT(LEFT(JZ5246,LEN(JZ5246)-3),2)=\"--\",0,LOOKUP(10^17,1*RIGHT(LEFT(JZ5246,LEN(JZ5246)-3),ROW($1:$80))))))","v":""},{"$f":"IF(OR(ISBLANK(KA100),KA5246=\"\"),\"\",IF(ISERROR(LOOKUP(10^17,1*RIGHT(LEFT(KA5246,LEN(KA5246)-3),ROW($1:$80)))),0,IF(RIGHT(LEFT(KA5246,LEN(KA5246)-3),2)=\"--\",0,LOOKUP(10^17,1*RIGHT(LEFT(KA5246,LEN(KA5246)-3),ROW($1:$80))))))","v":""},{"$f":"IF(OR(ISBLANK(KB100),KB5246=\"\"),\"\",IF(ISERROR(LOOKUP(10^17,1*RIGHT(LEFT(KB5246,LEN(KB5246)-3),ROW($1:$80)))),0,IF(RIGHT(LEFT(KB5246,LEN(KB5246)-3),2)=\"--\",0,LOOKUP(10^17,1*RIGHT(LEFT(KB5246,LEN(KB5246)-3),ROW($1:$80))))))","v":""},{"$f":"IF(OR(ISBLANK(KC100),KC5246=\"\"),\"\",IF(ISERROR(LOOKUP(10^17,1*RIGHT(LEFT(KC5246,LEN(KC5246)-3),ROW($1:$80)))),0,IF(RIGHT(LEFT(KC5246,LEN(KC5246)-3),2)=\"--\",0,LOOKUP(10^17,1*RIGHT(LEFT(KC5246,LEN(KC5246)-3),ROW($1:$80))))))","v":""},{"$f":"IF(OR(ISBLANK(KD100),KD5246=\"\"),\"\",IF(ISERROR(LOOKUP(10^17,1*RIGHT(LEFT(KD5246,LEN(KD5246)-3),ROW($1:$80)))),0,IF(RIGHT(LEFT(KD5246,LEN(KD5246)-3),2)=\"--\",0,LOOKUP(10^17,1*RIGHT(LEFT(KD5246,LEN(KD5246)-3),ROW($1:$80))))))","v":""},{"$f":"IF(OR(ISBLANK(KE100),KE5246=\"\"),\"\",IF(ISERROR(LOOKUP(10^17,1*RIGHT(LEFT(KE5246,LEN(KE5246)-3),ROW($1:$80)))),0,IF(RIGHT(LEFT(KE5246,LEN(KE5246)-3),2)=\"--\",0,LOOKUP(10^17,1*RIGHT(LEFT(KE5246,LEN(KE5246)-3),ROW($1:$80))))))","v":""},{"$f":"IF(OR(ISBLANK(KF100),KF5246=\"\"),\"\",IF(ISERROR(LOOKUP(10^17,1*RIGHT(LEFT(KF5246,LEN(KF5246)-3),ROW($1:$80)))),0,IF(RIGHT(LEFT(KF5246,LEN(KF5246)-3),2)=\"--\",0,LOOKUP(10^17,1*RIGHT(LEFT(KF5246,LEN(KF5246)-3),ROW($1:$80))))))","v":""},{"$f":"IF(OR(ISBLANK(KG100),KG5246=\"\"),\"\",IF(ISERROR(LOOKUP(10^17,1*RIGHT(LEFT(KG5246,LEN(KG5246)-3),ROW($1:$80)))),0,IF(RIGHT(LEFT(KG5246,LEN(KG5246)-3),2)=\"--\",0,LOOKUP(10^17,1*RIGHT(LEFT(KG5246,LEN(KG5246)-3),ROW($1:$80))))))","v":""},{"$f":"IF(OR(ISBLANK(KH100),KH5246=\"\"),\"\",IF(ISERROR(LOOKUP(10^17,1*RIGHT(LEFT(KH5246,LEN(KH5246)-3),ROW($1:$80)))),0,IF(RIGHT(LEFT(KH5246,LEN(KH5246)-3),2)=\"--\",0,LOOKUP(10^17,1*RIGHT(LEFT(KH5246,LEN(KH5246)-3),ROW($1:$80))))))","v":""},{"$f":"IF(OR(ISBLANK(KI100),KI5246=\"\"),\"\",IF(ISERROR(LOOKUP(10^17,1*RIGHT(LEFT(KI5246,LEN(KI5246)-3),ROW($1:$80)))),0,IF(RIGHT(LEFT(KI5246,LEN(KI5246)-3),2)=\"--\",0,LOOKUP(10^17,1*RIGHT(LEFT(KI5246,LEN(KI5246)-3),ROW($1:$80))))))","v":""},{"$f":"IF(OR(ISBLANK(KJ100),KJ5246=\"\"),\"\",IF(ISERROR(LOOKUP(10^17,1*RIGHT(LEFT(KJ5246,LEN(KJ5246)-3),ROW($1:$80)))),0,IF(RIGHT(LEFT(KJ5246,LEN(KJ5246)-3),2)=\"--\",0,LOOKUP(10^17,1*RIGHT(LEFT(KJ5246,LEN(KJ5246)-3),ROW($1:$80))))))","v":""},{"$f":"IF(OR(ISBLANK(KK100),KK5246=\"\"),\"\",IF(ISERROR(LOOKUP(10^17,1*RIGHT(LEFT(KK5246,LEN(KK5246)-3),ROW($1:$80)))),0,IF(RIGHT(LEFT(KK5246,LEN(KK5246)-3),2)=\"--\",0,LOOKUP(10^17,1*RIGHT(LEFT(KK5246,LEN(KK5246)-3),ROW($1:$80))))))","v":""},{"$f":"IF(OR(ISBLANK(KL100),KL5246=\"\"),\"\",IF(ISERROR(LOOKUP(10^17,1*RIGHT(LEFT(KL5246,LEN(KL5246)-3),ROW($1:$80)))),0,IF(RIGHT(LEFT(KL5246,LEN(KL5246)-3),2)=\"--\",0,LOOKUP(10^17,1*RIGHT(LEFT(KL5246,LEN(KL5246)-3),ROW($1:$80))))))","v":""},{"$f":"IF(OR(ISBLANK(KM100),KM5246=\"\"),\"\",IF(ISERROR(LOOKUP(10^17,1*RIGHT(LEFT(KM5246,LEN(KM5246)-3),ROW($1:$80)))),0,IF(RIGHT(LEFT(KM5246,LEN(KM5246)-3),2)=\"--\",0,LOOKUP(10^17,1*RIGHT(LEFT(KM5246,LEN(KM5246)-3),ROW($1:$80))))))","v":""},{"$f":"IF(OR(ISBLANK(KN100),KN5246=\"\"),\"\",IF(ISERROR(LOOKUP(10^17,1*RIGHT(LEFT(KN5246,LEN(KN5246)-3),ROW($1:$80)))),0,IF(RIGHT(LEFT(KN5246,LEN(KN5246)-3),2)=\"--\",0,LOOKUP(10^17,1*RIGHT(LEFT(KN5246,LEN(KN5246)-3),ROW($1:$80))))))","v":""},{"$f":"IF(OR(ISBLANK(KO100),KO5246=\"\"),\"\",IF(ISERROR(LOOKUP(10^17,1*RIGHT(LEFT(KO5246,LEN(KO5246)-3),ROW($1:$80)))),0,IF(RIGHT(LEFT(KO5246,LEN(KO5246)-3),2)=\"--\",0,LOOKUP(10^17,1*RIGHT(LEFT(KO5246,LEN(KO5246)-3),ROW($1:$80))))))","v":""},{"$f":"IF(OR(ISBLANK(KP100),KP5246=\"\"),\"\",IF(ISERROR(LOOKUP(10^17,1*RIGHT(LEFT(KP5246,LEN(KP5246)-3),ROW($1:$80)))),0,IF(RIGHT(LEFT(KP5246,LEN(KP5246)-3),2)=\"--\",0,LOOKUP(10^17,1*RIGHT(LEFT(KP5246,LEN(KP5246)-3),ROW($1:$80))))))","v":""},{"$f":"IF(OR(ISBLANK(KQ100),KQ5246=\"\"),\"\",IF(ISERROR(LOOKUP(10^17,1*RIGHT(LEFT(KQ5246,LEN(KQ5246)-3),ROW($1:$80)))),0,IF(RIGHT(LEFT(KQ5246,LEN(KQ5246)-3),2)=\"--\",0,LOOKUP(10^17,1*RIGHT(LEFT(KQ5246,LEN(KQ5246)-3),ROW($1:$80))))))","v":""},{"$f":"IF(OR(ISBLANK(KR100),KR5246=\"\"),\"\",IF(ISERROR(LOOKUP(10^17,1*RIGHT(LEFT(KR5246,LEN(KR5246)-3),ROW($1:$80)))),0,IF(RIGHT(LEFT(KR5246,LEN(KR5246)-3),2)=\"--\",0,LOOKUP(10^17,1*RIGHT(LEFT(KR5246,LEN(KR5246)-3),ROW($1:$80))))))","v":""},{"$f":"IF(OR(ISBLANK(KS100),KS5246=\"\"),\"\",IF(ISERROR(LOOKUP(10^17,1*RIGHT(LEFT(KS5246,LEN(KS5246)-3),ROW($1:$80)))),0,IF(RIGHT(LEFT(KS5246,LEN(KS5246)-3),2)=\"--\",0,LOOKUP(10^17,1*RIGHT(LEFT(KS5246,LEN(KS5246)-3),ROW($1:$80))))))","v":""},{"$f":"IF(OR(ISBLANK(KT100),KT5246=\"\"),\"\",IF(ISERROR(LOOKUP(10^17,1*RIGHT(LEFT(KT5246,LEN(KT5246)-3),ROW($1:$80)))),0,IF(RIGHT(LEFT(KT5246,LEN(KT5246)-3),2)=\"--\",0,LOOKUP(10^17,1*RIGHT(LEFT(KT5246,LEN(KT5246)-3),ROW($1:$80))))))","v":""},{"$f":"IF(OR(ISBLANK(KU100),KU5246=\"\"),\"\",IF(ISERROR(LOOKUP(10^17,1*RIGHT(LEFT(KU5246,LEN(KU5246)-3),ROW($1:$80)))),0,IF(RIGHT(LEFT(KU5246,LEN(KU5246)-3),2)=\"--\",0,LOOKUP(10^17,1*RIGHT(LEFT(KU5246,LEN(KU5246)-3),ROW($1:$80))))))","v":""},{"$f":"IF(OR(ISBLANK(KV100),KV5246=\"\"),\"\",IF(ISERROR(LOOKUP(10^17,1*RIGHT(LEFT(KV5246,LEN(KV5246)-3),ROW($1:$80)))),0,IF(RIGHT(LEFT(KV5246,LEN(KV5246)-3),2)=\"--\",0,LOOKUP(10^17,1*RIGHT(LEFT(KV5246,LEN(KV5246)-3),ROW($1:$80))))))","v":""},{"$f":"IF(OR(ISBLANK(KW100),KW5246=\"\"),\"\",IF(ISERROR(LOOKUP(10^17,1*RIGHT(LEFT(KW5246,LEN(KW5246)-3),ROW($1:$80)))),0,IF(RIGHT(LEFT(KW5246,LEN(KW5246)-3),2)=\"--\",0,LOOKUP(10^17,1*RIGHT(LEFT(KW5246,LEN(KW5246)-3),ROW($1:$80))))))","v":""},{"$f":"IF(OR(ISBLANK(KX100),KX5246=\"\"),\"\",IF(ISERROR(LOOKUP(10^17,1*RIGHT(LEFT(KX5246,LEN(KX5246)-3),ROW($1:$80)))),0,IF(RIGHT(LEFT(KX5246,LEN(KX5246)-3),2)=\"--\",0,LOOKUP(10^17,1*RIGHT(LEFT(KX5246,LEN(KX5246)-3),ROW($1:$80))))))","v":""},{"$f":"IF(OR(ISBLANK(KY100),KY5246=\"\"),\"\",IF(ISERROR(LOOKUP(10^17,1*RIGHT(LEFT(KY5246,LEN(KY5246)-3),ROW($1:$80)))),0,IF(RIGHT(LEFT(KY5246,LEN(KY5246)-3),2)=\"--\",0,LOOKUP(10^17,1*RIGHT(LEFT(KY5246,LEN(KY5246)-3),ROW($1:$80))))))","v":""},{"$f":"IF(OR(ISBLANK(KZ100),KZ5246=\"\"),\"\",IF(ISERROR(LOOKUP(10^17,1*RIGHT(LEFT(KZ5246,LEN(KZ5246)-3),ROW($1:$80)))),0,IF(RIGHT(LEFT(KZ5246,LEN(KZ5246)-3),2)=\"--\",0,LOOKUP(10^17,1*RIGHT(LEFT(KZ5246,LEN(KZ5246)-3),ROW($1:$80))))))","v":""},{"$f":"IF(OR(ISBLANK(LA100),LA5246=\"\"),\"\",IF(ISERROR(LOOKUP(10^17,1*RIGHT(LEFT(LA5246,LEN(LA5246)-3),ROW($1:$80)))),0,IF(RIGHT(LEFT(LA5246,LEN(LA5246)-3),2)=\"--\",0,LOOKUP(10^17,1*RIGHT(LEFT(LA5246,LEN(LA5246)-3),ROW($1:$80))))))","v":""},{"$f":"IF(OR(ISBLANK(LB100),LB5246=\"\"),\"\",IF(ISERROR(LOOKUP(10^17,1*RIGHT(LEFT(LB5246,LEN(LB5246)-3),ROW($1:$80)))),0,IF(RIGHT(LEFT(LB5246,LEN(LB5246)-3),2)=\"--\",0,LOOKUP(10^17,1*RIGHT(LEFT(LB5246,LEN(LB5246)-3),ROW($1:$80))))))","v":""},{"$f":"IF(OR(ISBLANK(LC100),LC5246=\"\"),\"\",IF(ISERROR(LOOKUP(10^17,1*RIGHT(LEFT(LC5246,LEN(LC5246)-3),ROW($1:$80)))),0,IF(RIGHT(LEFT(LC5246,LEN(LC5246)-3),2)=\"--\",0,LOOKUP(10^17,1*RIGHT(LEFT(LC5246,LEN(LC5246)-3),ROW($1:$80))))))","v":""},{"$f":"IF(OR(ISBLANK(LD100),LD5246=\"\"),\"\",IF(ISERROR(LOOKUP(10^17,1*RIGHT(LEFT(LD5246,LEN(LD5246)-3),ROW($1:$80)))),0,IF(RIGHT(LEFT(LD5246,LEN(LD5246)-3),2)=\"--\",0,LOOKUP(10^17,1*RIGHT(LEFT(LD5246,LEN(LD5246)-3),ROW($1:$80))))))","v":""},{"$f":"IF(OR(ISBLANK(LE100),LE5246=\"\"),\"\",IF(ISERROR(LOOKUP(10^17,1*RIGHT(LEFT(LE5246,LEN(LE5246)-3),ROW($1:$80)))),0,IF(RIGHT(LEFT(LE5246,LEN(LE5246)-3),2)=\"--\",0,LOOKUP(10^17,1*RIGHT(LEFT(LE5246,LEN(LE5246)-3),ROW($1:$80))))))","v":""},{"$f":"IF(OR(ISBLANK(LF100),LF5246=\"\"),\"\",IF(ISERROR(LOOKUP(10^17,1*RIGHT(LEFT(LF5246,LEN(LF5246)-3),ROW($1:$80)))),0,IF(RIGHT(LEFT(LF5246,LEN(LF5246)-3),2)=\"--\",0,LOOKUP(10^17,1*RIGHT(LEFT(LF5246,LEN(LF5246)-3),ROW($1:$80))))))","v":""},{"$f":"IF(OR(ISBLANK(LG100),LG5246=\"\"),\"\",IF(ISERROR(LOOKUP(10^17,1*RIGHT(LEFT(LG5246,LEN(LG5246)-3),ROW($1:$80)))),0,IF(RIGHT(LEFT(LG5246,LEN(LG5246)-3),2)=\"--\",0,LOOKUP(10^17,1*RIGHT(LEFT(LG5246,LEN(LG5246)-3),ROW($1:$80))))))","v":""},{"$f":"IF(OR(ISBLANK(LH100),LH5246=\"\"),\"\",IF(ISERROR(LOOKUP(10^17,1*RIGHT(LEFT(LH5246,LEN(LH5246)-3),ROW($1:$80)))),0,IF(RIGHT(LEFT(LH5246,LEN(LH5246)-3),2)=\"--\",0,LOOKUP(10^17,1*RIGHT(LEFT(LH5246,LEN(LH5246)-3),ROW($1:$80))))))","v":""},{"$f":"IF(OR(ISBLANK(LI100),LI5246=\"\"),\"\",IF(ISERROR(LOOKUP(10^17,1*RIGHT(LEFT(LI5246,LEN(LI5246)-3),ROW($1:$80)))),0,IF(RIGHT(LEFT(LI5246,LEN(LI5246)-3),2)=\"--\",0,LOOKUP(10^17,1*RIGHT(LEFT(LI5246,LEN(LI5246)-3),ROW($1:$80))))))","v":""},{"$f":"IF(OR(ISBLANK(LJ100),LJ5246=\"\"),\"\",IF(ISERROR(LOOKUP(10^17,1*RIGHT(LEFT(LJ5246,LEN(LJ5246)-3),ROW($1:$80)))),0,IF(RIGHT(LEFT(LJ5246,LEN(LJ5246)-3),2)=\"--\",0,LOOKUP(10^17,1*RIGHT(LEFT(LJ5246,LEN(LJ5246)-3),ROW($1:$80))))))","v":""},{"$f":"IF(OR(ISBLANK(LK100),LK5246=\"\"),\"\",IF(ISERROR(LOOKUP(10^17,1*RIGHT(LEFT(LK5246,LEN(LK5246)-3),ROW($1:$80)))),0,IF(RIGHT(LEFT(LK5246,LEN(LK5246)-3),2)=\"--\",0,LOOKUP(10^17,1*RIGHT(LEFT(LK5246,LEN(LK5246)-3),ROW($1:$80))))))","v":""},{"$f":"IF(OR(ISBLANK(LL100),LL5246=\"\"),\"\",IF(ISERROR(LOOKUP(10^17,1*RIGHT(LEFT(LL5246,LEN(LL5246)-3),ROW($1:$80)))),0,IF(RIGHT(LEFT(LL5246,LEN(LL5246)-3),2)=\"--\",0,LOOKUP(10^17,1*RIGHT(LEFT(LL5246,LEN(LL5246)-3),ROW($1:$80))))))","v":""},{"$f":"IF(OR(ISBLANK(LM100),LM5246=\"\"),\"\",IF(ISERROR(LOOKUP(10^17,1*RIGHT(LEFT(LM5246,LEN(LM5246)-3),ROW($1:$80)))),0,IF(RIGHT(LEFT(LM5246,LEN(LM5246)-3),2)=\"--\",0,LOOKUP(10^17,1*RIGHT(LEFT(LM5246,LEN(LM5246)-3),ROW($1:$80))))))","v":""},{"$f":"IF(OR(ISBLANK(LN100),LN5246=\"\"),\"\",IF(ISERROR(LOOKUP(10^17,1*RIGHT(LEFT(LN5246,LEN(LN5246)-3),ROW($1:$80)))),0,IF(RIGHT(LEFT(LN5246,LEN(LN5246)-3),2)=\"--\",0,LOOKUP(10^17,1*RIGHT(LEFT(LN5246,LEN(LN5246)-3),ROW($1:$80))))))","v":""},{"$f":"IF(OR(ISBLANK(LO100),LO5246=\"\"),\"\",IF(ISERROR(LOOKUP(10^17,1*RIGHT(LEFT(LO5246,LEN(LO5246)-3),ROW($1:$80)))),0,IF(RIGHT(LEFT(LO5246,LEN(LO5246)-3),2)=\"--\",0,LOOKUP(10^17,1*RIGHT(LEFT(LO5246,LEN(LO5246)-3),ROW($1:$80))))))","v":""},{"$f":"IF(OR(ISBLANK(LP100),LP5246=\"\"),\"\",IF(ISERROR(LOOKUP(10^17,1*RIGHT(LEFT(LP5246,LEN(LP5246)-3),ROW($1:$80)))),0,IF(RIGHT(LEFT(LP5246,LEN(LP5246)-3),2)=\"--\",0,LOOKUP(10^17,1*RIGHT(LEFT(LP5246,LEN(LP5246)-3),ROW($1:$80))))))","v":""},{"$f":"IF(OR(ISBLANK(LQ100),LQ5246=\"\"),\"\",IF(ISERROR(LOOKUP(10^17,1*RIGHT(LEFT(LQ5246,LEN(LQ5246)-3),ROW($1:$80)))),0,IF(RIGHT(LEFT(LQ5246,LEN(LQ5246)-3),2)=\"--\",0,LOOKUP(10^17,1*RIGHT(LEFT(LQ5246,LEN(LQ5246)-3),ROW($1:$80))))))","v":""},{"$f":"IF(OR(ISBLANK(LR100),LR5246=\"\"),\"\",IF(ISERROR(LOOKUP(10^17,1*RIGHT(LEFT(LR5246,LEN(LR5246)-3),ROW($1:$80)))),0,IF(RIGHT(LEFT(LR5246,LEN(LR5246)-3),2)=\"--\",0,LOOKUP(10^17,1*RIGHT(LEFT(LR5246,LEN(LR5246)-3),ROW($1:$80))))))","v":""},{"$f":"IF(OR(ISBLANK(LS100),LS5246=\"\"),\"\",IF(ISERROR(LOOKUP(10^17,1*RIGHT(LEFT(LS5246,LEN(LS5246)-3),ROW($1:$80)))),0,IF(RIGHT(LEFT(LS5246,LEN(LS5246)-3),2)=\"--\",0,LOOKUP(10^17,1*RIGHT(LEFT(LS5246,LEN(LS5246)-3),ROW($1:$80))))))","v":""},{"$f":"IF(OR(ISBLANK(LT100),LT5246=\"\"),\"\",IF(ISERROR(LOOKUP(10^17,1*RIGHT(LEFT(LT5246,LEN(LT5246)-3),ROW($1:$80)))),0,IF(RIGHT(LEFT(LT5246,LEN(LT5246)-3),2)=\"--\",0,LOOKUP(10^17,1*RIGHT(LEFT(LT5246,LEN(LT5246)-3),ROW($1:$80))))))","v":""},{"$f":"IF(OR(ISBLANK(LU100),LU5246=\"\"),\"\",IF(ISERROR(LOOKUP(10^17,1*RIGHT(LEFT(LU5246,LEN(LU5246)-3),ROW($1:$80)))),0,IF(RIGHT(LEFT(LU5246,LEN(LU5246)-3),2)=\"--\",0,LOOKUP(10^17,1*RIGHT(LEFT(LU5246,LEN(LU5246)-3),ROW($1:$80))))))","v":""},{"$f":"IF(OR(ISBLANK(LV100),LV5246=\"\"),\"\",IF(ISERROR(LOOKUP(10^17,1*RIGHT(LEFT(LV5246,LEN(LV5246)-3),ROW($1:$80)))),0,IF(RIGHT(LEFT(LV5246,LEN(LV5246)-3),2)=\"--\",0,LOOKUP(10^17,1*RIGHT(LEFT(LV5246,LEN(LV5246)-3),ROW($1:$80))))))","v":""},{"$f":"IF(OR(ISBLANK(LW100),LW5246=\"\"),\"\",IF(ISERROR(LOOKUP(10^17,1*RIGHT(LEFT(LW5246,LEN(LW5246)-3),ROW($1:$80)))),0,IF(RIGHT(LEFT(LW5246,LEN(LW5246)-3),2)=\"--\",0,LOOKUP(10^17,1*RIGHT(LEFT(LW5246,LEN(LW5246)-3),ROW($1:$80))))))","v":""},{"$f":"IF(OR(ISBLANK(LX100),LX5246=\"\"),\"\",IF(ISERROR(LOOKUP(10^17,1*RIGHT(LEFT(LX5246,LEN(LX5246)-3),ROW($1:$80)))),0,IF(RIGHT(LEFT(LX5246,LEN(LX5246)-3),2)=\"--\",0,LOOKUP(10^17,1*RIGHT(LEFT(LX5246,LEN(LX5246)-3),ROW($1:$80))))))","v":""},{"$f":"IF(OR(ISBLANK(LY100),LY5246=\"\"),\"\",IF(ISERROR(LOOKUP(10^17,1*RIGHT(LEFT(LY5246,LEN(LY5246)-3),ROW($1:$80)))),0,IF(RIGHT(LEFT(LY5246,LEN(LY5246)-3),2)=\"--\",0,LOOKUP(10^17,1*RIGHT(LEFT(LY5246,LEN(LY5246)-3),ROW($1:$80))))))","v":""},{"$f":"IF(OR(ISBLANK(LZ100),LZ5246=\"\"),\"\",IF(ISERROR(LOOKUP(10^17,1*RIGHT(LEFT(LZ5246,LEN(LZ5246)-3),ROW($1:$80)))),0,IF(RIGHT(LEFT(LZ5246,LEN(LZ5246)-3),2)=\"--\",0,LOOKUP(10^17,1*RIGHT(LEFT(LZ5246,LEN(LZ5246)-3),ROW($1:$80))))))","v":""},{"$f":"IF(OR(ISBLANK(MA100),MA5246=\"\"),\"\",IF(ISERROR(LOOKUP(10^17,1*RIGHT(LEFT(MA5246,LEN(MA5246)-3),ROW($1:$80)))),0,IF(RIGHT(LEFT(MA5246,LEN(MA5246)-3),2)=\"--\",0,LOOKUP(10^17,1*RIGHT(LEFT(MA5246,LEN(MA5246)-3),ROW($1:$80))))))","v":""},{"$f":"IF(OR(ISBLANK(MB100),MB5246=\"\"),\"\",IF(ISERROR(LOOKUP(10^17,1*RIGHT(LEFT(MB5246,LEN(MB5246)-3),ROW($1:$80)))),0,IF(RIGHT(LEFT(MB5246,LEN(MB5246)-3),2)=\"--\",0,LOOKUP(10^17,1*RIGHT(LEFT(MB5246,LEN(MB5246)-3),ROW($1:$80))))))","v":""},{"$f":"IF(OR(ISBLANK(MC100),MC5246=\"\"),\"\",IF(ISERROR(LOOKUP(10^17,1*RIGHT(LEFT(MC5246,LEN(MC5246)-3),ROW($1:$80)))),0,IF(RIGHT(LEFT(MC5246,LEN(MC5246)-3),2)=\"--\",0,LOOKUP(10^17,1*RIGHT(LEFT(MC5246,LEN(MC5246)-3),ROW($1:$80))))))","v":""},{"$f":"IF(OR(ISBLANK(MD100),MD5246=\"\"),\"\",IF(ISERROR(LOOKUP(10^17,1*RIGHT(LEFT(MD5246,LEN(MD5246)-3),ROW($1:$80)))),0,IF(RIGHT(LEFT(MD5246,LEN(MD5246)-3),2)=\"--\",0,LOOKUP(10^17,1*RIGHT(LEFT(MD5246,LEN(MD5246)-3),ROW($1:$80))))))","v":""},{"$f":"IF(OR(ISBLANK(ME100),ME5246=\"\"),\"\",IF(ISERROR(LOOKUP(10^17,1*RIGHT(LEFT(ME5246,LEN(ME5246)-3),ROW($1:$80)))),0,IF(RIGHT(LEFT(ME5246,LEN(ME5246)-3),2)=\"--\",0,LOOKUP(10^17,1*RIGHT(LEFT(ME5246,LEN(ME5246)-3),ROW($1:$80))))))","v":""},{"$f":"IF(OR(ISBLANK(MF100),MF5246=\"\"),\"\",IF(ISERROR(LOOKUP(10^17,1*RIGHT(LEFT(MF5246,LEN(MF5246)-3),ROW($1:$80)))),0,IF(RIGHT(LEFT(MF5246,LEN(MF5246)-3),2)=\"--\",0,LOOKUP(10^17,1*RIGHT(LEFT(MF5246,LEN(MF5246)-3),ROW($1:$80))))))","v":""},{"$f":"IF(OR(ISBLANK(MG100),MG5246=\"\"),\"\",IF(ISERROR(LOOKUP(10^17,1*RIGHT(LEFT(MG5246,LEN(MG5246)-3),ROW($1:$80)))),0,IF(RIGHT(LEFT(MG5246,LEN(MG5246)-3),2)=\"--\",0,LOOKUP(10^17,1*RIGHT(LEFT(MG5246,LEN(MG5246)-3),ROW($1:$80))))))","v":""},{"$f":"IF(OR(ISBLANK(MH100),MH5246=\"\"),\"\",IF(ISERROR(LOOKUP(10^17,1*RIGHT(LEFT(MH5246,LEN(MH5246)-3),ROW($1:$80)))),0,IF(RIGHT(LEFT(MH5246,LEN(MH5246)-3),2)=\"--\",0,LOOKUP(10^17,1*RIGHT(LEFT(MH5246,LEN(MH5246)-3),ROW($1:$80))))))","v":""},{"$f":"IF(OR(ISBLANK(MI100),MI5246=\"\"),\"\",IF(ISERROR(LOOKUP(10^17,1*RIGHT(LEFT(MI5246,LEN(MI5246)-3),ROW($1:$80)))),0,IF(RIGHT(LEFT(MI5246,LEN(MI5246)-3),2)=\"--\",0,LOOKUP(10^17,1*RIGHT(LEFT(MI5246,LEN(MI5246)-3),ROW($1:$80))))))","v":""},{"$f":"IF(OR(ISBLANK(MJ100),MJ5246=\"\"),\"\",IF(ISERROR(LOOKUP(10^17,1*RIGHT(LEFT(MJ5246,LEN(MJ5246)-3),ROW($1:$80)))),0,IF(RIGHT(LEFT(MJ5246,LEN(MJ5246)-3),2)=\"--\",0,LOOKUP(10^17,1*RIGHT(LEFT(MJ5246,LEN(MJ5246)-3),ROW($1:$80))))))","v":""},{"$f":"IF(OR(ISBLANK(MK100),MK5246=\"\"),\"\",IF(ISERROR(LOOKUP(10^17,1*RIGHT(LEFT(MK5246,LEN(MK5246)-3),ROW($1:$80)))),0,IF(RIGHT(LEFT(MK5246,LEN(MK5246)-3),2)=\"--\",0,LOOKUP(10^17,1*RIGHT(LEFT(MK5246,LEN(MK5246)-3),ROW($1:$80))))))","v":""},{"$f":"IF(OR(ISBLANK(ML100),ML5246=\"\"),\"\",IF(ISERROR(LOOKUP(10^17,1*RIGHT(LEFT(ML5246,LEN(ML5246)-3),ROW($1:$80)))),0,IF(RIGHT(LEFT(ML5246,LEN(ML5246)-3),2)=\"--\",0,LOOKUP(10^17,1*RIGHT(LEFT(ML5246,LEN(ML5246)-3),ROW($1:$80))))))","v":""},{"$f":"IF(OR(ISBLANK(MM100),MM5246=\"\"),\"\",IF(ISERROR(LOOKUP(10^17,1*RIGHT(LEFT(MM5246,LEN(MM5246)-3),ROW($1:$80)))),0,IF(RIGHT(LEFT(MM5246,LEN(MM5246)-3),2)=\"--\",0,LOOKUP(10^17,1*RIGHT(LEFT(MM5246,LEN(MM5246)-3),ROW($1:$80))))))","v":""},{"$f":"IF(OR(ISBLANK(MN100),MN5246=\"\"),\"\",IF(ISERROR(LOOKUP(10^17,1*RIGHT(LEFT(MN5246,LEN(MN5246)-3),ROW($1:$80)))),0,IF(RIGHT(LEFT(MN5246,LEN(MN5246)-3),2)=\"--\",0,LOOKUP(10^17,1*RIGHT(LEFT(MN5246,LEN(MN5246)-3),ROW($1:$80))))))","v":""},{"$f":"IF(OR(ISBLANK(MO100),MO5246=\"\"),\"\",IF(ISERROR(LOOKUP(10^17,1*RIGHT(LEFT(MO5246,LEN(MO5246)-3),ROW($1:$80)))),0,IF(RIGHT(LEFT(MO5246,LEN(MO5246)-3),2)=\"--\",0,LOOKUP(10^17,1*RIGHT(LEFT(MO5246,LEN(MO5246)-3),ROW($1:$80))))))","v":""},{"$f":"IF(OR(ISBLANK(MP100),MP5246=\"\"),\"\",IF(ISERROR(LOOKUP(10^17,1*RIGHT(LEFT(MP5246,LEN(MP5246)-3),ROW($1:$80)))),0,IF(RIGHT(LEFT(MP5246,LEN(MP5246)-3),2)=\"--\",0,LOOKUP(10^17,1*RIGHT(LEFT(MP5246,LEN(MP5246)-3),ROW($1:$80))))))","v":""},{"$f":"IF(OR(ISBLANK(MQ100),MQ5246=\"\"),\"\",IF(ISERROR(LOOKUP(10^17,1*RIGHT(LEFT(MQ5246,LEN(MQ5246)-3),ROW($1:$80)))),0,IF(RIGHT(LEFT(MQ5246,LEN(MQ5246)-3),2)=\"--\",0,LOOKUP(10^17,1*RIGHT(LEFT(MQ5246,LEN(MQ5246)-3),ROW($1:$80))))))","v":""},{"$f":"IF(OR(ISBLANK(MR100),MR5246=\"\"),\"\",IF(ISERROR(LOOKUP(10^17,1*RIGHT(LEFT(MR5246,LEN(MR5246)-3),ROW($1:$80)))),0,IF(RIGHT(LEFT(MR5246,LEN(MR5246)-3),2)=\"--\",0,LOOKUP(10^17,1*RIGHT(LEFT(MR5246,LEN(MR5246)-3),ROW($1:$80))))))","v":""},{"$f":"IF(OR(ISBLANK(MS100),MS5246=\"\"),\"\",IF(ISERROR(LOOKUP(10^17,1*RIGHT(LEFT(MS5246,LEN(MS5246)-3),ROW($1:$80)))),0,IF(RIGHT(LEFT(MS5246,LEN(MS5246)-3),2)=\"--\",0,LOOKUP(10^17,1*RIGHT(LEFT(MS5246,LEN(MS5246)-3),ROW($1:$80))))))","v":""},{"$f":"IF(OR(ISBLANK(MT100),MT5246=\"\"),\"\",IF(ISERROR(LOOKUP(10^17,1*RIGHT(LEFT(MT5246,LEN(MT5246)-3),ROW($1:$80)))),0,IF(RIGHT(LEFT(MT5246,LEN(MT5246)-3),2)=\"--\",0,LOOKUP(10^17,1*RIGHT(LEFT(MT5246,LEN(MT5246)-3),ROW($1:$80))))))","v":""},{"$f":"IF(OR(ISBLANK(MU100),MU5246=\"\"),\"\",IF(ISERROR(LOOKUP(10^17,1*RIGHT(LEFT(MU5246,LEN(MU5246)-3),ROW($1:$80)))),0,IF(RIGHT(LEFT(MU5246,LEN(MU5246)-3),2)=\"--\",0,LOOKUP(10^17,1*RIGHT(LEFT(MU5246,LEN(MU5246)-3),ROW($1:$80))))))","v":""},{"$f":"IF(OR(ISBLANK(MV100),MV5246=\"\"),\"\",IF(ISERROR(LOOKUP(10^17,1*RIGHT(LEFT(MV5246,LEN(MV5246)-3),ROW($1:$80)))),0,IF(RIGHT(LEFT(MV5246,LEN(MV5246)-3),2)=\"--\",0,LOOKUP(10^17,1*RIGHT(LEFT(MV5246,LEN(MV5246)-3),ROW($1:$80))))))","v":""},{"$f":"IF(OR(ISBLANK(MW100),MW5246=\"\"),\"\",IF(ISERROR(LOOKUP(10^17,1*RIGHT(LEFT(MW5246,LEN(MW5246)-3),ROW($1:$80)))),0,IF(RIGHT(LEFT(MW5246,LEN(MW5246)-3),2)=\"--\",0,LOOKUP(10^17,1*RIGHT(LEFT(MW5246,LEN(MW5246)-3),ROW($1:$80))))))","v":""},{"$f":"IF(OR(ISBLANK(MX100),MX5246=\"\"),\"\",IF(ISERROR(LOOKUP(10^17,1*RIGHT(LEFT(MX5246,LEN(MX5246)-3),ROW($1:$80)))),0,IF(RIGHT(LEFT(MX5246,LEN(MX5246)-3),2)=\"--\",0,LOOKUP(10^17,1*RIGHT(LEFT(MX5246,LEN(MX5246)-3),ROW($1:$80))))))","v":""},{"$f":"IF(OR(ISBLANK(MY100),MY5246=\"\"),\"\",IF(ISERROR(LOOKUP(10^17,1*RIGHT(LEFT(MY5246,LEN(MY5246)-3),ROW($1:$80)))),0,IF(RIGHT(LEFT(MY5246,LEN(MY5246)-3),2)=\"--\",0,LOOKUP(10^17,1*RIGHT(LEFT(MY5246,LEN(MY5246)-3),ROW($1:$80))))))","v":""},{"$f":"IF(OR(ISBLANK(MZ100),MZ5246=\"\"),\"\",IF(ISERROR(LOOKUP(10^17,1*RIGHT(LEFT(MZ5246,LEN(MZ5246)-3),ROW($1:$80)))),0,IF(RIGHT(LEFT(MZ5246,LEN(MZ5246)-3),2)=\"--\",0,LOOKUP(10^17,1*RIGHT(LEFT(MZ5246,LEN(MZ5246)-3),ROW($1:$80))))))","v":""},{"$f":"IF(OR(ISBLANK(NA100),NA5246=\"\"),\"\",IF(ISERROR(LOOKUP(10^17,1*RIGHT(LEFT(NA5246,LEN(NA5246)-3),ROW($1:$80)))),0,IF(RIGHT(LEFT(NA5246,LEN(NA5246)-3),2)=\"--\",0,LOOKUP(10^17,1*RIGHT(LEFT(NA5246,LEN(NA5246)-3),ROW($1:$80))))))","v":""},{"$f":"IF(OR(ISBLANK(NB100),NB5246=\"\"),\"\",IF(ISERROR(LOOKUP(10^17,1*RIGHT(LEFT(NB5246,LEN(NB5246)-3),ROW($1:$80)))),0,IF(RIGHT(LEFT(NB5246,LEN(NB5246)-3),2)=\"--\",0,LOOKUP(10^17,1*RIGHT(LEFT(NB5246,LEN(NB5246)-3),ROW($1:$80))))))","v":""},{"$f":"IF(OR(ISBLANK(NC100),NC5246=\"\"),\"\",IF(ISERROR(LOOKUP(10^17,1*RIGHT(LEFT(NC5246,LEN(NC5246)-3),ROW($1:$80)))),0,IF(RIGHT(LEFT(NC5246,LEN(NC5246)-3),2)=\"--\",0,LOOKUP(10^17,1*RIGHT(LEFT(NC5246,LEN(NC5246)-3),ROW($1:$80))))))","v":""},{"$f":"IF(OR(ISBLANK(ND100),ND5246=\"\"),\"\",IF(ISERROR(LOOKUP(10^17,1*RIGHT(LEFT(ND5246,LEN(ND5246)-3),ROW($1:$80)))),0,IF(RIGHT(LEFT(ND5246,LEN(ND5246)-3),2)=\"--\",0,LOOKUP(10^17,1*RIGHT(LEFT(ND5246,LEN(ND5246)-3),ROW($1:$80))))))","v":""},{"$f":"IF(OR(ISBLANK(NE100),NE5246=\"\"),\"\",IF(ISERROR(LOOKUP(10^17,1*RIGHT(LEFT(NE5246,LEN(NE5246)-3),ROW($1:$80)))),0,IF(RIGHT(LEFT(NE5246,LEN(NE5246)-3),2)=\"--\",0,LOOKUP(10^17,1*RIGHT(LEFT(NE5246,LEN(NE5246)-3),ROW($1:$80))))))","v":""},{"$f":"IF(OR(ISBLANK(NF100),NF5246=\"\"),\"\",IF(ISERROR(LOOKUP(10^17,1*RIGHT(LEFT(NF5246,LEN(NF5246)-3),ROW($1:$80)))),0,IF(RIGHT(LEFT(NF5246,LEN(NF5246)-3),2)=\"--\",0,LOOKUP(10^17,1*RIGHT(LEFT(NF5246,LEN(NF5246)-3),ROW($1:$80))))))","v":""},{"$f":"IF(OR(ISBLANK(NG100),NG5246=\"\"),\"\",IF(ISERROR(LOOKUP(10^17,1*RIGHT(LEFT(NG5246,LEN(NG5246)-3),ROW($1:$80)))),0,IF(RIGHT(LEFT(NG5246,LEN(NG5246)-3),2)=\"--\",0,LOOKUP(10^17,1*RIGHT(LEFT(NG5246,LEN(NG5246)-3),ROW($1:$80))))))","v":""},{"$f":"IF(OR(ISBLANK(NH100),NH5246=\"\"),\"\",IF(ISERROR(LOOKUP(10^17,1*RIGHT(LEFT(NH5246,LEN(NH5246)-3),ROW($1:$80)))),0,IF(RIGHT(LEFT(NH5246,LEN(NH5246)-3),2)=\"--\",0,LOOKUP(10^17,1*RIGHT(LEFT(NH5246,LEN(NH5246)-3),ROW($1:$80))))))","v":""},{"$f":"IF(OR(ISBLANK(NI100),NI5246=\"\"),\"\",IF(ISERROR(LOOKUP(10^17,1*RIGHT(LEFT(NI5246,LEN(NI5246)-3),ROW($1:$80)))),0,IF(RIGHT(LEFT(NI5246,LEN(NI5246)-3),2)=\"--\",0,LOOKUP(10^17,1*RIGHT(LEFT(NI5246,LEN(NI5246)-3),ROW($1:$80))))))","v":""},{"$f":"IF(OR(ISBLANK(NJ100),NJ5246=\"\"),\"\",IF(ISERROR(LOOKUP(10^17,1*RIGHT(LEFT(NJ5246,LEN(NJ5246)-3),ROW($1:$80)))),0,IF(RIGHT(LEFT(NJ5246,LEN(NJ5246)-3),2)=\"--\",0,LOOKUP(10^17,1*RIGHT(LEFT(NJ5246,LEN(NJ5246)-3),ROW($1:$80))))))","v":""},{"$f":"IF(OR(ISBLANK(NK100),NK5246=\"\"),\"\",IF(ISERROR(LOOKUP(10^17,1*RIGHT(LEFT(NK5246,LEN(NK5246)-3),ROW($1:$80)))),0,IF(RIGHT(LEFT(NK5246,LEN(NK5246)-3),2)=\"--\",0,LOOKUP(10^17,1*RIGHT(LEFT(NK5246,LEN(NK5246)-3),ROW($1:$80))))))","v":""},{"$f":"IF(OR(ISBLANK(NL100),NL5246=\"\"),\"\",IF(ISERROR(LOOKUP(10^17,1*RIGHT(LEFT(NL5246,LEN(NL5246)-3),ROW($1:$80)))),0,IF(RIGHT(LEFT(NL5246,LEN(NL5246)-3),2)=\"--\",0,LOOKUP(10^17,1*RIGHT(LEFT(NL5246,LEN(NL5246)-3),ROW($1:$80))))))","v":""},{"$f":"IF(OR(ISBLANK(NM100),NM5246=\"\"),\"\",IF(ISERROR(LOOKUP(10^17,1*RIGHT(LEFT(NM5246,LEN(NM5246)-3),ROW($1:$80)))),0,IF(RIGHT(LEFT(NM5246,LEN(NM5246)-3),2)=\"--\",0,LOOKUP(10^17,1*RIGHT(LEFT(NM5246,LEN(NM5246)-3),ROW($1:$80))))))","v":""},{"$f":"IF(OR(ISBLANK(NN100),NN5246=\"\"),\"\",IF(ISERROR(LOOKUP(10^17,1*RIGHT(LEFT(NN5246,LEN(NN5246)-3),ROW($1:$80)))),0,IF(RIGHT(LEFT(NN5246,LEN(NN5246)-3),2)=\"--\",0,LOOKUP(10^17,1*RIGHT(LEFT(NN5246,LEN(NN5246)-3),ROW($1:$80))))))","v":""},{"$f":"IF(OR(ISBLANK(NO100),NO5246=\"\"),\"\",IF(ISERROR(LOOKUP(10^17,1*RIGHT(LEFT(NO5246,LEN(NO5246)-3),ROW($1:$80)))),0,IF(RIGHT(LEFT(NO5246,LEN(NO5246)-3),2)=\"--\",0,LOOKUP(10^17,1*RIGHT(LEFT(NO5246,LEN(NO5246)-3),ROW($1:$80))))))","v":""},{"$f":"IF(OR(ISBLANK(NP100),NP5246=\"\"),\"\",IF(ISERROR(LOOKUP(10^17,1*RIGHT(LEFT(NP5246,LEN(NP5246)-3),ROW($1:$80)))),0,IF(RIGHT(LEFT(NP5246,LEN(NP5246)-3),2)=\"--\",0,LOOKUP(10^17,1*RIGHT(LEFT(NP5246,LEN(NP5246)-3),ROW($1:$80))))))","v":""},{"$f":"IF(OR(ISBLANK(NQ100),NQ5246=\"\"),\"\",IF(ISERROR(LOOKUP(10^17,1*RIGHT(LEFT(NQ5246,LEN(NQ5246)-3),ROW($1:$80)))),0,IF(RIGHT(LEFT(NQ5246,LEN(NQ5246)-3),2)=\"--\",0,LOOKUP(10^17,1*RIGHT(LEFT(NQ5246,LEN(NQ5246)-3),ROW($1:$80))))))","v":""},{"$f":"IF(OR(ISBLANK(NR100),NR5246=\"\"),\"\",IF(ISERROR(LOOKUP(10^17,1*RIGHT(LEFT(NR5246,LEN(NR5246)-3),ROW($1:$80)))),0,IF(RIGHT(LEFT(NR5246,LEN(NR5246)-3),2)=\"--\",0,LOOKUP(10^17,1*RIGHT(LEFT(NR5246,LEN(NR5246)-3),ROW($1:$80))))))","v":""},{"$f":"IF(OR(ISBLANK(NS100),NS5246=\"\"),\"\",IF(ISERROR(LOOKUP(10^17,1*RIGHT(LEFT(NS5246,LEN(NS5246)-3),ROW($1:$80)))),0,IF(RIGHT(LEFT(NS5246,LEN(NS5246)-3),2)=\"--\",0,LOOKUP(10^17,1*RIGHT(LEFT(NS5246,LEN(NS5246)-3),ROW($1:$80))))))","v":""},{"$f":"IF(OR(ISBLANK(NT100),NT5246=\"\"),\"\",IF(ISERROR(LOOKUP(10^17,1*RIGHT(LEFT(NT5246,LEN(NT5246)-3),ROW($1:$80)))),0,IF(RIGHT(LEFT(NT5246,LEN(NT5246)-3),2)=\"--\",0,LOOKUP(10^17,1*RIGHT(LEFT(NT5246,LEN(NT5246)-3),ROW($1:$80))))))","v":""},{"$f":"IF(OR(ISBLANK(NU100),NU5246=\"\"),\"\",IF(ISERROR(LOOKUP(10^17,1*RIGHT(LEFT(NU5246,LEN(NU5246)-3),ROW($1:$80)))),0,IF(RIGHT(LEFT(NU5246,LEN(NU5246)-3),2)=\"--\",0,LOOKUP(10^17,1*RIGHT(LEFT(NU5246,LEN(NU5246)-3),ROW($1:$80))))))","v":""},{"$f":"IF(OR(ISBLANK(NV100),NV5246=\"\"),\"\",IF(ISERROR(LOOKUP(10^17,1*RIGHT(LEFT(NV5246,LEN(NV5246)-3),ROW($1:$80)))),0,IF(RIGHT(LEFT(NV5246,LEN(NV5246)-3),2)=\"--\",0,LOOKUP(10^17,1*RIGHT(LEFT(NV5246,LEN(NV5246)-3),ROW($1:$80))))))","v":""},{"$f":"IF(OR(ISBLANK(NW100),NW5246=\"\"),\"\",IF(ISERROR(LOOKUP(10^17,1*RIGHT(LEFT(NW5246,LEN(NW5246)-3),ROW($1:$80)))),0,IF(RIGHT(LEFT(NW5246,LEN(NW5246)-3),2)=\"--\",0,LOOKUP(10^17,1*RIGHT(LEFT(NW5246,LEN(NW5246)-3),ROW($1:$80))))))","v":""},{"$f":"IF(OR(ISBLANK(NX100),NX5246=\"\"),\"\",IF(ISERROR(LOOKUP(10^17,1*RIGHT(LEFT(NX5246,LEN(NX5246)-3),ROW($1:$80)))),0,IF(RIGHT(LEFT(NX5246,LEN(NX5246)-3),2)=\"--\",0,LOOKUP(10^17,1*RIGHT(LEFT(NX5246,LEN(NX5246)-3),ROW($1:$80))))))","v":""},{"$f":"IF(OR(ISBLANK(NY100),NY5246=\"\"),\"\",IF(ISERROR(LOOKUP(10^17,1*RIGHT(LEFT(NY5246,LEN(NY5246)-3),ROW($1:$80)))),0,IF(RIGHT(LEFT(NY5246,LEN(NY5246)-3),2)=\"--\",0,LOOKUP(10^17,1*RIGHT(LEFT(NY5246,LEN(NY5246)-3),ROW($1:$80))))))","v":""},{"$f":"IF(OR(ISBLANK(NZ100),NZ5246=\"\"),\"\",IF(ISERROR(LOOKUP(10^17,1*RIGHT(LEFT(NZ5246,LEN(NZ5246)-3),ROW($1:$80)))),0,IF(RIGHT(LEFT(NZ5246,LEN(NZ5246)-3),2)=\"--\",0,LOOKUP(10^17,1*RIGHT(LEFT(NZ5246,LEN(NZ5246)-3),ROW($1:$80))))))","v":""},{"$f":"IF(OR(ISBLANK(OA100),OA5246=\"\"),\"\",IF(ISERROR(LOOKUP(10^17,1*RIGHT(LEFT(OA5246,LEN(OA5246)-3),ROW($1:$80)))),0,IF(RIGHT(LEFT(OA5246,LEN(OA5246)-3),2)=\"--\",0,LOOKUP(10^17,1*RIGHT(LEFT(OA5246,LEN(OA5246)-3),ROW($1:$80))))))","v":""},{"$f":"IF(OR(ISBLANK(OB100),OB5246=\"\"),\"\",IF(ISERROR(LOOKUP(10^17,1*RIGHT(LEFT(OB5246,LEN(OB5246)-3),ROW($1:$80)))),0,IF(RIGHT(LEFT(OB5246,LEN(OB5246)-3),2)=\"--\",0,LOOKUP(10^17,1*RIGHT(LEFT(OB5246,LEN(OB5246)-3),ROW($1:$80))))))","v":""},{"$f":"IF(OR(ISBLANK(OC100),OC5246=\"\"),\"\",IF(ISERROR(LOOKUP(10^17,1*RIGHT(LEFT(OC5246,LEN(OC5246)-3),ROW($1:$80)))),0,IF(RIGHT(LEFT(OC5246,LEN(OC5246)-3),2)=\"--\",0,LOOKUP(10^17,1*RIGHT(LEFT(OC5246,LEN(OC5246)-3),ROW($1:$80))))))","v":""},{"$f":"IF(OR(ISBLANK(OD100),OD5246=\"\"),\"\",IF(ISERROR(LOOKUP(10^17,1*RIGHT(LEFT(OD5246,LEN(OD5246)-3),ROW($1:$80)))),0,IF(RIGHT(LEFT(OD5246,LEN(OD5246)-3),2)=\"--\",0,LOOKUP(10^17,1*RIGHT(LEFT(OD5246,LEN(OD5246)-3),ROW($1:$80))))))","v":""},{"$f":"IF(OR(ISBLANK(OE100),OE5246=\"\"),\"\",IF(ISERROR(LOOKUP(10^17,1*RIGHT(LEFT(OE5246,LEN(OE5246)-3),ROW($1:$80)))),0,IF(RIGHT(LEFT(OE5246,LEN(OE5246)-3),2)=\"--\",0,LOOKUP(10^17,1*RIGHT(LEFT(OE5246,LEN(OE5246)-3),ROW($1:$80))))))","v":""},{"$f":"IF(OR(ISBLANK(OF100),OF5246=\"\"),\"\",IF(ISERROR(LOOKUP(10^17,1*RIGHT(LEFT(OF5246,LEN(OF5246)-3),ROW($1:$80)))),0,IF(RIGHT(LEFT(OF5246,LEN(OF5246)-3),2)=\"--\",0,LOOKUP(10^17,1*RIGHT(LEFT(OF5246,LEN(OF5246)-3),ROW($1:$80))))))","v":""},{"$f":"IF(OR(ISBLANK(OG100),OG5246=\"\"),\"\",IF(ISERROR(LOOKUP(10^17,1*RIGHT(LEFT(OG5246,LEN(OG5246)-3),ROW($1:$80)))),0,IF(RIGHT(LEFT(OG5246,LEN(OG5246)-3),2)=\"--\",0,LOOKUP(10^17,1*RIGHT(LEFT(OG5246,LEN(OG5246)-3),ROW($1:$80))))))","v":""},{"$f":"IF(OR(ISBLANK(OH100),OH5246=\"\"),\"\",IF(ISERROR(LOOKUP(10^17,1*RIGHT(LEFT(OH5246,LEN(OH5246)-3),ROW($1:$80)))),0,IF(RIGHT(LEFT(OH5246,LEN(OH5246)-3),2)=\"--\",0,LOOKUP(10^17,1*RIGHT(LEFT(OH5246,LEN(OH5246)-3),ROW($1:$80))))))","v":""},{"$f":"IF(OR(ISBLANK(OI100),OI5246=\"\"),\"\",IF(ISERROR(LOOKUP(10^17,1*RIGHT(LEFT(OI5246,LEN(OI5246)-3),ROW($1:$80)))),0,IF(RIGHT(LEFT(OI5246,LEN(OI5246)-3),2)=\"--\",0,LOOKUP(10^17,1*RIGHT(LEFT(OI5246,LEN(OI5246)-3),ROW($1:$80))))))","v":""},{"$f":"IF(OR(ISBLANK(OJ100),OJ5246=\"\"),\"\",IF(ISERROR(LOOKUP(10^17,1*RIGHT(LEFT(OJ5246,LEN(OJ5246)-3),ROW($1:$80)))),0,IF(RIGHT(LEFT(OJ5246,LEN(OJ5246)-3),2)=\"--\",0,LOOKUP(10^17,1*RIGHT(LEFT(OJ5246,LEN(OJ5246)-3),ROW($1:$80))))))","v":""},{"$f":"IF(OR(ISBLANK(OK100),OK5246=\"\"),\"\",IF(ISERROR(LOOKUP(10^17,1*RIGHT(LEFT(OK5246,LEN(OK5246)-3),ROW($1:$80)))),0,IF(RIGHT(LEFT(OK5246,LEN(OK5246)-3),2)=\"--\",0,LOOKUP(10^17,1*RIGHT(LEFT(OK5246,LEN(OK5246)-3),ROW($1:$80))))))","v":""},{"$f":"IF(OR(ISBLANK(OL100),OL5246=\"\"),\"\",IF(ISERROR(LOOKUP(10^17,1*RIGHT(LEFT(OL5246,LEN(OL5246)-3),ROW($1:$80)))),0,IF(RIGHT(LEFT(OL5246,LEN(OL5246)-3),2)=\"--\",0,LOOKUP(10^17,1*RIGHT(LEFT(OL5246,LEN(OL5246)-3),ROW($1:$80))))))","v":""},{"$f":"IF(OR(ISBLANK(OM100),OM5246=\"\"),\"\",IF(ISERROR(LOOKUP(10^17,1*RIGHT(LEFT(OM5246,LEN(OM5246)-3),ROW($1:$80)))),0,IF(RIGHT(LEFT(OM5246,LEN(OM5246)-3),2)=\"--\",0,LOOKUP(10^17,1*RIGHT(LEFT(OM5246,LEN(OM5246)-3),ROW($1:$80))))))","v":""},{"$f":"IF(OR(ISBLANK(ON100),ON5246=\"\"),\"\",IF(ISERROR(LOOKUP(10^17,1*RIGHT(LEFT(ON5246,LEN(ON5246)-3),ROW($1:$80)))),0,IF(RIGHT(LEFT(ON5246,LEN(ON5246)-3),2)=\"--\",0,LOOKUP(10^17,1*RIGHT(LEFT(ON5246,LEN(ON5246)-3),ROW($1:$80))))))","v":""},{"$f":"IF(OR(ISBLANK(OO100),OO5246=\"\"),\"\",IF(ISERROR(LOOKUP(10^17,1*RIGHT(LEFT(OO5246,LEN(OO5246)-3),ROW($1:$80)))),0,IF(RIGHT(LEFT(OO5246,LEN(OO5246)-3),2)=\"--\",0,LOOKUP(10^17,1*RIGHT(LEFT(OO5246,LEN(OO5246)-3),ROW($1:$80))))))","v":""},{"$f":"IF(OR(ISBLANK(OP100),OP5246=\"\"),\"\",IF(ISERROR(LOOKUP(10^17,1*RIGHT(LEFT(OP5246,LEN(OP5246)-3),ROW($1:$80)))),0,IF(RIGHT(LEFT(OP5246,LEN(OP5246)-3),2)=\"--\",0,LOOKUP(10^17,1*RIGHT(LEFT(OP5246,LEN(OP5246)-3),ROW($1:$80))))))","v":""},{"$f":"IF(OR(ISBLANK(OQ100),OQ5246=\"\"),\"\",IF(ISERROR(LOOKUP(10^17,1*RIGHT(LEFT(OQ5246,LEN(OQ5246)-3),ROW($1:$80)))),0,IF(RIGHT(LEFT(OQ5246,LEN(OQ5246)-3),2)=\"--\",0,LOOKUP(10^17,1*RIGHT(LEFT(OQ5246,LEN(OQ5246)-3),ROW($1:$80))))))","v":""}]
[null,null,null,"CGS消費",null,{"$f":"IF(OR(F6=\"共用部除外\",F6=\"共用部なし\",F6=\"\"),\"\",IF(OR(F9<>\"標準入力法\",ISBLANK(E100),ISERROR(E5244)),\"\",IF(E5236=\"１．計算条件\",-1*-LOOKUP(1,-LEFT(B5244,ROW($1:$80)))*$T$5201,\"\")))","v":""},{"$f":"IF(OR(E$6<>$D$5209,COUNTBLANK(H24)=1),\"\",G5347)","v":""},{"$f":"IF(OR(ISBLANK(H100),H5247=\"\"),\"\",IF(ISERROR(LOOKUP(10^17,1*RIGHT(LEFT(H5247,LEN(H5247)-3),ROW($1:$80)))),0,IF(RIGHT(LEFT(H5247,LEN(H5247)-3),2)=\"--\",0,LOOKUP(10^17,1*RIGHT(LEFT(H5247,LEN(H5247)-3),ROW($1:$80))))))","v":""},{"$f":"IF(OR(ISBLANK(I100),I5247=\"\"),\"\",IF(ISERROR(LOOKUP(10^17,1*RIGHT(LEFT(I5247,LEN(I5247)-3),ROW($1:$80)))),0,IF(RIGHT(LEFT(I5247,LEN(I5247)-3),2)=\"--\",0,LOOKUP(10^17,1*RIGHT(LEFT(I5247,LEN(I5247)-3),ROW($1:$80))))))","v":""},{"$f":"IF(OR(ISBLANK(J100),J5247=\"\"),\"\",IF(ISERROR(LOOKUP(10^17,1*RIGHT(LEFT(J5247,LEN(J5247)-3),ROW($1:$80)))),0,IF(RIGHT(LEFT(J5247,LEN(J5247)-3),2)=\"--\",0,LOOKUP(10^17,1*RIGHT(LEFT(J5247,LEN(J5247)-3),ROW($1:$80))))))","v":""},{"$f":"IF(OR(ISBLANK(K100),K5247=\"\"),\"\",IF(ISERROR(LOOKUP(10^17,1*RIGHT(LEFT(K5247,LEN(K5247)-3),ROW($1:$80)))),0,IF(RIGHT(LEFT(K5247,LEN(K5247)-3),2)=\"--\",0,LOOKUP(10^17,1*RIGHT(LEFT(K5247,LEN(K5247)-3),ROW($1:$80))))))","v":""},{"$f":"IF(OR(ISBLANK(L100),L5247=\"\"),\"\",IF(ISERROR(LOOKUP(10^17,1*RIGHT(LEFT(L5247,LEN(L5247)-3),ROW($1:$80)))),0,IF(RIGHT(LEFT(L5247,LEN(L5247)-3),2)=\"--\",0,LOOKUP(10^17,1*RIGHT(LEFT(L5247,LEN(L5247)-3),ROW($1:$80))))))","v":""},{"$f":"IF(OR(ISBLANK(M100),M5247=\"\"),\"\",IF(ISERROR(LOOKUP(10^17,1*RIGHT(LEFT(M5247,LEN(M5247)-3),ROW($1:$80)))),0,IF(RIGHT(LEFT(M5247,LEN(M5247)-3),2)=\"--\",0,LOOKUP(10^17,1*RIGHT(LEFT(M5247,LEN(M5247)-3),ROW($1:$80))))))","v":""},{"$f":"IF(OR(ISBLANK(N100),N5247=\"\"),\"\",IF(ISERROR(LOOKUP(10^17,1*RIGHT(LEFT(N5247,LEN(N5247)-3),ROW($1:$80)))),0,IF(RIGHT(LEFT(N5247,LEN(N5247)-3),2)=\"--\",0,LOOKUP(10^17,1*RIGHT(LEFT(N5247,LEN(N5247)-3),ROW($1:$80))))))","v":""},{"$f":"IF(OR(ISBLANK(O100),O5247=\"\"),\"\",IF(ISERROR(LOOKUP(10^17,1*RIGHT(LEFT(O5247,LEN(O5247)-3),ROW($1:$80)))),0,IF(RIGHT(LEFT(O5247,LEN(O5247)-3),2)=\"--\",0,LOOKUP(10^17,1*RIGHT(LEFT(O5247,LEN(O5247)-3),ROW($1:$80))))))","v":""},{"$f":"IF(OR(ISBLANK(P100),P5247=\"\"),\"\",IF(ISERROR(LOOKUP(10^17,1*RIGHT(LEFT(P5247,LEN(P5247)-3),ROW($1:$80)))),0,IF(RIGHT(LEFT(P5247,LEN(P5247)-3),2)=\"--\",0,LOOKUP(10^17,1*RIGHT(LEFT(P5247,LEN(P5247)-3),ROW($1:$80))))))","v":""},{"$f":"IF(OR(ISBLANK(Q100),Q5247=\"\"),\"\",IF(ISERROR(LOOKUP(10^17,1*RIGHT(LEFT(Q5247,LEN(Q5247)-3),ROW($1:$80)))),0,IF(RIGHT(LEFT(Q5247,LEN(Q5247)-3),2)=\"--\",0,LOOKUP(10^17,1*RIGHT(LEFT(Q5247,LEN(Q5247)-3),ROW($1:$80))))))","v":""},{"$f":"IF(OR(ISBLANK(R100),R5247=\"\"),\"\",IF(ISERROR(LOOKUP(10^17,1*RIGHT(LEFT(R5247,LEN(R5247)-3),ROW($1:$80)))),0,IF(RIGHT(LEFT(R5247,LEN(R5247)-3),2)=\"--\",0,LOOKUP(10^17,1*RIGHT(LEFT(R5247,LEN(R5247)-3),ROW($1:$80))))))","v":""},{"$f":"IF(OR(ISBLANK(S100),S5247=\"\"),\"\",IF(ISERROR(LOOKUP(10^17,1*RIGHT(LEFT(S5247,LEN(S5247)-3),ROW($1:$80)))),0,IF(RIGHT(LEFT(S5247,LEN(S5247)-3),2)=\"--\",0,LOOKUP(10^17,1*RIGHT(LEFT(S5247,LEN(S5247)-3),ROW($1:$80))))))","v":""},{"$f":"IF(OR(ISBLANK(T100),T5247=\"\"),\"\",IF(ISERROR(LOOKUP(10^17,1*RIGHT(LEFT(T5247,LEN(T5247)-3),ROW($1:$80)))),0,IF(RIGHT(LEFT(T5247,LEN(T5247)-3),2)=\"--\",0,LOOKUP(10^17,1*RIGHT(LEFT(T5247,LEN(T5247)-3),ROW($1:$80))))))","v":""},{"$f":"IF(OR(ISBLANK(U100),U5247=\"\"),\"\",IF(ISERROR(LOOKUP(10^17,1*RIGHT(LEFT(U5247,LEN(U5247)-3),ROW($1:$80)))),0,IF(RIGHT(LEFT(U5247,LEN(U5247)-3),2)=\"--\",0,LOOKUP(10^17,1*RIGHT(LEFT(U5247,LEN(U5247)-3),ROW($1:$80))))))","v":""},{"$f":"IF(OR(ISBLANK(V100),V5247=\"\"),\"\",IF(ISERROR(LOOKUP(10^17,1*RIGHT(LEFT(V5247,LEN(V5247)-3),ROW($1:$80)))),0,IF(RIGHT(LEFT(V5247,LEN(V5247)-3),2)=\"--\",0,LOOKUP(10^17,1*RIGHT(LEFT(V5247,LEN(V5247)-3),ROW($1:$80))))))","v":""},{"$f":"IF(OR(ISBLANK(W100),W5247=\"\"),\"\",IF(ISERROR(LOOKUP(10^17,1*RIGHT(LEFT(W5247,LEN(W5247)-3),ROW($1:$80)))),0,IF(RIGHT(LEFT(W5247,LEN(W5247)-3),2)=\"--\",0,LOOKUP(10^17,1*RIGHT(LEFT(W5247,LEN(W5247)-3),ROW($1:$80))))))","v":""},{"$f":"IF(OR(ISBLANK(X100),X5247=\"\"),\"\",IF(ISERROR(LOOKUP(10^17,1*RIGHT(LEFT(X5247,LEN(X5247)-3),ROW($1:$80)))),0,IF(RIGHT(LEFT(X5247,LEN(X5247)-3),2)=\"--\",0,LOOKUP(10^17,1*RIGHT(LEFT(X5247,LEN(X5247)-3),ROW($1:$80))))))","v":""},{"$f":"IF(OR(ISBLANK(Y100),Y5247=\"\"),\"\",IF(ISERROR(LOOKUP(10^17,1*RIGHT(LEFT(Y5247,LEN(Y5247)-3),ROW($1:$80)))),0,IF(RIGHT(LEFT(Y5247,LEN(Y5247)-3),2)=\"--\",0,LOOKUP(10^17,1*RIGHT(LEFT(Y5247,LEN(Y5247)-3),ROW($1:$80))))))","v":""},{"$f":"IF(OR(ISBLANK(Z100),Z5247=\"\"),\"\",IF(ISERROR(LOOKUP(10^17,1*RIGHT(LEFT(Z5247,LEN(Z5247)-3),ROW($1:$80)))),0,IF(RIGHT(LEFT(Z5247,LEN(Z5247)-3),2)=\"--\",0,LOOKUP(10^17,1*RIGHT(LEFT(Z5247,LEN(Z5247)-3),ROW($1:$80))))))","v":""},{"$f":"IF(OR(ISBLANK(AA100),AA5247=\"\"),\"\",IF(ISERROR(LOOKUP(10^17,1*RIGHT(LEFT(AA5247,LEN(AA5247)-3),ROW($1:$80)))),0,IF(RIGHT(LEFT(AA5247,LEN(AA5247)-3),2)=\"--\",0,LOOKUP(10^17,1*RIGHT(LEFT(AA5247,LEN(AA5247)-3),ROW($1:$80))))))","v":""},{"$f":"IF(OR(ISBLANK(AB100),AB5247=\"\"),\"\",IF(ISERROR(LOOKUP(10^17,1*RIGHT(LEFT(AB5247,LEN(AB5247)-3),ROW($1:$80)))),0,IF(RIGHT(LEFT(AB5247,LEN(AB5247)-3),2)=\"--\",0,LOOKUP(10^17,1*RIGHT(LEFT(AB5247,LEN(AB5247)-3),ROW($1:$80))))))","v":""},{"$f":"IF(OR(ISBLANK(AC100),AC5247=\"\"),\"\",IF(ISERROR(LOOKUP(10^17,1*RIGHT(LEFT(AC5247,LEN(AC5247)-3),ROW($1:$80)))),0,IF(RIGHT(LEFT(AC5247,LEN(AC5247)-3),2)=\"--\",0,LOOKUP(10^17,1*RIGHT(LEFT(AC5247,LEN(AC5247)-3),ROW($1:$80))))))","v":""},{"$f":"IF(OR(ISBLANK(AD100),AD5247=\"\"),\"\",IF(ISERROR(LOOKUP(10^17,1*RIGHT(LEFT(AD5247,LEN(AD5247)-3),ROW($1:$80)))),0,IF(RIGHT(LEFT(AD5247,LEN(AD5247)-3),2)=\"--\",0,LOOKUP(10^17,1*RIGHT(LEFT(AD5247,LEN(AD5247)-3),ROW($1:$80))))))","v":""},{"$f":"IF(OR(ISBLANK(AE100),AE5247=\"\"),\"\",IF(ISERROR(LOOKUP(10^17,1*RIGHT(LEFT(AE5247,LEN(AE5247)-3),ROW($1:$80)))),0,IF(RIGHT(LEFT(AE5247,LEN(AE5247)-3),2)=\"--\",0,LOOKUP(10^17,1*RIGHT(LEFT(AE5247,LEN(AE5247)-3),ROW($1:$80))))))","v":""},{"$f":"IF(OR(ISBLANK(AF100),AF5247=\"\"),\"\",IF(ISERROR(LOOKUP(10^17,1*RIGHT(LEFT(AF5247,LEN(AF5247)-3),ROW($1:$80)))),0,IF(RIGHT(LEFT(AF5247,LEN(AF5247)-3),2)=\"--\",0,LOOKUP(10^17,1*RIGHT(LEFT(AF5247,LEN(AF5247)-3),ROW($1:$80))))))","v":""},{"$f":"IF(OR(ISBLANK(AG100),AG5247=\"\"),\"\",IF(ISERROR(LOOKUP(10^17,1*RIGHT(LEFT(AG5247,LEN(AG5247)-3),ROW($1:$80)))),0,IF(RIGHT(LEFT(AG5247,LEN(AG5247)-3),2)=\"--\",0,LOOKUP(10^17,1*RIGHT(LEFT(AG5247,LEN(AG5247)-3),ROW($1:$80))))))","v":""},{"$f":"IF(OR(ISBLANK(AH100),AH5247=\"\"),\"\",IF(ISERROR(LOOKUP(10^17,1*RIGHT(LEFT(AH5247,LEN(AH5247)-3),ROW($1:$80)))),0,IF(RIGHT(LEFT(AH5247,LEN(AH5247)-3),2)=\"--\",0,LOOKUP(10^17,1*RIGHT(LEFT(AH5247,LEN(AH5247)-3),ROW($1:$80))))))","v":""},{"$f":"IF(OR(ISBLANK(AI100),AI5247=\"\"),\"\",IF(ISERROR(LOOKUP(10^17,1*RIGHT(LEFT(AI5247,LEN(AI5247)-3),ROW($1:$80)))),0,IF(RIGHT(LEFT(AI5247,LEN(AI5247)-3),2)=\"--\",0,LOOKUP(10^17,1*RIGHT(LEFT(AI5247,LEN(AI5247)-3),ROW($1:$80))))))","v":""},{"$f":"IF(OR(ISBLANK(AJ100),AJ5247=\"\"),\"\",IF(ISERROR(LOOKUP(10^17,1*RIGHT(LEFT(AJ5247,LEN(AJ5247)-3),ROW($1:$80)))),0,IF(RIGHT(LEFT(AJ5247,LEN(AJ5247)-3),2)=\"--\",0,LOOKUP(10^17,1*RIGHT(LEFT(AJ5247,LEN(AJ5247)-3),ROW($1:$80))))))","v":""},{"$f":"IF(OR(ISBLANK(AK100),AK5247=\"\"),\"\",IF(ISERROR(LOOKUP(10^17,1*RIGHT(LEFT(AK5247,LEN(AK5247)-3),ROW($1:$80)))),0,IF(RIGHT(LEFT(AK5247,LEN(AK5247)-3),2)=\"--\",0,LOOKUP(10^17,1*RIGHT(LEFT(AK5247,LEN(AK5247)-3),ROW($1:$80))))))","v":""},{"$f":"IF(OR(ISBLANK(AL100),AL5247=\"\"),\"\",IF(ISERROR(LOOKUP(10^17,1*RIGHT(LEFT(AL5247,LEN(AL5247)-3),ROW($1:$80)))),0,IF(RIGHT(LEFT(AL5247,LEN(AL5247)-3),2)=\"--\",0,LOOKUP(10^17,1*RIGHT(LEFT(AL5247,LEN(AL5247)-3),ROW($1:$80))))))","v":""},{"$f":"IF(OR(ISBLANK(AM100),AM5247=\"\"),\"\",IF(ISERROR(LOOKUP(10^17,1*RIGHT(LEFT(AM5247,LEN(AM5247)-3),ROW($1:$80)))),0,IF(RIGHT(LEFT(AM5247,LEN(AM5247)-3),2)=\"--\",0,LOOKUP(10^17,1*RIGHT(LEFT(AM5247,LEN(AM5247)-3),ROW($1:$80))))))","v":""},{"$f":"IF(OR(ISBLANK(AN100),AN5247=\"\"),\"\",IF(ISERROR(LOOKUP(10^17,1*RIGHT(LEFT(AN5247,LEN(AN5247)-3),ROW($1:$80)))),0,IF(RIGHT(LEFT(AN5247,LEN(AN5247)-3),2)=\"--\",0,LOOKUP(10^17,1*RIGHT(LEFT(AN5247,LEN(AN5247)-3),ROW($1:$80))))))","v":""},{"$f":"IF(OR(ISBLANK(AO100),AO5247=\"\"),\"\",IF(ISERROR(LOOKUP(10^17,1*RIGHT(LEFT(AO5247,LEN(AO5247)-3),ROW($1:$80)))),0,IF(RIGHT(LEFT(AO5247,LEN(AO5247)-3),2)=\"--\",0,LOOKUP(10^17,1*RIGHT(LEFT(AO5247,LEN(AO5247)-3),ROW($1:$80))))))","v":""},{"$f":"IF(OR(ISBLANK(AP100),AP5247=\"\"),\"\",IF(ISERROR(LOOKUP(10^17,1*RIGHT(LEFT(AP5247,LEN(AP5247)-3),ROW($1:$80)))),0,IF(RIGHT(LEFT(AP5247,LEN(AP5247)-3),2)=\"--\",0,LOOKUP(10^17,1*RIGHT(LEFT(AP5247,LEN(AP5247)-3),ROW($1:$80))))))","v":""},{"$f":"IF(OR(ISBLANK(AQ100),AQ5247=\"\"),\"\",IF(ISERROR(LOOKUP(10^17,1*RIGHT(LEFT(AQ5247,LEN(AQ5247)-3),ROW($1:$80)))),0,IF(RIGHT(LEFT(AQ5247,LEN(AQ5247)-3),2)=\"--\",0,LOOKUP(10^17,1*RIGHT(LEFT(AQ5247,LEN(AQ5247)-3),ROW($1:$80))))))","v":""},{"$f":"IF(OR(ISBLANK(AR100),AR5247=\"\"),\"\",IF(ISERROR(LOOKUP(10^17,1*RIGHT(LEFT(AR5247,LEN(AR5247)-3),ROW($1:$80)))),0,IF(RIGHT(LEFT(AR5247,LEN(AR5247)-3),2)=\"--\",0,LOOKUP(10^17,1*RIGHT(LEFT(AR5247,LEN(AR5247)-3),ROW($1:$80))))))","v":""},{"$f":"IF(OR(ISBLANK(AS100),AS5247=\"\"),\"\",IF(ISERROR(LOOKUP(10^17,1*RIGHT(LEFT(AS5247,LEN(AS5247)-3),ROW($1:$80)))),0,IF(RIGHT(LEFT(AS5247,LEN(AS5247)-3),2)=\"--\",0,LOOKUP(10^17,1*RIGHT(LEFT(AS5247,LEN(AS5247)-3),ROW($1:$80))))))","v":""},{"$f":"IF(OR(ISBLANK(AT100),AT5247=\"\"),\"\",IF(ISERROR(LOOKUP(10^17,1*RIGHT(LEFT(AT5247,LEN(AT5247)-3),ROW($1:$80)))),0,IF(RIGHT(LEFT(AT5247,LEN(AT5247)-3),2)=\"--\",0,LOOKUP(10^17,1*RIGHT(LEFT(AT5247,LEN(AT5247)-3),ROW($1:$80))))))","v":""},{"$f":"IF(OR(ISBLANK(AU100),AU5247=\"\"),\"\",IF(ISERROR(LOOKUP(10^17,1*RIGHT(LEFT(AU5247,LEN(AU5247)-3),ROW($1:$80)))),0,IF(RIGHT(LEFT(AU5247,LEN(AU5247)-3),2)=\"--\",0,LOOKUP(10^17,1*RIGHT(LEFT(AU5247,LEN(AU5247)-3),ROW($1:$80))))))","v":""},{"$f":"IF(OR(ISBLANK(AV100),AV5247=\"\"),\"\",IF(ISERROR(LOOKUP(10^17,1*RIGHT(LEFT(AV5247,LEN(AV5247)-3),ROW($1:$80)))),0,IF(RIGHT(LEFT(AV5247,LEN(AV5247)-3),2)=\"--\",0,LOOKUP(10^17,1*RIGHT(LEFT(AV5247,LEN(AV5247)-3),ROW($1:$80))))))","v":""},{"$f":"IF(OR(ISBLANK(AW100),AW5247=\"\"),\"\",IF(ISERROR(LOOKUP(10^17,1*RIGHT(LEFT(AW5247,LEN(AW5247)-3),ROW($1:$80)))),0,IF(RIGHT(LEFT(AW5247,LEN(AW5247)-3),2)=\"--\",0,LOOKUP(10^17,1*RIGHT(LEFT(AW5247,LEN(AW5247)-3),ROW($1:$80))))))","v":""},{"$f":"IF(OR(ISBLANK(AX100),AX5247=\"\"),\"\",IF(ISERROR(LOOKUP(10^17,1*RIGHT(LEFT(AX5247,LEN(AX5247)-3),ROW($1:$80)))),0,IF(RIGHT(LEFT(AX5247,LEN(AX5247)-3),2)=\"--\",0,LOOKUP(10^17,1*RIGHT(LEFT(AX5247,LEN(AX5247)-3),ROW($1:$80))))))","v":""},{"$f":"IF(OR(ISBLANK(AY100),AY5247=\"\"),\"\",IF(ISERROR(LOOKUP(10^17,1*RIGHT(LEFT(AY5247,LEN(AY5247)-3),ROW($1:$80)))),0,IF(RIGHT(LEFT(AY5247,LEN(AY5247)-3),2)=\"--\",0,LOOKUP(10^17,1*RIGHT(LEFT(AY5247,LEN(AY5247)-3),ROW($1:$80))))))","v":""},{"$f":"IF(OR(ISBLANK(AZ100),AZ5247=\"\"),\"\",IF(ISERROR(LOOKUP(10^17,1*RIGHT(LEFT(AZ5247,LEN(AZ5247)-3),ROW($1:$80)))),0,IF(RIGHT(LEFT(AZ5247,LEN(AZ5247)-3),2)=\"--\",0,LOOKUP(10^17,1*RIGHT(LEFT(AZ5247,LEN(AZ5247)-3),ROW($1:$80))))))","v":""},{"$f":"IF(OR(ISBLANK(BA100),BA5247=\"\"),\"\",IF(ISERROR(LOOKUP(10^17,1*RIGHT(LEFT(BA5247,LEN(BA5247)-3),ROW($1:$80)))),0,IF(RIGHT(LEFT(BA5247,LEN(BA5247)-3),2)=\"--\",0,LOOKUP(10^17,1*RIGHT(LEFT(BA5247,LEN(BA5247)-3),ROW($1:$80))))))","v":""},{"$f":"IF(OR(ISBLANK(BB100),BB5247=\"\"),\"\",IF(ISERROR(LOOKUP(10^17,1*RIGHT(LEFT(BB5247,LEN(BB5247)-3),ROW($1:$80)))),0,IF(RIGHT(LEFT(BB5247,LEN(BB5247)-3),2)=\"--\",0,LOOKUP(10^17,1*RIGHT(LEFT(BB5247,LEN(BB5247)-3),ROW($1:$80))))))","v":""},{"$f":"IF(OR(ISBLANK(BC100),BC5247=\"\"),\"\",IF(ISERROR(LOOKUP(10^17,1*RIGHT(LEFT(BC5247,LEN(BC5247)-3),ROW($1:$80)))),0,IF(RIGHT(LEFT(BC5247,LEN(BC5247)-3),2)=\"--\",0,LOOKUP(10^17,1*RIGHT(LEFT(BC5247,LEN(BC5247)-3),ROW($1:$80))))))","v":""},{"$f":"IF(OR(ISBLANK(BD100),BD5247=\"\"),\"\",IF(ISERROR(LOOKUP(10^17,1*RIGHT(LEFT(BD5247,LEN(BD5247)-3),ROW($1:$80)))),0,IF(RIGHT(LEFT(BD5247,LEN(BD5247)-3),2)=\"--\",0,LOOKUP(10^17,1*RIGHT(LEFT(BD5247,LEN(BD5247)-3),ROW($1:$80))))))","v":""},{"$f":"IF(OR(ISBLANK(BE100),BE5247=\"\"),\"\",IF(ISERROR(LOOKUP(10^17,1*RIGHT(LEFT(BE5247,LEN(BE5247)-3),ROW($1:$80)))),0,IF(RIGHT(LEFT(BE5247,LEN(BE5247)-3),2)=\"--\",0,LOOKUP(10^17,1*RIGHT(LEFT(BE5247,LEN(BE5247)-3),ROW($1:$80))))))","v":""},{"$f":"IF(OR(ISBLANK(BF100),BF5247=\"\"),\"\",IF(ISERROR(LOOKUP(10^17,1*RIGHT(LEFT(BF5247,LEN(BF5247)-3),ROW($1:$80)))),0,IF(RIGHT(LEFT(BF5247,LEN(BF5247)-3),2)=\"--\",0,LOOKUP(10^17,1*RIGHT(LEFT(BF5247,LEN(BF5247)-3),ROW($1:$80))))))","v":""},{"$f":"IF(OR(ISBLANK(BG100),BG5247=\"\"),\"\",IF(ISERROR(LOOKUP(10^17,1*RIGHT(LEFT(BG5247,LEN(BG5247)-3),ROW($1:$80)))),0,IF(RIGHT(LEFT(BG5247,LEN(BG5247)-3),2)=\"--\",0,LOOKUP(10^17,1*RIGHT(LEFT(BG5247,LEN(BG5247)-3),ROW($1:$80))))))","v":""},{"$f":"IF(OR(ISBLANK(BH100),BH5247=\"\"),\"\",IF(ISERROR(LOOKUP(10^17,1*RIGHT(LEFT(BH5247,LEN(BH5247)-3),ROW($1:$80)))),0,IF(RIGHT(LEFT(BH5247,LEN(BH5247)-3),2)=\"--\",0,LOOKUP(10^17,1*RIGHT(LEFT(BH5247,LEN(BH5247)-3),ROW($1:$80))))))","v":""},{"$f":"IF(OR(ISBLANK(BI100),BI5247=\"\"),\"\",IF(ISERROR(LOOKUP(10^17,1*RIGHT(LEFT(BI5247,LEN(BI5247)-3),ROW($1:$80)))),0,IF(RIGHT(LEFT(BI5247,LEN(BI5247)-3),2)=\"--\",0,LOOKUP(10^17,1*RIGHT(LEFT(BI5247,LEN(BI5247)-3),ROW($1:$80))))))","v":""},{"$f":"IF(OR(ISBLANK(BJ100),BJ5247=\"\"),\"\",IF(ISERROR(LOOKUP(10^17,1*RIGHT(LEFT(BJ5247,LEN(BJ5247)-3),ROW($1:$80)))),0,IF(RIGHT(LEFT(BJ5247,LEN(BJ5247)-3),2)=\"--\",0,LOOKUP(10^17,1*RIGHT(LEFT(BJ5247,LEN(BJ5247)-3),ROW($1:$80))))))","v":""},{"$f":"IF(OR(ISBLANK(BK100),BK5247=\"\"),\"\",IF(ISERROR(LOOKUP(10^17,1*RIGHT(LEFT(BK5247,LEN(BK5247)-3),ROW($1:$80)))),0,IF(RIGHT(LEFT(BK5247,LEN(BK5247)-3),2)=\"--\",0,LOOKUP(10^17,1*RIGHT(LEFT(BK5247,LEN(BK5247)-3),ROW($1:$80))))))","v":""},{"$f":"IF(OR(ISBLANK(BL100),BL5247=\"\"),\"\",IF(ISERROR(LOOKUP(10^17,1*RIGHT(LEFT(BL5247,LEN(BL5247)-3),ROW($1:$80)))),0,IF(RIGHT(LEFT(BL5247,LEN(BL5247)-3),2)=\"--\",0,LOOKUP(10^17,1*RIGHT(LEFT(BL5247,LEN(BL5247)-3),ROW($1:$80))))))","v":""},{"$f":"IF(OR(ISBLANK(BM100),BM5247=\"\"),\"\",IF(ISERROR(LOOKUP(10^17,1*RIGHT(LEFT(BM5247,LEN(BM5247)-3),ROW($1:$80)))),0,IF(RIGHT(LEFT(BM5247,LEN(BM5247)-3),2)=\"--\",0,LOOKUP(10^17,1*RIGHT(LEFT(BM5247,LEN(BM5247)-3),ROW($1:$80))))))","v":""},{"$f":"IF(OR(ISBLANK(BN100),BN5247=\"\"),\"\",IF(ISERROR(LOOKUP(10^17,1*RIGHT(LEFT(BN5247,LEN(BN5247)-3),ROW($1:$80)))),0,IF(RIGHT(LEFT(BN5247,LEN(BN5247)-3),2)=\"--\",0,LOOKUP(10^17,1*RIGHT(LEFT(BN5247,LEN(BN5247)-3),ROW($1:$80))))))","v":""},{"$f":"IF(OR(ISBLANK(BO100),BO5247=\"\"),\"\",IF(ISERROR(LOOKUP(10^17,1*RIGHT(LEFT(BO5247,LEN(BO5247)-3),ROW($1:$80)))),0,IF(RIGHT(LEFT(BO5247,LEN(BO5247)-3),2)=\"--\",0,LOOKUP(10^17,1*RIGHT(LEFT(BO5247,LEN(BO5247)-3),ROW($1:$80))))))","v":""},{"$f":"IF(OR(ISBLANK(BP100),BP5247=\"\"),\"\",IF(ISERROR(LOOKUP(10^17,1*RIGHT(LEFT(BP5247,LEN(BP5247)-3),ROW($1:$80)))),0,IF(RIGHT(LEFT(BP5247,LEN(BP5247)-3),2)=\"--\",0,LOOKUP(10^17,1*RIGHT(LEFT(BP5247,LEN(BP5247)-3),ROW($1:$80))))))","v":""},{"$f":"IF(OR(ISBLANK(BQ100),BQ5247=\"\"),\"\",IF(ISERROR(LOOKUP(10^17,1*RIGHT(LEFT(BQ5247,LEN(BQ5247)-3),ROW($1:$80)))),0,IF(RIGHT(LEFT(BQ5247,LEN(BQ5247)-3),2)=\"--\",0,LOOKUP(10^17,1*RIGHT(LEFT(BQ5247,LEN(BQ5247)-3),ROW($1:$80))))))","v":""},{"$f":"IF(OR(ISBLANK(BR100),BR5247=\"\"),\"\",IF(ISERROR(LOOKUP(10^17,1*RIGHT(LEFT(BR5247,LEN(BR5247)-3),ROW($1:$80)))),0,IF(RIGHT(LEFT(BR5247,LEN(BR5247)-3),2)=\"--\",0,LOOKUP(10^17,1*RIGHT(LEFT(BR5247,LEN(BR5247)-3),ROW($1:$80))))))","v":""},{"$f":"IF(OR(ISBLANK(BS100),BS5247=\"\"),\"\",IF(ISERROR(LOOKUP(10^17,1*RIGHT(LEFT(BS5247,LEN(BS5247)-3),ROW($1:$80)))),0,IF(RIGHT(LEFT(BS5247,LEN(BS5247)-3),2)=\"--\",0,LOOKUP(10^17,1*RIGHT(LEFT(BS5247,LEN(BS5247)-3),ROW($1:$80))))))","v":""},{"$f":"IF(OR(ISBLANK(BT100),BT5247=\"\"),\"\",IF(ISERROR(LOOKUP(10^17,1*RIGHT(LEFT(BT5247,LEN(BT5247)-3),ROW($1:$80)))),0,IF(RIGHT(LEFT(BT5247,LEN(BT5247)-3),2)=\"--\",0,LOOKUP(10^17,1*RIGHT(LEFT(BT5247,LEN(BT5247)-3),ROW($1:$80))))))","v":""},{"$f":"IF(OR(ISBLANK(BU100),BU5247=\"\"),\"\",IF(ISERROR(LOOKUP(10^17,1*RIGHT(LEFT(BU5247,LEN(BU5247)-3),ROW($1:$80)))),0,IF(RIGHT(LEFT(BU5247,LEN(BU5247)-3),2)=\"--\",0,LOOKUP(10^17,1*RIGHT(LEFT(BU5247,LEN(BU5247)-3),ROW($1:$80))))))","v":""},{"$f":"IF(OR(ISBLANK(BV100),BV5247=\"\"),\"\",IF(ISERROR(LOOKUP(10^17,1*RIGHT(LEFT(BV5247,LEN(BV5247)-3),ROW($1:$80)))),0,IF(RIGHT(LEFT(BV5247,LEN(BV5247)-3),2)=\"--\",0,LOOKUP(10^17,1*RIGHT(LEFT(BV5247,LEN(BV5247)-3),ROW($1:$80))))))","v":""},{"$f":"IF(OR(ISBLANK(BW100),BW5247=\"\"),\"\",IF(ISERROR(LOOKUP(10^17,1*RIGHT(LEFT(BW5247,LEN(BW5247)-3),ROW($1:$80)))),0,IF(RIGHT(LEFT(BW5247,LEN(BW5247)-3),2)=\"--\",0,LOOKUP(10^17,1*RIGHT(LEFT(BW5247,LEN(BW5247)-3),ROW($1:$80))))))","v":""},{"$f":"IF(OR(ISBLANK(BX100),BX5247=\"\"),\"\",IF(ISERROR(LOOKUP(10^17,1*RIGHT(LEFT(BX5247,LEN(BX5247)-3),ROW($1:$80)))),0,IF(RIGHT(LEFT(BX5247,LEN(BX5247)-3),2)=\"--\",0,LOOKUP(10^17,1*RIGHT(LEFT(BX5247,LEN(BX5247)-3),ROW($1:$80))))))","v":""},{"$f":"IF(OR(ISBLANK(BY100),BY5247=\"\"),\"\",IF(ISERROR(LOOKUP(10^17,1*RIGHT(LEFT(BY5247,LEN(BY5247)-3),ROW($1:$80)))),0,IF(RIGHT(LEFT(BY5247,LEN(BY5247)-3),2)=\"--\",0,LOOKUP(10^17,1*RIGHT(LEFT(BY5247,LEN(BY5247)-3),ROW($1:$80))))))","v":""},{"$f":"IF(OR(ISBLANK(BZ100),BZ5247=\"\"),\"\",IF(ISERROR(LOOKUP(10^17,1*RIGHT(LEFT(BZ5247,LEN(BZ5247)-3),ROW($1:$80)))),0,IF(RIGHT(LEFT(BZ5247,LEN(BZ5247)-3),2)=\"--\",0,LOOKUP(10^17,1*RIGHT(LEFT(BZ5247,LEN(BZ5247)-3),ROW($1:$80))))))","v":""},{"$f":"IF(OR(ISBLANK(CA100),CA5247=\"\"),\"\",IF(ISERROR(LOOKUP(10^17,1*RIGHT(LEFT(CA5247,LEN(CA5247)-3),ROW($1:$80)))),0,IF(RIGHT(LEFT(CA5247,LEN(CA5247)-3),2)=\"--\",0,LOOKUP(10^17,1*RIGHT(LEFT(CA5247,LEN(CA5247)-3),ROW($1:$80))))))","v":""},{"$f":"IF(OR(ISBLANK(CB100),CB5247=\"\"),\"\",IF(ISERROR(LOOKUP(10^17,1*RIGHT(LEFT(CB5247,LEN(CB5247)-3),ROW($1:$80)))),0,IF(RIGHT(LEFT(CB5247,LEN(CB5247)-3),2)=\"--\",0,LOOKUP(10^17,1*RIGHT(LEFT(CB5247,LEN(CB5247)-3),ROW($1:$80))))))","v":""},{"$f":"IF(OR(ISBLANK(CC100),CC5247=\"\"),\"\",IF(ISERROR(LOOKUP(10^17,1*RIGHT(LEFT(CC5247,LEN(CC5247)-3),ROW($1:$80)))),0,IF(RIGHT(LEFT(CC5247,LEN(CC5247)-3),2)=\"--\",0,LOOKUP(10^17,1*RIGHT(LEFT(CC5247,LEN(CC5247)-3),ROW($1:$80))))))","v":""},{"$f":"IF(OR(ISBLANK(CD100),CD5247=\"\"),\"\",IF(ISERROR(LOOKUP(10^17,1*RIGHT(LEFT(CD5247,LEN(CD5247)-3),ROW($1:$80)))),0,IF(RIGHT(LEFT(CD5247,LEN(CD5247)-3),2)=\"--\",0,LOOKUP(10^17,1*RIGHT(LEFT(CD5247,LEN(CD5247)-3),ROW($1:$80))))))","v":""},{"$f":"IF(OR(ISBLANK(CE100),CE5247=\"\"),\"\",IF(ISERROR(LOOKUP(10^17,1*RIGHT(LEFT(CE5247,LEN(CE5247)-3),ROW($1:$80)))),0,IF(RIGHT(LEFT(CE5247,LEN(CE5247)-3),2)=\"--\",0,LOOKUP(10^17,1*RIGHT(LEFT(CE5247,LEN(CE5247)-3),ROW($1:$80))))))","v":""},{"$f":"IF(OR(ISBLANK(CF100),CF5247=\"\"),\"\",IF(ISERROR(LOOKUP(10^17,1*RIGHT(LEFT(CF5247,LEN(CF5247)-3),ROW($1:$80)))),0,IF(RIGHT(LEFT(CF5247,LEN(CF5247)-3),2)=\"--\",0,LOOKUP(10^17,1*RIGHT(LEFT(CF5247,LEN(CF5247)-3),ROW($1:$80))))))","v":""},{"$f":"IF(OR(ISBLANK(CG100),CG5247=\"\"),\"\",IF(ISERROR(LOOKUP(10^17,1*RIGHT(LEFT(CG5247,LEN(CG5247)-3),ROW($1:$80)))),0,IF(RIGHT(LEFT(CG5247,LEN(CG5247)-3),2)=\"--\",0,LOOKUP(10^17,1*RIGHT(LEFT(CG5247,LEN(CG5247)-3),ROW($1:$80))))))","v":""},{"$f":"IF(OR(ISBLANK(CH100),CH5247=\"\"),\"\",IF(ISERROR(LOOKUP(10^17,1*RIGHT(LEFT(CH5247,LEN(CH5247)-3),ROW($1:$80)))),0,IF(RIGHT(LEFT(CH5247,LEN(CH5247)-3),2)=\"--\",0,LOOKUP(10^17,1*RIGHT(LEFT(CH5247,LEN(CH5247)-3),ROW($1:$80))))))","v":""},{"$f":"IF(OR(ISBLANK(CI100),CI5247=\"\"),\"\",IF(ISERROR(LOOKUP(10^17,1*RIGHT(LEFT(CI5247,LEN(CI5247)-3),ROW($1:$80)))),0,IF(RIGHT(LEFT(CI5247,LEN(CI5247)-3),2)=\"--\",0,LOOKUP(10^17,1*RIGHT(LEFT(CI5247,LEN(CI5247)-3),ROW($1:$80))))))","v":""},{"$f":"IF(OR(ISBLANK(CJ100),CJ5247=\"\"),\"\",IF(ISERROR(LOOKUP(10^17,1*RIGHT(LEFT(CJ5247,LEN(CJ5247)-3),ROW($1:$80)))),0,IF(RIGHT(LEFT(CJ5247,LEN(CJ5247)-3),2)=\"--\",0,LOOKUP(10^17,1*RIGHT(LEFT(CJ5247,LEN(CJ5247)-3),ROW($1:$80))))))","v":""},{"$f":"IF(OR(ISBLANK(CK100),CK5247=\"\"),\"\",IF(ISERROR(LOOKUP(10^17,1*RIGHT(LEFT(CK5247,LEN(CK5247)-3),ROW($1:$80)))),0,IF(RIGHT(LEFT(CK5247,LEN(CK5247)-3),2)=\"--\",0,LOOKUP(10^17,1*RIGHT(LEFT(CK5247,LEN(CK5247)-3),ROW($1:$80))))))","v":""},{"$f":"IF(OR(ISBLANK(CL100),CL5247=\"\"),\"\",IF(ISERROR(LOOKUP(10^17,1*RIGHT(LEFT(CL5247,LEN(CL5247)-3),ROW($1:$80)))),0,IF(RIGHT(LEFT(CL5247,LEN(CL5247)-3),2)=\"--\",0,LOOKUP(10^17,1*RIGHT(LEFT(CL5247,LEN(CL5247)-3),ROW($1:$80))))))","v":""},{"$f":"IF(OR(ISBLANK(CM100),CM5247=\"\"),\"\",IF(ISERROR(LOOKUP(10^17,1*RIGHT(LEFT(CM5247,LEN(CM5247)-3),ROW($1:$80)))),0,IF(RIGHT(LEFT(CM5247,LEN(CM5247)-3),2)=\"--\",0,LOOKUP(10^17,1*RIGHT(LEFT(CM5247,LEN(CM5247)-3),ROW($1:$80))))))","v":""},{"$f":"IF(OR(ISBLANK(CN100),CN5247=\"\"),\"\",IF(ISERROR(LOOKUP(10^17,1*RIGHT(LEFT(CN5247,LEN(CN5247)-3),ROW($1:$80)))),0,IF(RIGHT(LEFT(CN5247,LEN(CN5247)-3),2)=\"--\",0,LOOKUP(10^17,1*RIGHT(LEFT(CN5247,LEN(CN5247)-3),ROW($1:$80))))))","v":""},{"$f":"IF(OR(ISBLANK(CO100),CO5247=\"\"),\"\",IF(ISERROR(LOOKUP(10^17,1*RIGHT(LEFT(CO5247,LEN(CO5247)-3),ROW($1:$80)))),0,IF(RIGHT(LEFT(CO5247,LEN(CO5247)-3),2)=\"--\",0,LOOKUP(10^17,1*RIGHT(LEFT(CO5247,LEN(CO5247)-3),ROW($1:$80))))))","v":""},{"$f":"IF(OR(ISBLANK(CP100),CP5247=\"\"),\"\",IF(ISERROR(LOOKUP(10^17,1*RIGHT(LEFT(CP5247,LEN(CP5247)-3),ROW($1:$80)))),0,IF(RIGHT(LEFT(CP5247,LEN(CP5247)-3),2)=\"--\",0,LOOKUP(10^17,1*RIGHT(LEFT(CP5247,LEN(CP5247)-3),ROW($1:$80))))))","v":""},{"$f":"IF(OR(ISBLANK(CQ100),CQ5247=\"\"),\"\",IF(ISERROR(LOOKUP(10^17,1*RIGHT(LEFT(CQ5247,LEN(CQ5247)-3),ROW($1:$80)))),0,IF(RIGHT(LEFT(CQ5247,LEN(CQ5247)-3),2)=\"--\",0,LOOKUP(10^17,1*RIGHT(LEFT(CQ5247,LEN(CQ5247)-3),ROW($1:$80))))))","v":""},{"$f":"IF(OR(ISBLANK(CR100),CR5247=\"\"),\"\",IF(ISERROR(LOOKUP(10^17,1*RIGHT(LEFT(CR5247,LEN(CR5247)-3),ROW($1:$80)))),0,IF(RIGHT(LEFT(CR5247,LEN(CR5247)-3),2)=\"--\",0,LOOKUP(10^17,1*RIGHT(LEFT(CR5247,LEN(CR5247)-3),ROW($1:$80))))))","v":""},{"$f":"IF(OR(ISBLANK(CS100),CS5247=\"\"),\"\",IF(ISERROR(LOOKUP(10^17,1*RIGHT(LEFT(CS5247,LEN(CS5247)-3),ROW($1:$80)))),0,IF(RIGHT(LEFT(CS5247,LEN(CS5247)-3),2)=\"--\",0,LOOKUP(10^17,1*RIGHT(LEFT(CS5247,LEN(CS5247)-3),ROW($1:$80))))))","v":""},{"$f":"IF(OR(ISBLANK(CT100),CT5247=\"\"),\"\",IF(ISERROR(LOOKUP(10^17,1*RIGHT(LEFT(CT5247,LEN(CT5247)-3),ROW($1:$80)))),0,IF(RIGHT(LEFT(CT5247,LEN(CT5247)-3),2)=\"--\",0,LOOKUP(10^17,1*RIGHT(LEFT(CT5247,LEN(CT5247)-3),ROW($1:$80))))))","v":""},{"$f":"IF(OR(ISBLANK(CU100),CU5247=\"\"),\"\",IF(ISERROR(LOOKUP(10^17,1*RIGHT(LEFT(CU5247,LEN(CU5247)-3),ROW($1:$80)))),0,IF(RIGHT(LEFT(CU5247,LEN(CU5247)-3),2)=\"--\",0,LOOKUP(10^17,1*RIGHT(LEFT(CU5247,LEN(CU5247)-3),ROW($1:$80))))))","v":""},{"$f":"IF(OR(ISBLANK(CV100),CV5247=\"\"),\"\",IF(ISERROR(LOOKUP(10^17,1*RIGHT(LEFT(CV5247,LEN(CV5247)-3),ROW($1:$80)))),0,IF(RIGHT(LEFT(CV5247,LEN(CV5247)-3),2)=\"--\",0,LOOKUP(10^17,1*RIGHT(LEFT(CV5247,LEN(CV5247)-3),ROW($1:$80))))))","v":""},{"$f":"IF(OR(ISBLANK(CW100),CW5247=\"\"),\"\",IF(ISERROR(LOOKUP(10^17,1*RIGHT(LEFT(CW5247,LEN(CW5247)-3),ROW($1:$80)))),0,IF(RIGHT(LEFT(CW5247,LEN(CW5247)-3),2)=\"--\",0,LOOKUP(10^17,1*RIGHT(LEFT(CW5247,LEN(CW5247)-3),ROW($1:$80))))))","v":""},{"$f":"IF(OR(ISBLANK(CX100),CX5247=\"\"),\"\",IF(ISERROR(LOOKUP(10^17,1*RIGHT(LEFT(CX5247,LEN(CX5247)-3),ROW($1:$80)))),0,IF(RIGHT(LEFT(CX5247,LEN(CX5247)-3),2)=\"--\",0,LOOKUP(10^17,1*RIGHT(LEFT(CX5247,LEN(CX5247)-3),ROW($1:$80))))))","v":""},{"$f":"IF(OR(ISBLANK(CY100),CY5247=\"\"),\"\",IF(ISERROR(LOOKUP(10^17,1*RIGHT(LEFT(CY5247,LEN(CY5247)-3),ROW($1:$80)))),0,IF(RIGHT(LEFT(CY5247,LEN(CY5247)-3),2)=\"--\",0,LOOKUP(10^17,1*RIGHT(LEFT(CY5247,LEN(CY5247)-3),ROW($1:$80))))))","v":""},{"$f":"IF(OR(ISBLANK(CZ100),CZ5247=\"\"),\"\",IF(ISERROR(LOOKUP(10^17,1*RIGHT(LEFT(CZ5247,LEN(CZ5247)-3),ROW($1:$80)))),0,IF(RIGHT(LEFT(CZ5247,LEN(CZ5247)-3),2)=\"--\",0,LOOKUP(10^17,1*RIGHT(LEFT(CZ5247,LEN(CZ5247)-3),ROW($1:$80))))))","v":""},{"$f":"IF(OR(ISBLANK(DA100),DA5247=\"\"),\"\",IF(ISERROR(LOOKUP(10^17,1*RIGHT(LEFT(DA5247,LEN(DA5247)-3),ROW($1:$80)))),0,IF(RIGHT(LEFT(DA5247,LEN(DA5247)-3),2)=\"--\",0,LOOKUP(10^17,1*RIGHT(LEFT(DA5247,LEN(DA5247)-3),ROW($1:$80))))))","v":""},{"$f":"IF(OR(ISBLANK(DB100),DB5247=\"\"),\"\",IF(ISERROR(LOOKUP(10^17,1*RIGHT(LEFT(DB5247,LEN(DB5247)-3),ROW($1:$80)))),0,IF(RIGHT(LEFT(DB5247,LEN(DB5247)-3),2)=\"--\",0,LOOKUP(10^17,1*RIGHT(LEFT(DB5247,LEN(DB5247)-3),ROW($1:$80))))))","v":""},{"$f":"IF(OR(ISBLANK(DC100),DC5247=\"\"),\"\",IF(ISERROR(LOOKUP(10^17,1*RIGHT(LEFT(DC5247,LEN(DC5247)-3),ROW($1:$80)))),0,IF(RIGHT(LEFT(DC5247,LEN(DC5247)-3),2)=\"--\",0,LOOKUP(10^17,1*RIGHT(LEFT(DC5247,LEN(DC5247)-3),ROW($1:$80))))))","v":""},{"$f":"IF(OR(ISBLANK(DD100),DD5247=\"\"),\"\",IF(ISERROR(LOOKUP(10^17,1*RIGHT(LEFT(DD5247,LEN(DD5247)-3),ROW($1:$80)))),0,IF(RIGHT(LEFT(DD5247,LEN(DD5247)-3),2)=\"--\",0,LOOKUP(10^17,1*RIGHT(LEFT(DD5247,LEN(DD5247)-3),ROW($1:$80))))))","v":""},{"$f":"IF(OR(ISBLANK(DE100),DE5247=\"\"),\"\",IF(ISERROR(LOOKUP(10^17,1*RIGHT(LEFT(DE5247,LEN(DE5247)-3),ROW($1:$80)))),0,IF(RIGHT(LEFT(DE5247,LEN(DE5247)-3),2)=\"--\",0,LOOKUP(10^17,1*RIGHT(LEFT(DE5247,LEN(DE5247)-3),ROW($1:$80))))))","v":""},{"$f":"IF(OR(ISBLANK(DF100),DF5247=\"\"),\"\",IF(ISERROR(LOOKUP(10^17,1*RIGHT(LEFT(DF5247,LEN(DF5247)-3),ROW($1:$80)))),0,IF(RIGHT(LEFT(DF5247,LEN(DF5247)-3),2)=\"--\",0,LOOKUP(10^17,1*RIGHT(LEFT(DF5247,LEN(DF5247)-3),ROW($1:$80))))))","v":""},{"$f":"IF(OR(ISBLANK(DG100),DG5247=\"\"),\"\",IF(ISERROR(LOOKUP(10^17,1*RIGHT(LEFT(DG5247,LEN(DG5247)-3),ROW($1:$80)))),0,IF(RIGHT(LEFT(DG5247,LEN(DG5247)-3),2)=\"--\",0,LOOKUP(10^17,1*RIGHT(LEFT(DG5247,LEN(DG5247)-3),ROW($1:$80))))))","v":""},{"$f":"IF(OR(ISBLANK(DH100),DH5247=\"\"),\"\",IF(ISERROR(LOOKUP(10^17,1*RIGHT(LEFT(DH5247,LEN(DH5247)-3),ROW($1:$80)))),0,IF(RIGHT(LEFT(DH5247,LEN(DH5247)-3),2)=\"--\",0,LOOKUP(10^17,1*RIGHT(LEFT(DH5247,LEN(DH5247)-3),ROW($1:$80))))))","v":""},{"$f":"IF(OR(ISBLANK(DI100),DI5247=\"\"),\"\",IF(ISERROR(LOOKUP(10^17,1*RIGHT(LEFT(DI5247,LEN(DI5247)-3),ROW($1:$80)))),0,IF(RIGHT(LEFT(DI5247,LEN(DI5247)-3),2)=\"--\",0,LOOKUP(10^17,1*RIGHT(LEFT(DI5247,LEN(DI5247)-3),ROW($1:$80))))))","v":""},{"$f":"IF(OR(ISBLANK(DJ100),DJ5247=\"\"),\"\",IF(ISERROR(LOOKUP(10^17,1*RIGHT(LEFT(DJ5247,LEN(DJ5247)-3),ROW($1:$80)))),0,IF(RIGHT(LEFT(DJ5247,LEN(DJ5247)-3),2)=\"--\",0,LOOKUP(10^17,1*RIGHT(LEFT(DJ5247,LEN(DJ5247)-3),ROW($1:$80))))))","v":""},{"$f":"IF(OR(ISBLANK(DK100),DK5247=\"\"),\"\",IF(ISERROR(LOOKUP(10^17,1*RIGHT(LEFT(DK5247,LEN(DK5247)-3),ROW($1:$80)))),0,IF(RIGHT(LEFT(DK5247,LEN(DK5247)-3),2)=\"--\",0,LOOKUP(10^17,1*RIGHT(LEFT(DK5247,LEN(DK5247)-3),ROW($1:$80))))))","v":""},{"$f":"IF(OR(ISBLANK(DL100),DL5247=\"\"),\"\",IF(ISERROR(LOOKUP(10^17,1*RIGHT(LEFT(DL5247,LEN(DL5247)-3),ROW($1:$80)))),0,IF(RIGHT(LEFT(DL5247,LEN(DL5247)-3),2)=\"--\",0,LOOKUP(10^17,1*RIGHT(LEFT(DL5247,LEN(DL5247)-3),ROW($1:$80))))))","v":""},{"$f":"IF(OR(ISBLANK(DM100),DM5247=\"\"),\"\",IF(ISERROR(LOOKUP(10^17,1*RIGHT(LEFT(DM5247,LEN(DM5247)-3),ROW($1:$80)))),0,IF(RIGHT(LEFT(DM5247,LEN(DM5247)-3),2)=\"--\",0,LOOKUP(10^17,1*RIGHT(LEFT(DM5247,LEN(DM5247)-3),ROW($1:$80))))))","v":""},{"$f":"IF(OR(ISBLANK(DN100),DN5247=\"\"),\"\",IF(ISERROR(LOOKUP(10^17,1*RIGHT(LEFT(DN5247,LEN(DN5247)-3),ROW($1:$80)))),0,IF(RIGHT(LEFT(DN5247,LEN(DN5247)-3),2)=\"--\",0,LOOKUP(10^17,1*RIGHT(LEFT(DN5247,LEN(DN5247)-3),ROW($1:$80))))))","v":""},{"$f":"IF(OR(ISBLANK(DO100),DO5247=\"\"),\"\",IF(ISERROR(LOOKUP(10^17,1*RIGHT(LEFT(DO5247,LEN(DO5247)-3),ROW($1:$80)))),0,IF(RIGHT(LEFT(DO5247,LEN(DO5247)-3),2)=\"--\",0,LOOKUP(10^17,1*RIGHT(LEFT(DO5247,LEN(DO5247)-3),ROW($1:$80))))))","v":""},{"$f":"IF(OR(ISBLANK(DP100),DP5247=\"\"),\"\",IF(ISERROR(LOOKUP(10^17,1*RIGHT(LEFT(DP5247,LEN(DP5247)-3),ROW($1:$80)))),0,IF(RIGHT(LEFT(DP5247,LEN(DP5247)-3),2)=\"--\",0,LOOKUP(10^17,1*RIGHT(LEFT(DP5247,LEN(DP5247)-3),ROW($1:$80))))))","v":""},{"$f":"IF(OR(ISBLANK(DQ100),DQ5247=\"\"),\"\",IF(ISERROR(LOOKUP(10^17,1*RIGHT(LEFT(DQ5247,LEN(DQ5247)-3),ROW($1:$80)))),0,IF(RIGHT(LEFT(DQ5247,LEN(DQ5247)-3),2)=\"--\",0,LOOKUP(10^17,1*RIGHT(LEFT(DQ5247,LEN(DQ5247)-3),ROW($1:$80))))))","v":""},{"$f":"IF(OR(ISBLANK(DR100),DR5247=\"\"),\"\",IF(ISERROR(LOOKUP(10^17,1*RIGHT(LEFT(DR5247,LEN(DR5247)-3),ROW($1:$80)))),0,IF(RIGHT(LEFT(DR5247,LEN(DR5247)-3),2)=\"--\",0,LOOKUP(10^17,1*RIGHT(LEFT(DR5247,LEN(DR5247)-3),ROW($1:$80))))))","v":""},{"$f":"IF(OR(ISBLANK(DS100),DS5247=\"\"),\"\",IF(ISERROR(LOOKUP(10^17,1*RIGHT(LEFT(DS5247,LEN(DS5247)-3),ROW($1:$80)))),0,IF(RIGHT(LEFT(DS5247,LEN(DS5247)-3),2)=\"--\",0,LOOKUP(10^17,1*RIGHT(LEFT(DS5247,LEN(DS5247)-3),ROW($1:$80))))))","v":""},{"$f":"IF(OR(ISBLANK(DT100),DT5247=\"\"),\"\",IF(ISERROR(LOOKUP(10^17,1*RIGHT(LEFT(DT5247,LEN(DT5247)-3),ROW($1:$80)))),0,IF(RIGHT(LEFT(DT5247,LEN(DT5247)-3),2)=\"--\",0,LOOKUP(10^17,1*RIGHT(LEFT(DT5247,LEN(DT5247)-3),ROW($1:$80))))))","v":""},{"$f":"IF(OR(ISBLANK(DU100),DU5247=\"\"),\"\",IF(ISERROR(LOOKUP(10^17,1*RIGHT(LEFT(DU5247,LEN(DU5247)-3),ROW($1:$80)))),0,IF(RIGHT(LEFT(DU5247,LEN(DU5247)-3),2)=\"--\",0,LOOKUP(10^17,1*RIGHT(LEFT(DU5247,LEN(DU5247)-3),ROW($1:$80))))))","v":""},{"$f":"IF(OR(ISBLANK(DV100),DV5247=\"\"),\"\",IF(ISERROR(LOOKUP(10^17,1*RIGHT(LEFT(DV5247,LEN(DV5247)-3),ROW($1:$80)))),0,IF(RIGHT(LEFT(DV5247,LEN(DV5247)-3),2)=\"--\",0,LOOKUP(10^17,1*RIGHT(LEFT(DV5247,LEN(DV5247)-3),ROW($1:$80))))))","v":""},{"$f":"IF(OR(ISBLANK(DW100),DW5247=\"\"),\"\",IF(ISERROR(LOOKUP(10^17,1*RIGHT(LEFT(DW5247,LEN(DW5247)-3),ROW($1:$80)))),0,IF(RIGHT(LEFT(DW5247,LEN(DW5247)-3),2)=\"--\",0,LOOKUP(10^17,1*RIGHT(LEFT(DW5247,LEN(DW5247)-3),ROW($1:$80))))))","v":""},{"$f":"IF(OR(ISBLANK(DX100),DX5247=\"\"),\"\",IF(ISERROR(LOOKUP(10^17,1*RIGHT(LEFT(DX5247,LEN(DX5247)-3),ROW($1:$80)))),0,IF(RIGHT(LEFT(DX5247,LEN(DX5247)-3),2)=\"--\",0,LOOKUP(10^17,1*RIGHT(LEFT(DX5247,LEN(DX5247)-3),ROW($1:$80))))))","v":""},{"$f":"IF(OR(ISBLANK(DY100),DY5247=\"\"),\"\",IF(ISERROR(LOOKUP(10^17,1*RIGHT(LEFT(DY5247,LEN(DY5247)-3),ROW($1:$80)))),0,IF(RIGHT(LEFT(DY5247,LEN(DY5247)-3),2)=\"--\",0,LOOKUP(10^17,1*RIGHT(LEFT(DY5247,LEN(DY5247)-3),ROW($1:$80))))))","v":""},{"$f":"IF(OR(ISBLANK(DZ100),DZ5247=\"\"),\"\",IF(ISERROR(LOOKUP(10^17,1*RIGHT(LEFT(DZ5247,LEN(DZ5247)-3),ROW($1:$80)))),0,IF(RIGHT(LEFT(DZ5247,LEN(DZ5247)-3),2)=\"--\",0,LOOKUP(10^17,1*RIGHT(LEFT(DZ5247,LEN(DZ5247)-3),ROW($1:$80))))))","v":""},{"$f":"IF(OR(ISBLANK(EA100),EA5247=\"\"),\"\",IF(ISERROR(LOOKUP(10^17,1*RIGHT(LEFT(EA5247,LEN(EA5247)-3),ROW($1:$80)))),0,IF(RIGHT(LEFT(EA5247,LEN(EA5247)-3),2)=\"--\",0,LOOKUP(10^17,1*RIGHT(LEFT(EA5247,LEN(EA5247)-3),ROW($1:$80))))))","v":""},{"$f":"IF(OR(ISBLANK(EB100),EB5247=\"\"),\"\",IF(ISERROR(LOOKUP(10^17,1*RIGHT(LEFT(EB5247,LEN(EB5247)-3),ROW($1:$80)))),0,IF(RIGHT(LEFT(EB5247,LEN(EB5247)-3),2)=\"--\",0,LOOKUP(10^17,1*RIGHT(LEFT(EB5247,LEN(EB5247)-3),ROW($1:$80))))))","v":""},{"$f":"IF(OR(ISBLANK(EC100),EC5247=\"\"),\"\",IF(ISERROR(LOOKUP(10^17,1*RIGHT(LEFT(EC5247,LEN(EC5247)-3),ROW($1:$80)))),0,IF(RIGHT(LEFT(EC5247,LEN(EC5247)-3),2)=\"--\",0,LOOKUP(10^17,1*RIGHT(LEFT(EC5247,LEN(EC5247)-3),ROW($1:$80))))))","v":""},{"$f":"IF(OR(ISBLANK(ED100),ED5247=\"\"),\"\",IF(ISERROR(LOOKUP(10^17,1*RIGHT(LEFT(ED5247,LEN(ED5247)-3),ROW($1:$80)))),0,IF(RIGHT(LEFT(ED5247,LEN(ED5247)-3),2)=\"--\",0,LOOKUP(10^17,1*RIGHT(LEFT(ED5247,LEN(ED5247)-3),ROW($1:$80))))))","v":""},{"$f":"IF(OR(ISBLANK(EE100),EE5247=\"\"),\"\",IF(ISERROR(LOOKUP(10^17,1*RIGHT(LEFT(EE5247,LEN(EE5247)-3),ROW($1:$80)))),0,IF(RIGHT(LEFT(EE5247,LEN(EE5247)-3),2)=\"--\",0,LOOKUP(10^17,1*RIGHT(LEFT(EE5247,LEN(EE5247)-3),ROW($1:$80))))))","v":""},{"$f":"IF(OR(ISBLANK(EF100),EF5247=\"\"),\"\",IF(ISERROR(LOOKUP(10^17,1*RIGHT(LEFT(EF5247,LEN(EF5247)-3),ROW($1:$80)))),0,IF(RIGHT(LEFT(EF5247,LEN(EF5247)-3),2)=\"--\",0,LOOKUP(10^17,1*RIGHT(LEFT(EF5247,LEN(EF5247)-3),ROW($1:$80))))))","v":""},{"$f":"IF(OR(ISBLANK(EG100),EG5247=\"\"),\"\",IF(ISERROR(LOOKUP(10^17,1*RIGHT(LEFT(EG5247,LEN(EG5247)-3),ROW($1:$80)))),0,IF(RIGHT(LEFT(EG5247,LEN(EG5247)-3),2)=\"--\",0,LOOKUP(10^17,1*RIGHT(LEFT(EG5247,LEN(EG5247)-3),ROW($1:$80))))))","v":""},{"$f":"IF(OR(ISBLANK(EH100),EH5247=\"\"),\"\",IF(ISERROR(LOOKUP(10^17,1*RIGHT(LEFT(EH5247,LEN(EH5247)-3),ROW($1:$80)))),0,IF(RIGHT(LEFT(EH5247,LEN(EH5247)-3),2)=\"--\",0,LOOKUP(10^17,1*RIGHT(LEFT(EH5247,LEN(EH5247)-3),ROW($1:$80))))))","v":""},{"$f":"IF(OR(ISBLANK(EI100),EI5247=\"\"),\"\",IF(ISERROR(LOOKUP(10^17,1*RIGHT(LEFT(EI5247,LEN(EI5247)-3),ROW($1:$80)))),0,IF(RIGHT(LEFT(EI5247,LEN(EI5247)-3),2)=\"--\",0,LOOKUP(10^17,1*RIGHT(LEFT(EI5247,LEN(EI5247)-3),ROW($1:$80))))))","v":""},{"$f":"IF(OR(ISBLANK(EJ100),EJ5247=\"\"),\"\",IF(ISERROR(LOOKUP(10^17,1*RIGHT(LEFT(EJ5247,LEN(EJ5247)-3),ROW($1:$80)))),0,IF(RIGHT(LEFT(EJ5247,LEN(EJ5247)-3),2)=\"--\",0,LOOKUP(10^17,1*RIGHT(LEFT(EJ5247,LEN(EJ5247)-3),ROW($1:$80))))))","v":""},{"$f":"IF(OR(ISBLANK(EK100),EK5247=\"\"),\"\",IF(ISERROR(LOOKUP(10^17,1*RIGHT(LEFT(EK5247,LEN(EK5247)-3),ROW($1:$80)))),0,IF(RIGHT(LEFT(EK5247,LEN(EK5247)-3),2)=\"--\",0,LOOKUP(10^17,1*RIGHT(LEFT(EK5247,LEN(EK5247)-3),ROW($1:$80))))))","v":""},{"$f":"IF(OR(ISBLANK(EL100),EL5247=\"\"),\"\",IF(ISERROR(LOOKUP(10^17,1*RIGHT(LEFT(EL5247,LEN(EL5247)-3),ROW($1:$80)))),0,IF(RIGHT(LEFT(EL5247,LEN(EL5247)-3),2)=\"--\",0,LOOKUP(10^17,1*RIGHT(LEFT(EL5247,LEN(EL5247)-3),ROW($1:$80))))))","v":""},{"$f":"IF(OR(ISBLANK(EM100),EM5247=\"\"),\"\",IF(ISERROR(LOOKUP(10^17,1*RIGHT(LEFT(EM5247,LEN(EM5247)-3),ROW($1:$80)))),0,IF(RIGHT(LEFT(EM5247,LEN(EM5247)-3),2)=\"--\",0,LOOKUP(10^17,1*RIGHT(LEFT(EM5247,LEN(EM5247)-3),ROW($1:$80))))))","v":""},{"$f":"IF(OR(ISBLANK(EN100),EN5247=\"\"),\"\",IF(ISERROR(LOOKUP(10^17,1*RIGHT(LEFT(EN5247,LEN(EN5247)-3),ROW($1:$80)))),0,IF(RIGHT(LEFT(EN5247,LEN(EN5247)-3),2)=\"--\",0,LOOKUP(10^17,1*RIGHT(LEFT(EN5247,LEN(EN5247)-3),ROW($1:$80))))))","v":""},{"$f":"IF(OR(ISBLANK(EO100),EO5247=\"\"),\"\",IF(ISERROR(LOOKUP(10^17,1*RIGHT(LEFT(EO5247,LEN(EO5247)-3),ROW($1:$80)))),0,IF(RIGHT(LEFT(EO5247,LEN(EO5247)-3),2)=\"--\",0,LOOKUP(10^17,1*RIGHT(LEFT(EO5247,LEN(EO5247)-3),ROW($1:$80))))))","v":""},{"$f":"IF(OR(ISBLANK(EP100),EP5247=\"\"),\"\",IF(ISERROR(LOOKUP(10^17,1*RIGHT(LEFT(EP5247,LEN(EP5247)-3),ROW($1:$80)))),0,IF(RIGHT(LEFT(EP5247,LEN(EP5247)-3),2)=\"--\",0,LOOKUP(10^17,1*RIGHT(LEFT(EP5247,LEN(EP5247)-3),ROW($1:$80))))))","v":""},{"$f":"IF(OR(ISBLANK(EQ100),EQ5247=\"\"),\"\",IF(ISERROR(LOOKUP(10^17,1*RIGHT(LEFT(EQ5247,LEN(EQ5247)-3),ROW($1:$80)))),0,IF(RIGHT(LEFT(EQ5247,LEN(EQ5247)-3),2)=\"--\",0,LOOKUP(10^17,1*RIGHT(LEFT(EQ5247,LEN(EQ5247)-3),ROW($1:$80))))))","v":""},{"$f":"IF(OR(ISBLANK(ER100),ER5247=\"\"),\"\",IF(ISERROR(LOOKUP(10^17,1*RIGHT(LEFT(ER5247,LEN(ER5247)-3),ROW($1:$80)))),0,IF(RIGHT(LEFT(ER5247,LEN(ER5247)-3),2)=\"--\",0,LOOKUP(10^17,1*RIGHT(LEFT(ER5247,LEN(ER5247)-3),ROW($1:$80))))))","v":""},{"$f":"IF(OR(ISBLANK(ES100),ES5247=\"\"),\"\",IF(ISERROR(LOOKUP(10^17,1*RIGHT(LEFT(ES5247,LEN(ES5247)-3),ROW($1:$80)))),0,IF(RIGHT(LEFT(ES5247,LEN(ES5247)-3),2)=\"--\",0,LOOKUP(10^17,1*RIGHT(LEFT(ES5247,LEN(ES5247)-3),ROW($1:$80))))))","v":""},{"$f":"IF(OR(ISBLANK(ET100),ET5247=\"\"),\"\",IF(ISERROR(LOOKUP(10^17,1*RIGHT(LEFT(ET5247,LEN(ET5247)-3),ROW($1:$80)))),0,IF(RIGHT(LEFT(ET5247,LEN(ET5247)-3),2)=\"--\",0,LOOKUP(10^17,1*RIGHT(LEFT(ET5247,LEN(ET5247)-3),ROW($1:$80))))))","v":""},{"$f":"IF(OR(ISBLANK(EU100),EU5247=\"\"),\"\",IF(ISERROR(LOOKUP(10^17,1*RIGHT(LEFT(EU5247,LEN(EU5247)-3),ROW($1:$80)))),0,IF(RIGHT(LEFT(EU5247,LEN(EU5247)-3),2)=\"--\",0,LOOKUP(10^17,1*RIGHT(LEFT(EU5247,LEN(EU5247)-3),ROW($1:$80))))))","v":""},{"$f":"IF(OR(ISBLANK(EV100),EV5247=\"\"),\"\",IF(ISERROR(LOOKUP(10^17,1*RIGHT(LEFT(EV5247,LEN(EV5247)-3),ROW($1:$80)))),0,IF(RIGHT(LEFT(EV5247,LEN(EV5247)-3),2)=\"--\",0,LOOKUP(10^17,1*RIGHT(LEFT(EV5247,LEN(EV5247)-3),ROW($1:$80))))))","v":""},{"$f":"IF(OR(ISBLANK(EW100),EW5247=\"\"),\"\",IF(ISERROR(LOOKUP(10^17,1*RIGHT(LEFT(EW5247,LEN(EW5247)-3),ROW($1:$80)))),0,IF(RIGHT(LEFT(EW5247,LEN(EW5247)-3),2)=\"--\",0,LOOKUP(10^17,1*RIGHT(LEFT(EW5247,LEN(EW5247)-3),ROW($1:$80))))))","v":""},{"$f":"IF(OR(ISBLANK(EX100),EX5247=\"\"),\"\",IF(ISERROR(LOOKUP(10^17,1*RIGHT(LEFT(EX5247,LEN(EX5247)-3),ROW($1:$80)))),0,IF(RIGHT(LEFT(EX5247,LEN(EX5247)-3),2)=\"--\",0,LOOKUP(10^17,1*RIGHT(LEFT(EX5247,LEN(EX5247)-3),ROW($1:$80))))))","v":""},{"$f":"IF(OR(ISBLANK(EY100),EY5247=\"\"),\"\",IF(ISERROR(LOOKUP(10^17,1*RIGHT(LEFT(EY5247,LEN(EY5247)-3),ROW($1:$80)))),0,IF(RIGHT(LEFT(EY5247,LEN(EY5247)-3),2)=\"--\",0,LOOKUP(10^17,1*RIGHT(LEFT(EY5247,LEN(EY5247)-3),ROW($1:$80))))))","v":""},{"$f":"IF(OR(ISBLANK(EZ100),EZ5247=\"\"),\"\",IF(ISERROR(LOOKUP(10^17,1*RIGHT(LEFT(EZ5247,LEN(EZ5247)-3),ROW($1:$80)))),0,IF(RIGHT(LEFT(EZ5247,LEN(EZ5247)-3),2)=\"--\",0,LOOKUP(10^17,1*RIGHT(LEFT(EZ5247,LEN(EZ5247)-3),ROW($1:$80))))))","v":""},{"$f":"IF(OR(ISBLANK(FA100),FA5247=\"\"),\"\",IF(ISERROR(LOOKUP(10^17,1*RIGHT(LEFT(FA5247,LEN(FA5247)-3),ROW($1:$80)))),0,IF(RIGHT(LEFT(FA5247,LEN(FA5247)-3),2)=\"--\",0,LOOKUP(10^17,1*RIGHT(LEFT(FA5247,LEN(FA5247)-3),ROW($1:$80))))))","v":""},{"$f":"IF(OR(ISBLANK(FB100),FB5247=\"\"),\"\",IF(ISERROR(LOOKUP(10^17,1*RIGHT(LEFT(FB5247,LEN(FB5247)-3),ROW($1:$80)))),0,IF(RIGHT(LEFT(FB5247,LEN(FB5247)-3),2)=\"--\",0,LOOKUP(10^17,1*RIGHT(LEFT(FB5247,LEN(FB5247)-3),ROW($1:$80))))))","v":""},{"$f":"IF(OR(ISBLANK(FC100),FC5247=\"\"),\"\",IF(ISERROR(LOOKUP(10^17,1*RIGHT(LEFT(FC5247,LEN(FC5247)-3),ROW($1:$80)))),0,IF(RIGHT(LEFT(FC5247,LEN(FC5247)-3),2)=\"--\",0,LOOKUP(10^17,1*RIGHT(LEFT(FC5247,LEN(FC5247)-3),ROW($1:$80))))))","v":""},{"$f":"IF(OR(ISBLANK(FD100),FD5247=\"\"),\"\",IF(ISERROR(LOOKUP(10^17,1*RIGHT(LEFT(FD5247,LEN(FD5247)-3),ROW($1:$80)))),0,IF(RIGHT(LEFT(FD5247,LEN(FD5247)-3),2)=\"--\",0,LOOKUP(10^17,1*RIGHT(LEFT(FD5247,LEN(FD5247)-3),ROW($1:$80))))))","v":""},{"$f":"IF(OR(ISBLANK(FE100),FE5247=\"\"),\"\",IF(ISERROR(LOOKUP(10^17,1*RIGHT(LEFT(FE5247,LEN(FE5247)-3),ROW($1:$80)))),0,IF(RIGHT(LEFT(FE5247,LEN(FE5247)-3),2)=\"--\",0,LOOKUP(10^17,1*RIGHT(LEFT(FE5247,LEN(FE5247)-3),ROW($1:$80))))))","v":""},{"$f":"IF(OR(ISBLANK(FF100),FF5247=\"\"),\"\",IF(ISERROR(LOOKUP(10^17,1*RIGHT(LEFT(FF5247,LEN(FF5247)-3),ROW($1:$80)))),0,IF(RIGHT(LEFT(FF5247,LEN(FF5247)-3),2)=\"--\",0,LOOKUP(10^17,1*RIGHT(LEFT(FF5247,LEN(FF5247)-3),ROW($1:$80))))))","v":""},{"$f":"IF(OR(ISBLANK(FG100),FG5247=\"\"),\"\",IF(ISERROR(LOOKUP(10^17,1*RIGHT(LEFT(FG5247,LEN(FG5247)-3),ROW($1:$80)))),0,IF(RIGHT(LEFT(FG5247,LEN(FG5247)-3),2)=\"--\",0,LOOKUP(10^17,1*RIGHT(LEFT(FG5247,LEN(FG5247)-3),ROW($1:$80))))))","v":""},{"$f":"IF(OR(ISBLANK(FH100),FH5247=\"\"),\"\",IF(ISERROR(LOOKUP(10^17,1*RIGHT(LEFT(FH5247,LEN(FH5247)-3),ROW($1:$80)))),0,IF(RIGHT(LEFT(FH5247,LEN(FH5247)-3),2)=\"--\",0,LOOKUP(10^17,1*RIGHT(LEFT(FH5247,LEN(FH5247)-3),ROW($1:$80))))))","v":""},{"$f":"IF(OR(ISBLANK(FI100),FI5247=\"\"),\"\",IF(ISERROR(LOOKUP(10^17,1*RIGHT(LEFT(FI5247,LEN(FI5247)-3),ROW($1:$80)))),0,IF(RIGHT(LEFT(FI5247,LEN(FI5247)-3),2)=\"--\",0,LOOKUP(10^17,1*RIGHT(LEFT(FI5247,LEN(FI5247)-3),ROW($1:$80))))))","v":""},{"$f":"IF(OR(ISBLANK(FJ100),FJ5247=\"\"),\"\",IF(ISERROR(LOOKUP(10^17,1*RIGHT(LEFT(FJ5247,LEN(FJ5247)-3),ROW($1:$80)))),0,IF(RIGHT(LEFT(FJ5247,LEN(FJ5247)-3),2)=\"--\",0,LOOKUP(10^17,1*RIGHT(LEFT(FJ5247,LEN(FJ5247)-3),ROW($1:$80))))))","v":""},{"$f":"IF(OR(ISBLANK(FK100),FK5247=\"\"),\"\",IF(ISERROR(LOOKUP(10^17,1*RIGHT(LEFT(FK5247,LEN(FK5247)-3),ROW($1:$80)))),0,IF(RIGHT(LEFT(FK5247,LEN(FK5247)-3),2)=\"--\",0,LOOKUP(10^17,1*RIGHT(LEFT(FK5247,LEN(FK5247)-3),ROW($1:$80))))))","v":""},{"$f":"IF(OR(ISBLANK(FL100),FL5247=\"\"),\"\",IF(ISERROR(LOOKUP(10^17,1*RIGHT(LEFT(FL5247,LEN(FL5247)-3),ROW($1:$80)))),0,IF(RIGHT(LEFT(FL5247,LEN(FL5247)-3),2)=\"--\",0,LOOKUP(10^17,1*RIGHT(LEFT(FL5247,LEN(FL5247)-3),ROW($1:$80))))))","v":""},{"$f":"IF(OR(ISBLANK(FM100),FM5247=\"\"),\"\",IF(ISERROR(LOOKUP(10^17,1*RIGHT(LEFT(FM5247,LEN(FM5247)-3),ROW($1:$80)))),0,IF(RIGHT(LEFT(FM5247,LEN(FM5247)-3),2)=\"--\",0,LOOKUP(10^17,1*RIGHT(LEFT(FM5247,LEN(FM5247)-3),ROW($1:$80))))))","v":""},{"$f":"IF(OR(ISBLANK(FN100),FN5247=\"\"),\"\",IF(ISERROR(LOOKUP(10^17,1*RIGHT(LEFT(FN5247,LEN(FN5247)-3),ROW($1:$80)))),0,IF(RIGHT(LEFT(FN5247,LEN(FN5247)-3),2)=\"--\",0,LOOKUP(10^17,1*RIGHT(LEFT(FN5247,LEN(FN5247)-3),ROW($1:$80))))))","v":""},{"$f":"IF(OR(ISBLANK(FO100),FO5247=\"\"),\"\",IF(ISERROR(LOOKUP(10^17,1*RIGHT(LEFT(FO5247,LEN(FO5247)-3),ROW($1:$80)))),0,IF(RIGHT(LEFT(FO5247,LEN(FO5247)-3),2)=\"--\",0,LOOKUP(10^17,1*RIGHT(LEFT(FO5247,LEN(FO5247)-3),ROW($1:$80))))))","v":""},{"$f":"IF(OR(ISBLANK(FP100),FP5247=\"\"),\"\",IF(ISERROR(LOOKUP(10^17,1*RIGHT(LEFT(FP5247,LEN(FP5247)-3),ROW($1:$80)))),0,IF(RIGHT(LEFT(FP5247,LEN(FP5247)-3),2)=\"--\",0,LOOKUP(10^17,1*RIGHT(LEFT(FP5247,LEN(FP5247)-3),ROW($1:$80))))))","v":""},{"$f":"IF(OR(ISBLANK(FQ100),FQ5247=\"\"),\"\",IF(ISERROR(LOOKUP(10^17,1*RIGHT(LEFT(FQ5247,LEN(FQ5247)-3),ROW($1:$80)))),0,IF(RIGHT(LEFT(FQ5247,LEN(FQ5247)-3),2)=\"--\",0,LOOKUP(10^17,1*RIGHT(LEFT(FQ5247,LEN(FQ5247)-3),ROW($1:$80))))))","v":""},{"$f":"IF(OR(ISBLANK(FR100),FR5247=\"\"),\"\",IF(ISERROR(LOOKUP(10^17,1*RIGHT(LEFT(FR5247,LEN(FR5247)-3),ROW($1:$80)))),0,IF(RIGHT(LEFT(FR5247,LEN(FR5247)-3),2)=\"--\",0,LOOKUP(10^17,1*RIGHT(LEFT(FR5247,LEN(FR5247)-3),ROW($1:$80))))))","v":""},{"$f":"IF(OR(ISBLANK(FS100),FS5247=\"\"),\"\",IF(ISERROR(LOOKUP(10^17,1*RIGHT(LEFT(FS5247,LEN(FS5247)-3),ROW($1:$80)))),0,IF(RIGHT(LEFT(FS5247,LEN(FS5247)-3),2)=\"--\",0,LOOKUP(10^17,1*RIGHT(LEFT(FS5247,LEN(FS5247)-3),ROW($1:$80))))))","v":""},{"$f":"IF(OR(ISBLANK(FT100),FT5247=\"\"),\"\",IF(ISERROR(LOOKUP(10^17,1*RIGHT(LEFT(FT5247,LEN(FT5247)-3),ROW($1:$80)))),0,IF(RIGHT(LEFT(FT5247,LEN(FT5247)-3),2)=\"--\",0,LOOKUP(10^17,1*RIGHT(LEFT(FT5247,LEN(FT5247)-3),ROW($1:$80))))))","v":""},{"$f":"IF(OR(ISBLANK(FU100),FU5247=\"\"),\"\",IF(ISERROR(LOOKUP(10^17,1*RIGHT(LEFT(FU5247,LEN(FU5247)-3),ROW($1:$80)))),0,IF(RIGHT(LEFT(FU5247,LEN(FU5247)-3),2)=\"--\",0,LOOKUP(10^17,1*RIGHT(LEFT(FU5247,LEN(FU5247)-3),ROW($1:$80))))))","v":""},{"$f":"IF(OR(ISBLANK(FV100),FV5247=\"\"),\"\",IF(ISERROR(LOOKUP(10^17,1*RIGHT(LEFT(FV5247,LEN(FV5247)-3),ROW($1:$80)))),0,IF(RIGHT(LEFT(FV5247,LEN(FV5247)-3),2)=\"--\",0,LOOKUP(10^17,1*RIGHT(LEFT(FV5247,LEN(FV5247)-3),ROW($1:$80))))))","v":""},{"$f":"IF(OR(ISBLANK(FW100),FW5247=\"\"),\"\",IF(ISERROR(LOOKUP(10^17,1*RIGHT(LEFT(FW5247,LEN(FW5247)-3),ROW($1:$80)))),0,IF(RIGHT(LEFT(FW5247,LEN(FW5247)-3),2)=\"--\",0,LOOKUP(10^17,1*RIGHT(LEFT(FW5247,LEN(FW5247)-3),ROW($1:$80))))))","v":""},{"$f":"IF(OR(ISBLANK(FX100),FX5247=\"\"),\"\",IF(ISERROR(LOOKUP(10^17,1*RIGHT(LEFT(FX5247,LEN(FX5247)-3),ROW($1:$80)))),0,IF(RIGHT(LEFT(FX5247,LEN(FX5247)-3),2)=\"--\",0,LOOKUP(10^17,1*RIGHT(LEFT(FX5247,LEN(FX5247)-3),ROW($1:$80))))))","v":""},{"$f":"IF(OR(ISBLANK(FY100),FY5247=\"\"),\"\",IF(ISERROR(LOOKUP(10^17,1*RIGHT(LEFT(FY5247,LEN(FY5247)-3),ROW($1:$80)))),0,IF(RIGHT(LEFT(FY5247,LEN(FY5247)-3),2)=\"--\",0,LOOKUP(10^17,1*RIGHT(LEFT(FY5247,LEN(FY5247)-3),ROW($1:$80))))))","v":""},{"$f":"IF(OR(ISBLANK(FZ100),FZ5247=\"\"),\"\",IF(ISERROR(LOOKUP(10^17,1*RIGHT(LEFT(FZ5247,LEN(FZ5247)-3),ROW($1:$80)))),0,IF(RIGHT(LEFT(FZ5247,LEN(FZ5247)-3),2)=\"--\",0,LOOKUP(10^17,1*RIGHT(LEFT(FZ5247,LEN(FZ5247)-3),ROW($1:$80))))))","v":""},{"$f":"IF(OR(ISBLANK(GA100),GA5247=\"\"),\"\",IF(ISERROR(LOOKUP(10^17,1*RIGHT(LEFT(GA5247,LEN(GA5247)-3),ROW($1:$80)))),0,IF(RIGHT(LEFT(GA5247,LEN(GA5247)-3),2)=\"--\",0,LOOKUP(10^17,1*RIGHT(LEFT(GA5247,LEN(GA5247)-3),ROW($1:$80))))))","v":""},{"$f":"IF(OR(ISBLANK(GB100),GB5247=\"\"),\"\",IF(ISERROR(LOOKUP(10^17,1*RIGHT(LEFT(GB5247,LEN(GB5247)-3),ROW($1:$80)))),0,IF(RIGHT(LEFT(GB5247,LEN(GB5247)-3),2)=\"--\",0,LOOKUP(10^17,1*RIGHT(LEFT(GB5247,LEN(GB5247)-3),ROW($1:$80))))))","v":""},{"$f":"IF(OR(ISBLANK(GC100),GC5247=\"\"),\"\",IF(ISERROR(LOOKUP(10^17,1*RIGHT(LEFT(GC5247,LEN(GC5247)-3),ROW($1:$80)))),0,IF(RIGHT(LEFT(GC5247,LEN(GC5247)-3),2)=\"--\",0,LOOKUP(10^17,1*RIGHT(LEFT(GC5247,LEN(GC5247)-3),ROW($1:$80))))))","v":""},{"$f":"IF(OR(ISBLANK(GD100),GD5247=\"\"),\"\",IF(ISERROR(LOOKUP(10^17,1*RIGHT(LEFT(GD5247,LEN(GD5247)-3),ROW($1:$80)))),0,IF(RIGHT(LEFT(GD5247,LEN(GD5247)-3),2)=\"--\",0,LOOKUP(10^17,1*RIGHT(LEFT(GD5247,LEN(GD5247)-3),ROW($1:$80))))))","v":""},{"$f":"IF(OR(ISBLANK(GE100),GE5247=\"\"),\"\",IF(ISERROR(LOOKUP(10^17,1*RIGHT(LEFT(GE5247,LEN(GE5247)-3),ROW($1:$80)))),0,IF(RIGHT(LEFT(GE5247,LEN(GE5247)-3),2)=\"--\",0,LOOKUP(10^17,1*RIGHT(LEFT(GE5247,LEN(GE5247)-3),ROW($1:$80))))))","v":""},{"$f":"IF(OR(ISBLANK(GF100),GF5247=\"\"),\"\",IF(ISERROR(LOOKUP(10^17,1*RIGHT(LEFT(GF5247,LEN(GF5247)-3),ROW($1:$80)))),0,IF(RIGHT(LEFT(GF5247,LEN(GF5247)-3),2)=\"--\",0,LOOKUP(10^17,1*RIGHT(LEFT(GF5247,LEN(GF5247)-3),ROW($1:$80))))))","v":""},{"$f":"IF(OR(ISBLANK(GG100),GG5247=\"\"),\"\",IF(ISERROR(LOOKUP(10^17,1*RIGHT(LEFT(GG5247,LEN(GG5247)-3),ROW($1:$80)))),0,IF(RIGHT(LEFT(GG5247,LEN(GG5247)-3),2)=\"--\",0,LOOKUP(10^17,1*RIGHT(LEFT(GG5247,LEN(GG5247)-3),ROW($1:$80))))))","v":""},{"$f":"IF(OR(ISBLANK(GH100),GH5247=\"\"),\"\",IF(ISERROR(LOOKUP(10^17,1*RIGHT(LEFT(GH5247,LEN(GH5247)-3),ROW($1:$80)))),0,IF(RIGHT(LEFT(GH5247,LEN(GH5247)-3),2)=\"--\",0,LOOKUP(10^17,1*RIGHT(LEFT(GH5247,LEN(GH5247)-3),ROW($1:$80))))))","v":""},{"$f":"IF(OR(ISBLANK(GI100),GI5247=\"\"),\"\",IF(ISERROR(LOOKUP(10^17,1*RIGHT(LEFT(GI5247,LEN(GI5247)-3),ROW($1:$80)))),0,IF(RIGHT(LEFT(GI5247,LEN(GI5247)-3),2)=\"--\",0,LOOKUP(10^17,1*RIGHT(LEFT(GI5247,LEN(GI5247)-3),ROW($1:$80))))))","v":""},{"$f":"IF(OR(ISBLANK(GJ100),GJ5247=\"\"),\"\",IF(ISERROR(LOOKUP(10^17,1*RIGHT(LEFT(GJ5247,LEN(GJ5247)-3),ROW($1:$80)))),0,IF(RIGHT(LEFT(GJ5247,LEN(GJ5247)-3),2)=\"--\",0,LOOKUP(10^17,1*RIGHT(LEFT(GJ5247,LEN(GJ5247)-3),ROW($1:$80))))))","v":""},{"$f":"IF(OR(ISBLANK(GK100),GK5247=\"\"),\"\",IF(ISERROR(LOOKUP(10^17,1*RIGHT(LEFT(GK5247,LEN(GK5247)-3),ROW($1:$80)))),0,IF(RIGHT(LEFT(GK5247,LEN(GK5247)-3),2)=\"--\",0,LOOKUP(10^17,1*RIGHT(LEFT(GK5247,LEN(GK5247)-3),ROW($1:$80))))))","v":""},{"$f":"IF(OR(ISBLANK(GL100),GL5247=\"\"),\"\",IF(ISERROR(LOOKUP(10^17,1*RIGHT(LEFT(GL5247,LEN(GL5247)-3),ROW($1:$80)))),0,IF(RIGHT(LEFT(GL5247,LEN(GL5247)-3),2)=\"--\",0,LOOKUP(10^17,1*RIGHT(LEFT(GL5247,LEN(GL5247)-3),ROW($1:$80))))))","v":""},{"$f":"IF(OR(ISBLANK(GM100),GM5247=\"\"),\"\",IF(ISERROR(LOOKUP(10^17,1*RIGHT(LEFT(GM5247,LEN(GM5247)-3),ROW($1:$80)))),0,IF(RIGHT(LEFT(GM5247,LEN(GM5247)-3),2)=\"--\",0,LOOKUP(10^17,1*RIGHT(LEFT(GM5247,LEN(GM5247)-3),ROW($1:$80))))))","v":""},{"$f":"IF(OR(ISBLANK(GN100),GN5247=\"\"),\"\",IF(ISERROR(LOOKUP(10^17,1*RIGHT(LEFT(GN5247,LEN(GN5247)-3),ROW($1:$80)))),0,IF(RIGHT(LEFT(GN5247,LEN(GN5247)-3),2)=\"--\",0,LOOKUP(10^17,1*RIGHT(LEFT(GN5247,LEN(GN5247)-3),ROW($1:$80))))))","v":""},{"$f":"IF(OR(ISBLANK(GO100),GO5247=\"\"),\"\",IF(ISERROR(LOOKUP(10^17,1*RIGHT(LEFT(GO5247,LEN(GO5247)-3),ROW($1:$80)))),0,IF(RIGHT(LEFT(GO5247,LEN(GO5247)-3),2)=\"--\",0,LOOKUP(10^17,1*RIGHT(LEFT(GO5247,LEN(GO5247)-3),ROW($1:$80))))))","v":""},{"$f":"IF(OR(ISBLANK(GP100),GP5247=\"\"),\"\",IF(ISERROR(LOOKUP(10^17,1*RIGHT(LEFT(GP5247,LEN(GP5247)-3),ROW($1:$80)))),0,IF(RIGHT(LEFT(GP5247,LEN(GP5247)-3),2)=\"--\",0,LOOKUP(10^17,1*RIGHT(LEFT(GP5247,LEN(GP5247)-3),ROW($1:$80))))))","v":""},{"$f":"IF(OR(ISBLANK(GQ100),GQ5247=\"\"),\"\",IF(ISERROR(LOOKUP(10^17,1*RIGHT(LEFT(GQ5247,LEN(GQ5247)-3),ROW($1:$80)))),0,IF(RIGHT(LEFT(GQ5247,LEN(GQ5247)-3),2)=\"--\",0,LOOKUP(10^17,1*RIGHT(LEFT(GQ5247,LEN(GQ5247)-3),ROW($1:$80))))))","v":""},{"$f":"IF(OR(ISBLANK(GR100),GR5247=\"\"),\"\",IF(ISERROR(LOOKUP(10^17,1*RIGHT(LEFT(GR5247,LEN(GR5247)-3),ROW($1:$80)))),0,IF(RIGHT(LEFT(GR5247,LEN(GR5247)-3),2)=\"--\",0,LOOKUP(10^17,1*RIGHT(LEFT(GR5247,LEN(GR5247)-3),ROW($1:$80))))))","v":""},{"$f":"IF(OR(ISBLANK(GS100),GS5247=\"\"),\"\",IF(ISERROR(LOOKUP(10^17,1*RIGHT(LEFT(GS5247,LEN(GS5247)-3),ROW($1:$80)))),0,IF(RIGHT(LEFT(GS5247,LEN(GS5247)-3),2)=\"--\",0,LOOKUP(10^17,1*RIGHT(LEFT(GS5247,LEN(GS5247)-3),ROW($1:$80))))))","v":""},{"$f":"IF(OR(ISBLANK(GT100),GT5247=\"\"),\"\",IF(ISERROR(LOOKUP(10^17,1*RIGHT(LEFT(GT5247,LEN(GT5247)-3),ROW($1:$80)))),0,IF(RIGHT(LEFT(GT5247,LEN(GT5247)-3),2)=\"--\",0,LOOKUP(10^17,1*RIGHT(LEFT(GT5247,LEN(GT5247)-3),ROW($1:$80))))))","v":""},{"$f":"IF(OR(ISBLANK(GU100),GU5247=\"\"),\"\",IF(ISERROR(LOOKUP(10^17,1*RIGHT(LEFT(GU5247,LEN(GU5247)-3),ROW($1:$80)))),0,IF(RIGHT(LEFT(GU5247,LEN(GU5247)-3),2)=\"--\",0,LOOKUP(10^17,1*RIGHT(LEFT(GU5247,LEN(GU5247)-3),ROW($1:$80))))))","v":""},{"$f":"IF(OR(ISBLANK(GV100),GV5247=\"\"),\"\",IF(ISERROR(LOOKUP(10^17,1*RIGHT(LEFT(GV5247,LEN(GV5247)-3),ROW($1:$80)))),0,IF(RIGHT(LEFT(GV5247,LEN(GV5247)-3),2)=\"--\",0,LOOKUP(10^17,1*RIGHT(LEFT(GV5247,LEN(GV5247)-3),ROW($1:$80))))))","v":""},{"$f":"IF(OR(ISBLANK(GW100),GW5247=\"\"),\"\",IF(ISERROR(LOOKUP(10^17,1*RIGHT(LEFT(GW5247,LEN(GW5247)-3),ROW($1:$80)))),0,IF(RIGHT(LEFT(GW5247,LEN(GW5247)-3),2)=\"--\",0,LOOKUP(10^17,1*RIGHT(LEFT(GW5247,LEN(GW5247)-3),ROW($1:$80))))))","v":""},{"$f":"IF(OR(ISBLANK(GX100),GX5247=\"\"),\"\",IF(ISERROR(LOOKUP(10^17,1*RIGHT(LEFT(GX5247,LEN(GX5247)-3),ROW($1:$80)))),0,IF(RIGHT(LEFT(GX5247,LEN(GX5247)-3),2)=\"--\",0,LOOKUP(10^17,1*RIGHT(LEFT(GX5247,LEN(GX5247)-3),ROW($1:$80))))))","v":""},{"$f":"IF(OR(ISBLANK(GY100),GY5247=\"\"),\"\",IF(ISERROR(LOOKUP(10^17,1*RIGHT(LEFT(GY5247,LEN(GY5247)-3),ROW($1:$80)))),0,IF(RIGHT(LEFT(GY5247,LEN(GY5247)-3),2)=\"--\",0,LOOKUP(10^17,1*RIGHT(LEFT(GY5247,LEN(GY5247)-3),ROW($1:$80))))))","v":""},{"$f":"IF(OR(ISBLANK(GZ100),GZ5247=\"\"),\"\",IF(ISERROR(LOOKUP(10^17,1*RIGHT(LEFT(GZ5247,LEN(GZ5247)-3),ROW($1:$80)))),0,IF(RIGHT(LEFT(GZ5247,LEN(GZ5247)-3),2)=\"--\",0,LOOKUP(10^17,1*RIGHT(LEFT(GZ5247,LEN(GZ5247)-3),ROW($1:$80))))))","v":""},{"$f":"IF(OR(ISBLANK(HA100),HA5247=\"\"),\"\",IF(ISERROR(LOOKUP(10^17,1*RIGHT(LEFT(HA5247,LEN(HA5247)-3),ROW($1:$80)))),0,IF(RIGHT(LEFT(HA5247,LEN(HA5247)-3),2)=\"--\",0,LOOKUP(10^17,1*RIGHT(LEFT(HA5247,LEN(HA5247)-3),ROW($1:$80))))))","v":""},{"$f":"IF(OR(ISBLANK(HB100),HB5247=\"\"),\"\",IF(ISERROR(LOOKUP(10^17,1*RIGHT(LEFT(HB5247,LEN(HB5247)-3),ROW($1:$80)))),0,IF(RIGHT(LEFT(HB5247,LEN(HB5247)-3),2)=\"--\",0,LOOKUP(10^17,1*RIGHT(LEFT(HB5247,LEN(HB5247)-3),ROW($1:$80))))))","v":""},{"$f":"IF(OR(ISBLANK(HC100),HC5247=\"\"),\"\",IF(ISERROR(LOOKUP(10^17,1*RIGHT(LEFT(HC5247,LEN(HC5247)-3),ROW($1:$80)))),0,IF(RIGHT(LEFT(HC5247,LEN(HC5247)-3),2)=\"--\",0,LOOKUP(10^17,1*RIGHT(LEFT(HC5247,LEN(HC5247)-3),ROW($1:$80))))))","v":""},{"$f":"IF(OR(ISBLANK(HD100),HD5247=\"\"),\"\",IF(ISERROR(LOOKUP(10^17,1*RIGHT(LEFT(HD5247,LEN(HD5247)-3),ROW($1:$80)))),0,IF(RIGHT(LEFT(HD5247,LEN(HD5247)-3),2)=\"--\",0,LOOKUP(10^17,1*RIGHT(LEFT(HD5247,LEN(HD5247)-3),ROW($1:$80))))))","v":""},{"$f":"IF(OR(ISBLANK(HE100),HE5247=\"\"),\"\",IF(ISERROR(LOOKUP(10^17,1*RIGHT(LEFT(HE5247,LEN(HE5247)-3),ROW($1:$80)))),0,IF(RIGHT(LEFT(HE5247,LEN(HE5247)-3),2)=\"--\",0,LOOKUP(10^17,1*RIGHT(LEFT(HE5247,LEN(HE5247)-3),ROW($1:$80))))))","v":""},{"$f":"IF(OR(ISBLANK(HF100),HF5247=\"\"),\"\",IF(ISERROR(LOOKUP(10^17,1*RIGHT(LEFT(HF5247,LEN(HF5247)-3),ROW($1:$80)))),0,IF(RIGHT(LEFT(HF5247,LEN(HF5247)-3),2)=\"--\",0,LOOKUP(10^17,1*RIGHT(LEFT(HF5247,LEN(HF5247)-3),ROW($1:$80))))))","v":""},{"$f":"IF(OR(ISBLANK(HG100),HG5247=\"\"),\"\",IF(ISERROR(LOOKUP(10^17,1*RIGHT(LEFT(HG5247,LEN(HG5247)-3),ROW($1:$80)))),0,IF(RIGHT(LEFT(HG5247,LEN(HG5247)-3),2)=\"--\",0,LOOKUP(10^17,1*RIGHT(LEFT(HG5247,LEN(HG5247)-3),ROW($1:$80))))))","v":""},{"$f":"IF(OR(ISBLANK(HH100),HH5247=\"\"),\"\",IF(ISERROR(LOOKUP(10^17,1*RIGHT(LEFT(HH5247,LEN(HH5247)-3),ROW($1:$80)))),0,IF(RIGHT(LEFT(HH5247,LEN(HH5247)-3),2)=\"--\",0,LOOKUP(10^17,1*RIGHT(LEFT(HH5247,LEN(HH5247)-3),ROW($1:$80))))))","v":""},{"$f":"IF(OR(ISBLANK(HI100),HI5247=\"\"),\"\",IF(ISERROR(LOOKUP(10^17,1*RIGHT(LEFT(HI5247,LEN(HI5247)-3),ROW($1:$80)))),0,IF(RIGHT(LEFT(HI5247,LEN(HI5247)-3),2)=\"--\",0,LOOKUP(10^17,1*RIGHT(LEFT(HI5247,LEN(HI5247)-3),ROW($1:$80))))))","v":""},{"$f":"IF(OR(ISBLANK(HJ100),HJ5247=\"\"),\"\",IF(ISERROR(LOOKUP(10^17,1*RIGHT(LEFT(HJ5247,LEN(HJ5247)-3),ROW($1:$80)))),0,IF(RIGHT(LEFT(HJ5247,LEN(HJ5247)-3),2)=\"--\",0,LOOKUP(10^17,1*RIGHT(LEFT(HJ5247,LEN(HJ5247)-3),ROW($1:$80))))))","v":""},{"$f":"IF(OR(ISBLANK(HK100),HK5247=\"\"),\"\",IF(ISERROR(LOOKUP(10^17,1*RIGHT(LEFT(HK5247,LEN(HK5247)-3),ROW($1:$80)))),0,IF(RIGHT(LEFT(HK5247,LEN(HK5247)-3),2)=\"--\",0,LOOKUP(10^17,1*RIGHT(LEFT(HK5247,LEN(HK5247)-3),ROW($1:$80))))))","v":""},{"$f":"IF(OR(ISBLANK(HL100),HL5247=\"\"),\"\",IF(ISERROR(LOOKUP(10^17,1*RIGHT(LEFT(HL5247,LEN(HL5247)-3),ROW($1:$80)))),0,IF(RIGHT(LEFT(HL5247,LEN(HL5247)-3),2)=\"--\",0,LOOKUP(10^17,1*RIGHT(LEFT(HL5247,LEN(HL5247)-3),ROW($1:$80))))))","v":""},{"$f":"IF(OR(ISBLANK(HM100),HM5247=\"\"),\"\",IF(ISERROR(LOOKUP(10^17,1*RIGHT(LEFT(HM5247,LEN(HM5247)-3),ROW($1:$80)))),0,IF(RIGHT(LEFT(HM5247,LEN(HM5247)-3),2)=\"--\",0,LOOKUP(10^17,1*RIGHT(LEFT(HM5247,LEN(HM5247)-3),ROW($1:$80))))))","v":""},{"$f":"IF(OR(ISBLANK(HN100),HN5247=\"\"),\"\",IF(ISERROR(LOOKUP(10^17,1*RIGHT(LEFT(HN5247,LEN(HN5247)-3),ROW($1:$80)))),0,IF(RIGHT(LEFT(HN5247,LEN(HN5247)-3),2)=\"--\",0,LOOKUP(10^17,1*RIGHT(LEFT(HN5247,LEN(HN5247)-3),ROW($1:$80))))))","v":""},{"$f":"IF(OR(ISBLANK(HO100),HO5247=\"\"),\"\",IF(ISERROR(LOOKUP(10^17,1*RIGHT(LEFT(HO5247,LEN(HO5247)-3),ROW($1:$80)))),0,IF(RIGHT(LEFT(HO5247,LEN(HO5247)-3),2)=\"--\",0,LOOKUP(10^17,1*RIGHT(LEFT(HO5247,LEN(HO5247)-3),ROW($1:$80))))))","v":""},{"$f":"IF(OR(ISBLANK(HP100),HP5247=\"\"),\"\",IF(ISERROR(LOOKUP(10^17,1*RIGHT(LEFT(HP5247,LEN(HP5247)-3),ROW($1:$80)))),0,IF(RIGHT(LEFT(HP5247,LEN(HP5247)-3),2)=\"--\",0,LOOKUP(10^17,1*RIGHT(LEFT(HP5247,LEN(HP5247)-3),ROW($1:$80))))))","v":""},{"$f":"IF(OR(ISBLANK(HQ100),HQ5247=\"\"),\"\",IF(ISERROR(LOOKUP(10^17,1*RIGHT(LEFT(HQ5247,LEN(HQ5247)-3),ROW($1:$80)))),0,IF(RIGHT(LEFT(HQ5247,LEN(HQ5247)-3),2)=\"--\",0,LOOKUP(10^17,1*RIGHT(LEFT(HQ5247,LEN(HQ5247)-3),ROW($1:$80))))))","v":""},{"$f":"IF(OR(ISBLANK(HR100),HR5247=\"\"),\"\",IF(ISERROR(LOOKUP(10^17,1*RIGHT(LEFT(HR5247,LEN(HR5247)-3),ROW($1:$80)))),0,IF(RIGHT(LEFT(HR5247,LEN(HR5247)-3),2)=\"--\",0,LOOKUP(10^17,1*RIGHT(LEFT(HR5247,LEN(HR5247)-3),ROW($1:$80))))))","v":""},{"$f":"IF(OR(ISBLANK(HS100),HS5247=\"\"),\"\",IF(ISERROR(LOOKUP(10^17,1*RIGHT(LEFT(HS5247,LEN(HS5247)-3),ROW($1:$80)))),0,IF(RIGHT(LEFT(HS5247,LEN(HS5247)-3),2)=\"--\",0,LOOKUP(10^17,1*RIGHT(LEFT(HS5247,LEN(HS5247)-3),ROW($1:$80))))))","v":""},{"$f":"IF(OR(ISBLANK(HT100),HT5247=\"\"),\"\",IF(ISERROR(LOOKUP(10^17,1*RIGHT(LEFT(HT5247,LEN(HT5247)-3),ROW($1:$80)))),0,IF(RIGHT(LEFT(HT5247,LEN(HT5247)-3),2)=\"--\",0,LOOKUP(10^17,1*RIGHT(LEFT(HT5247,LEN(HT5247)-3),ROW($1:$80))))))","v":""},{"$f":"IF(OR(ISBLANK(HU100),HU5247=\"\"),\"\",IF(ISERROR(LOOKUP(10^17,1*RIGHT(LEFT(HU5247,LEN(HU5247)-3),ROW($1:$80)))),0,IF(RIGHT(LEFT(HU5247,LEN(HU5247)-3),2)=\"--\",0,LOOKUP(10^17,1*RIGHT(LEFT(HU5247,LEN(HU5247)-3),ROW($1:$80))))))","v":""},{"$f":"IF(OR(ISBLANK(HV100),HV5247=\"\"),\"\",IF(ISERROR(LOOKUP(10^17,1*RIGHT(LEFT(HV5247,LEN(HV5247)-3),ROW($1:$80)))),0,IF(RIGHT(LEFT(HV5247,LEN(HV5247)-3),2)=\"--\",0,LOOKUP(10^17,1*RIGHT(LEFT(HV5247,LEN(HV5247)-3),ROW($1:$80))))))","v":""},{"$f":"IF(OR(ISBLANK(HW100),HW5247=\"\"),\"\",IF(ISERROR(LOOKUP(10^17,1*RIGHT(LEFT(HW5247,LEN(HW5247)-3),ROW($1:$80)))),0,IF(RIGHT(LEFT(HW5247,LEN(HW5247)-3),2)=\"--\",0,LOOKUP(10^17,1*RIGHT(LEFT(HW5247,LEN(HW5247)-3),ROW($1:$80))))))","v":""},{"$f":"IF(OR(ISBLANK(HX100),HX5247=\"\"),\"\",IF(ISERROR(LOOKUP(10^17,1*RIGHT(LEFT(HX5247,LEN(HX5247)-3),ROW($1:$80)))),0,IF(RIGHT(LEFT(HX5247,LEN(HX5247)-3),2)=\"--\",0,LOOKUP(10^17,1*RIGHT(LEFT(HX5247,LEN(HX5247)-3),ROW($1:$80))))))","v":""},{"$f":"IF(OR(ISBLANK(HY100),HY5247=\"\"),\"\",IF(ISERROR(LOOKUP(10^17,1*RIGHT(LEFT(HY5247,LEN(HY5247)-3),ROW($1:$80)))),0,IF(RIGHT(LEFT(HY5247,LEN(HY5247)-3),2)=\"--\",0,LOOKUP(10^17,1*RIGHT(LEFT(HY5247,LEN(HY5247)-3),ROW($1:$80))))))","v":""},{"$f":"IF(OR(ISBLANK(HZ100),HZ5247=\"\"),\"\",IF(ISERROR(LOOKUP(10^17,1*RIGHT(LEFT(HZ5247,LEN(HZ5247)-3),ROW($1:$80)))),0,IF(RIGHT(LEFT(HZ5247,LEN(HZ5247)-3),2)=\"--\",0,LOOKUP(10^17,1*RIGHT(LEFT(HZ5247,LEN(HZ5247)-3),ROW($1:$80))))))","v":""},{"$f":"IF(OR(ISBLANK(IA100),IA5247=\"\"),\"\",IF(ISERROR(LOOKUP(10^17,1*RIGHT(LEFT(IA5247,LEN(IA5247)-3),ROW($1:$80)))),0,IF(RIGHT(LEFT(IA5247,LEN(IA5247)-3),2)=\"--\",0,LOOKUP(10^17,1*RIGHT(LEFT(IA5247,LEN(IA5247)-3),ROW($1:$80))))))","v":""},{"$f":"IF(OR(ISBLANK(IB100),IB5247=\"\"),\"\",IF(ISERROR(LOOKUP(10^17,1*RIGHT(LEFT(IB5247,LEN(IB5247)-3),ROW($1:$80)))),0,IF(RIGHT(LEFT(IB5247,LEN(IB5247)-3),2)=\"--\",0,LOOKUP(10^17,1*RIGHT(LEFT(IB5247,LEN(IB5247)-3),ROW($1:$80))))))","v":""},{"$f":"IF(OR(ISBLANK(IC100),IC5247=\"\"),\"\",IF(ISERROR(LOOKUP(10^17,1*RIGHT(LEFT(IC5247,LEN(IC5247)-3),ROW($1:$80)))),0,IF(RIGHT(LEFT(IC5247,LEN(IC5247)-3),2)=\"--\",0,LOOKUP(10^17,1*RIGHT(LEFT(IC5247,LEN(IC5247)-3),ROW($1:$80))))))","v":""},{"$f":"IF(OR(ISBLANK(ID100),ID5247=\"\"),\"\",IF(ISERROR(LOOKUP(10^17,1*RIGHT(LEFT(ID5247,LEN(ID5247)-3),ROW($1:$80)))),0,IF(RIGHT(LEFT(ID5247,LEN(ID5247)-3),2)=\"--\",0,LOOKUP(10^17,1*RIGHT(LEFT(ID5247,LEN(ID5247)-3),ROW($1:$80))))))","v":""},{"$f":"IF(OR(ISBLANK(IE100),IE5247=\"\"),\"\",IF(ISERROR(LOOKUP(10^17,1*RIGHT(LEFT(IE5247,LEN(IE5247)-3),ROW($1:$80)))),0,IF(RIGHT(LEFT(IE5247,LEN(IE5247)-3),2)=\"--\",0,LOOKUP(10^17,1*RIGHT(LEFT(IE5247,LEN(IE5247)-3),ROW($1:$80))))))","v":""},{"$f":"IF(OR(ISBLANK(IF100),IF5247=\"\"),\"\",IF(ISERROR(LOOKUP(10^17,1*RIGHT(LEFT(IF5247,LEN(IF5247)-3),ROW($1:$80)))),0,IF(RIGHT(LEFT(IF5247,LEN(IF5247)-3),2)=\"--\",0,LOOKUP(10^17,1*RIGHT(LEFT(IF5247,LEN(IF5247)-3),ROW($1:$80))))))","v":""},{"$f":"IF(OR(ISBLANK(IG100),IG5247=\"\"),\"\",IF(ISERROR(LOOKUP(10^17,1*RIGHT(LEFT(IG5247,LEN(IG5247)-3),ROW($1:$80)))),0,IF(RIGHT(LEFT(IG5247,LEN(IG5247)-3),2)=\"--\",0,LOOKUP(10^17,1*RIGHT(LEFT(IG5247,LEN(IG5247)-3),ROW($1:$80))))))","v":""},{"$f":"IF(OR(ISBLANK(IH100),IH5247=\"\"),\"\",IF(ISERROR(LOOKUP(10^17,1*RIGHT(LEFT(IH5247,LEN(IH5247)-3),ROW($1:$80)))),0,IF(RIGHT(LEFT(IH5247,LEN(IH5247)-3),2)=\"--\",0,LOOKUP(10^17,1*RIGHT(LEFT(IH5247,LEN(IH5247)-3),ROW($1:$80))))))","v":""},{"$f":"IF(OR(ISBLANK(II100),II5247=\"\"),\"\",IF(ISERROR(LOOKUP(10^17,1*RIGHT(LEFT(II5247,LEN(II5247)-3),ROW($1:$80)))),0,IF(RIGHT(LEFT(II5247,LEN(II5247)-3),2)=\"--\",0,LOOKUP(10^17,1*RIGHT(LEFT(II5247,LEN(II5247)-3),ROW($1:$80))))))","v":""},{"$f":"IF(OR(ISBLANK(IJ100),IJ5247=\"\"),\"\",IF(ISERROR(LOOKUP(10^17,1*RIGHT(LEFT(IJ5247,LEN(IJ5247)-3),ROW($1:$80)))),0,IF(RIGHT(LEFT(IJ5247,LEN(IJ5247)-3),2)=\"--\",0,LOOKUP(10^17,1*RIGHT(LEFT(IJ5247,LEN(IJ5247)-3),ROW($1:$80))))))","v":""},{"$f":"IF(OR(ISBLANK(IK100),IK5247=\"\"),\"\",IF(ISERROR(LOOKUP(10^17,1*RIGHT(LEFT(IK5247,LEN(IK5247)-3),ROW($1:$80)))),0,IF(RIGHT(LEFT(IK5247,LEN(IK5247)-3),2)=\"--\",0,LOOKUP(10^17,1*RIGHT(LEFT(IK5247,LEN(IK5247)-3),ROW($1:$80))))))","v":""},{"$f":"IF(OR(ISBLANK(IL100),IL5247=\"\"),\"\",IF(ISERROR(LOOKUP(10^17,1*RIGHT(LEFT(IL5247,LEN(IL5247)-3),ROW($1:$80)))),0,IF(RIGHT(LEFT(IL5247,LEN(IL5247)-3),2)=\"--\",0,LOOKUP(10^17,1*RIGHT(LEFT(IL5247,LEN(IL5247)-3),ROW($1:$80))))))","v":""},{"$f":"IF(OR(ISBLANK(IM100),IM5247=\"\"),\"\",IF(ISERROR(LOOKUP(10^17,1*RIGHT(LEFT(IM5247,LEN(IM5247)-3),ROW($1:$80)))),0,IF(RIGHT(LEFT(IM5247,LEN(IM5247)-3),2)=\"--\",0,LOOKUP(10^17,1*RIGHT(LEFT(IM5247,LEN(IM5247)-3),ROW($1:$80))))))","v":""},{"$f":"IF(OR(ISBLANK(IN100),IN5247=\"\"),\"\",IF(ISERROR(LOOKUP(10^17,1*RIGHT(LEFT(IN5247,LEN(IN5247)-3),ROW($1:$80)))),0,IF(RIGHT(LEFT(IN5247,LEN(IN5247)-3),2)=\"--\",0,LOOKUP(10^17,1*RIGHT(LEFT(IN5247,LEN(IN5247)-3),ROW($1:$80))))))","v":""},{"$f":"IF(OR(ISBLANK(IO100),IO5247=\"\"),\"\",IF(ISERROR(LOOKUP(10^17,1*RIGHT(LEFT(IO5247,LEN(IO5247)-3),ROW($1:$80)))),0,IF(RIGHT(LEFT(IO5247,LEN(IO5247)-3),2)=\"--\",0,LOOKUP(10^17,1*RIGHT(LEFT(IO5247,LEN(IO5247)-3),ROW($1:$80))))))","v":""},{"$f":"IF(OR(ISBLANK(IP100),IP5247=\"\"),\"\",IF(ISERROR(LOOKUP(10^17,1*RIGHT(LEFT(IP5247,LEN(IP5247)-3),ROW($1:$80)))),0,IF(RIGHT(LEFT(IP5247,LEN(IP5247)-3),2)=\"--\",0,LOOKUP(10^17,1*RIGHT(LEFT(IP5247,LEN(IP5247)-3),ROW($1:$80))))))","v":""},{"$f":"IF(OR(ISBLANK(IQ100),IQ5247=\"\"),\"\",IF(ISERROR(LOOKUP(10^17,1*RIGHT(LEFT(IQ5247,LEN(IQ5247)-3),ROW($1:$80)))),0,IF(RIGHT(LEFT(IQ5247,LEN(IQ5247)-3),2)=\"--\",0,LOOKUP(10^17,1*RIGHT(LEFT(IQ5247,LEN(IQ5247)-3),ROW($1:$80))))))","v":""},{"$f":"IF(OR(ISBLANK(IR100),IR5247=\"\"),\"\",IF(ISERROR(LOOKUP(10^17,1*RIGHT(LEFT(IR5247,LEN(IR5247)-3),ROW($1:$80)))),0,IF(RIGHT(LEFT(IR5247,LEN(IR5247)-3),2)=\"--\",0,LOOKUP(10^17,1*RIGHT(LEFT(IR5247,LEN(IR5247)-3),ROW($1:$80))))))","v":""},{"$f":"IF(OR(ISBLANK(IS100),IS5247=\"\"),\"\",IF(ISERROR(LOOKUP(10^17,1*RIGHT(LEFT(IS5247,LEN(IS5247)-3),ROW($1:$80)))),0,IF(RIGHT(LEFT(IS5247,LEN(IS5247)-3),2)=\"--\",0,LOOKUP(10^17,1*RIGHT(LEFT(IS5247,LEN(IS5247)-3),ROW($1:$80))))))","v":""},{"$f":"IF(OR(ISBLANK(IT100),IT5247=\"\"),\"\",IF(ISERROR(LOOKUP(10^17,1*RIGHT(LEFT(IT5247,LEN(IT5247)-3),ROW($1:$80)))),0,IF(RIGHT(LEFT(IT5247,LEN(IT5247)-3),2)=\"--\",0,LOOKUP(10^17,1*RIGHT(LEFT(IT5247,LEN(IT5247)-3),ROW($1:$80))))))","v":""},{"$f":"IF(OR(ISBLANK(IU100),IU5247=\"\"),\"\",IF(ISERROR(LOOKUP(10^17,1*RIGHT(LEFT(IU5247,LEN(IU5247)-3),ROW($1:$80)))),0,IF(RIGHT(LEFT(IU5247,LEN(IU5247)-3),2)=\"--\",0,LOOKUP(10^17,1*RIGHT(LEFT(IU5247,LEN(IU5247)-3),ROW($1:$80))))))","v":""},{"$f":"IF(OR(ISBLANK(IV100),IV5247=\"\"),\"\",IF(ISERROR(LOOKUP(10^17,1*RIGHT(LEFT(IV5247,LEN(IV5247)-3),ROW($1:$80)))),0,IF(RIGHT(LEFT(IV5247,LEN(IV5247)-3),2)=\"--\",0,LOOKUP(10^17,1*RIGHT(LEFT(IV5247,LEN(IV5247)-3),ROW($1:$80))))))","v":""},{"$f":"IF(OR(ISBLANK(IW100),IW5247=\"\"),\"\",IF(ISERROR(LOOKUP(10^17,1*RIGHT(LEFT(IW5247,LEN(IW5247)-3),ROW($1:$80)))),0,IF(RIGHT(LEFT(IW5247,LEN(IW5247)-3),2)=\"--\",0,LOOKUP(10^17,1*RIGHT(LEFT(IW5247,LEN(IW5247)-3),ROW($1:$80))))))","v":""},{"$f":"IF(OR(ISBLANK(IX100),IX5247=\"\"),\"\",IF(ISERROR(LOOKUP(10^17,1*RIGHT(LEFT(IX5247,LEN(IX5247)-3),ROW($1:$80)))),0,IF(RIGHT(LEFT(IX5247,LEN(IX5247)-3),2)=\"--\",0,LOOKUP(10^17,1*RIGHT(LEFT(IX5247,LEN(IX5247)-3),ROW($1:$80))))))","v":""},{"$f":"IF(OR(ISBLANK(IY100),IY5247=\"\"),\"\",IF(ISERROR(LOOKUP(10^17,1*RIGHT(LEFT(IY5247,LEN(IY5247)-3),ROW($1:$80)))),0,IF(RIGHT(LEFT(IY5247,LEN(IY5247)-3),2)=\"--\",0,LOOKUP(10^17,1*RIGHT(LEFT(IY5247,LEN(IY5247)-3),ROW($1:$80))))))","v":""},{"$f":"IF(OR(ISBLANK(IZ100),IZ5247=\"\"),\"\",IF(ISERROR(LOOKUP(10^17,1*RIGHT(LEFT(IZ5247,LEN(IZ5247)-3),ROW($1:$80)))),0,IF(RIGHT(LEFT(IZ5247,LEN(IZ5247)-3),2)=\"--\",0,LOOKUP(10^17,1*RIGHT(LEFT(IZ5247,LEN(IZ5247)-3),ROW($1:$80))))))","v":""},{"$f":"IF(OR(ISBLANK(JA100),JA5247=\"\"),\"\",IF(ISERROR(LOOKUP(10^17,1*RIGHT(LEFT(JA5247,LEN(JA5247)-3),ROW($1:$80)))),0,IF(RIGHT(LEFT(JA5247,LEN(JA5247)-3),2)=\"--\",0,LOOKUP(10^17,1*RIGHT(LEFT(JA5247,LEN(JA5247)-3),ROW($1:$80))))))","v":""},{"$f":"IF(OR(ISBLANK(JB100),JB5247=\"\"),\"\",IF(ISERROR(LOOKUP(10^17,1*RIGHT(LEFT(JB5247,LEN(JB5247)-3),ROW($1:$80)))),0,IF(RIGHT(LEFT(JB5247,LEN(JB5247)-3),2)=\"--\",0,LOOKUP(10^17,1*RIGHT(LEFT(JB5247,LEN(JB5247)-3),ROW($1:$80))))))","v":""},{"$f":"IF(OR(ISBLANK(JC100),JC5247=\"\"),\"\",IF(ISERROR(LOOKUP(10^17,1*RIGHT(LEFT(JC5247,LEN(JC5247)-3),ROW($1:$80)))),0,IF(RIGHT(LEFT(JC5247,LEN(JC5247)-3),2)=\"--\",0,LOOKUP(10^17,1*RIGHT(LEFT(JC5247,LEN(JC5247)-3),ROW($1:$80))))))","v":""},{"$f":"IF(OR(ISBLANK(JD100),JD5247=\"\"),\"\",IF(ISERROR(LOOKUP(10^17,1*RIGHT(LEFT(JD5247,LEN(JD5247)-3),ROW($1:$80)))),0,IF(RIGHT(LEFT(JD5247,LEN(JD5247)-3),2)=\"--\",0,LOOKUP(10^17,1*RIGHT(LEFT(JD5247,LEN(JD5247)-3),ROW($1:$80))))))","v":""},{"$f":"IF(OR(ISBLANK(JE100),JE5247=\"\"),\"\",IF(ISERROR(LOOKUP(10^17,1*RIGHT(LEFT(JE5247,LEN(JE5247)-3),ROW($1:$80)))),0,IF(RIGHT(LEFT(JE5247,LEN(JE5247)-3),2)=\"--\",0,LOOKUP(10^17,1*RIGHT(LEFT(JE5247,LEN(JE5247)-3),ROW($1:$80))))))","v":""},{"$f":"IF(OR(ISBLANK(JF100),JF5247=\"\"),\"\",IF(ISERROR(LOOKUP(10^17,1*RIGHT(LEFT(JF5247,LEN(JF5247)-3),ROW($1:$80)))),0,IF(RIGHT(LEFT(JF5247,LEN(JF5247)-3),2)=\"--\",0,LOOKUP(10^17,1*RIGHT(LEFT(JF5247,LEN(JF5247)-3),ROW($1:$80))))))","v":""},{"$f":"IF(OR(ISBLANK(JG100),JG5247=\"\"),\"\",IF(ISERROR(LOOKUP(10^17,1*RIGHT(LEFT(JG5247,LEN(JG5247)-3),ROW($1:$80)))),0,IF(RIGHT(LEFT(JG5247,LEN(JG5247)-3),2)=\"--\",0,LOOKUP(10^17,1*RIGHT(LEFT(JG5247,LEN(JG5247)-3),ROW($1:$80))))))","v":""},{"$f":"IF(OR(ISBLANK(JH100),JH5247=\"\"),\"\",IF(ISERROR(LOOKUP(10^17,1*RIGHT(LEFT(JH5247,LEN(JH5247)-3),ROW($1:$80)))),0,IF(RIGHT(LEFT(JH5247,LEN(JH5247)-3),2)=\"--\",0,LOOKUP(10^17,1*RIGHT(LEFT(JH5247,LEN(JH5247)-3),ROW($1:$80))))))","v":""},{"$f":"IF(OR(ISBLANK(JI100),JI5247=\"\"),\"\",IF(ISERROR(LOOKUP(10^17,1*RIGHT(LEFT(JI5247,LEN(JI5247)-3),ROW($1:$80)))),0,IF(RIGHT(LEFT(JI5247,LEN(JI5247)-3),2)=\"--\",0,LOOKUP(10^17,1*RIGHT(LEFT(JI5247,LEN(JI5247)-3),ROW($1:$80))))))","v":""},{"$f":"IF(OR(ISBLANK(JJ100),JJ5247=\"\"),\"\",IF(ISERROR(LOOKUP(10^17,1*RIGHT(LEFT(JJ5247,LEN(JJ5247)-3),ROW($1:$80)))),0,IF(RIGHT(LEFT(JJ5247,LEN(JJ5247)-3),2)=\"--\",0,LOOKUP(10^17,1*RIGHT(LEFT(JJ5247,LEN(JJ5247)-3),ROW($1:$80))))))","v":""},{"$f":"IF(OR(ISBLANK(JK100),JK5247=\"\"),\"\",IF(ISERROR(LOOKUP(10^17,1*RIGHT(LEFT(JK5247,LEN(JK5247)-3),ROW($1:$80)))),0,IF(RIGHT(LEFT(JK5247,LEN(JK5247)-3),2)=\"--\",0,LOOKUP(10^17,1*RIGHT(LEFT(JK5247,LEN(JK5247)-3),ROW($1:$80))))))","v":""},{"$f":"IF(OR(ISBLANK(JL100),JL5247=\"\"),\"\",IF(ISERROR(LOOKUP(10^17,1*RIGHT(LEFT(JL5247,LEN(JL5247)-3),ROW($1:$80)))),0,IF(RIGHT(LEFT(JL5247,LEN(JL5247)-3),2)=\"--\",0,LOOKUP(10^17,1*RIGHT(LEFT(JL5247,LEN(JL5247)-3),ROW($1:$80))))))","v":""},{"$f":"IF(OR(ISBLANK(JM100),JM5247=\"\"),\"\",IF(ISERROR(LOOKUP(10^17,1*RIGHT(LEFT(JM5247,LEN(JM5247)-3),ROW($1:$80)))),0,IF(RIGHT(LEFT(JM5247,LEN(JM5247)-3),2)=\"--\",0,LOOKUP(10^17,1*RIGHT(LEFT(JM5247,LEN(JM5247)-3),ROW($1:$80))))))","v":""},{"$f":"IF(OR(ISBLANK(JN100),JN5247=\"\"),\"\",IF(ISERROR(LOOKUP(10^17,1*RIGHT(LEFT(JN5247,LEN(JN5247)-3),ROW($1:$80)))),0,IF(RIGHT(LEFT(JN5247,LEN(JN5247)-3),2)=\"--\",0,LOOKUP(10^17,1*RIGHT(LEFT(JN5247,LEN(JN5247)-3),ROW($1:$80))))))","v":""},{"$f":"IF(OR(ISBLANK(JO100),JO5247=\"\"),\"\",IF(ISERROR(LOOKUP(10^17,1*RIGHT(LEFT(JO5247,LEN(JO5247)-3),ROW($1:$80)))),0,IF(RIGHT(LEFT(JO5247,LEN(JO5247)-3),2)=\"--\",0,LOOKUP(10^17,1*RIGHT(LEFT(JO5247,LEN(JO5247)-3),ROW($1:$80))))))","v":""},{"$f":"IF(OR(ISBLANK(JP100),JP5247=\"\"),\"\",IF(ISERROR(LOOKUP(10^17,1*RIGHT(LEFT(JP5247,LEN(JP5247)-3),ROW($1:$80)))),0,IF(RIGHT(LEFT(JP5247,LEN(JP5247)-3),2)=\"--\",0,LOOKUP(10^17,1*RIGHT(LEFT(JP5247,LEN(JP5247)-3),ROW($1:$80))))))","v":""},{"$f":"IF(OR(ISBLANK(JQ100),JQ5247=\"\"),\"\",IF(ISERROR(LOOKUP(10^17,1*RIGHT(LEFT(JQ5247,LEN(JQ5247)-3),ROW($1:$80)))),0,IF(RIGHT(LEFT(JQ5247,LEN(JQ5247)-3),2)=\"--\",0,LOOKUP(10^17,1*RIGHT(LEFT(JQ5247,LEN(JQ5247)-3),ROW($1:$80))))))","v":""},{"$f":"IF(OR(ISBLANK(JR100),JR5247=\"\"),\"\",IF(ISERROR(LOOKUP(10^17,1*RIGHT(LEFT(JR5247,LEN(JR5247)-3),ROW($1:$80)))),0,IF(RIGHT(LEFT(JR5247,LEN(JR5247)-3),2)=\"--\",0,LOOKUP(10^17,1*RIGHT(LEFT(JR5247,LEN(JR5247)-3),ROW($1:$80))))))","v":""},{"$f":"IF(OR(ISBLANK(JS100),JS5247=\"\"),\"\",IF(ISERROR(LOOKUP(10^17,1*RIGHT(LEFT(JS5247,LEN(JS5247)-3),ROW($1:$80)))),0,IF(RIGHT(LEFT(JS5247,LEN(JS5247)-3),2)=\"--\",0,LOOKUP(10^17,1*RIGHT(LEFT(JS5247,LEN(JS5247)-3),ROW($1:$80))))))","v":""},{"$f":"IF(OR(ISBLANK(JT100),JT5247=\"\"),\"\",IF(ISERROR(LOOKUP(10^17,1*RIGHT(LEFT(JT5247,LEN(JT5247)-3),ROW($1:$80)))),0,IF(RIGHT(LEFT(JT5247,LEN(JT5247)-3),2)=\"--\",0,LOOKUP(10^17,1*RIGHT(LEFT(JT5247,LEN(JT5247)-3),ROW($1:$80))))))","v":""},{"$f":"IF(OR(ISBLANK(JU100),JU5247=\"\"),\"\",IF(ISERROR(LOOKUP(10^17,1*RIGHT(LEFT(JU5247,LEN(JU5247)-3),ROW($1:$80)))),0,IF(RIGHT(LEFT(JU5247,LEN(JU5247)-3),2)=\"--\",0,LOOKUP(10^17,1*RIGHT(LEFT(JU5247,LEN(JU5247)-3),ROW($1:$80))))))","v":""},{"$f":"IF(OR(ISBLANK(JV100),JV5247=\"\"),\"\",IF(ISERROR(LOOKUP(10^17,1*RIGHT(LEFT(JV5247,LEN(JV5247)-3),ROW($1:$80)))),0,IF(RIGHT(LEFT(JV5247,LEN(JV5247)-3),2)=\"--\",0,LOOKUP(10^17,1*RIGHT(LEFT(JV5247,LEN(JV5247)-3),ROW($1:$80))))))","v":""},{"$f":"IF(OR(ISBLANK(JW100),JW5247=\"\"),\"\",IF(ISERROR(LOOKUP(10^17,1*RIGHT(LEFT(JW5247,LEN(JW5247)-3),ROW($1:$80)))),0,IF(RIGHT(LEFT(JW5247,LEN(JW5247)-3),2)=\"--\",0,LOOKUP(10^17,1*RIGHT(LEFT(JW5247,LEN(JW5247)-3),ROW($1:$80))))))","v":""},{"$f":"IF(OR(ISBLANK(JX100),JX5247=\"\"),\"\",IF(ISERROR(LOOKUP(10^17,1*RIGHT(LEFT(JX5247,LEN(JX5247)-3),ROW($1:$80)))),0,IF(RIGHT(LEFT(JX5247,LEN(JX5247)-3),2)=\"--\",0,LOOKUP(10^17,1*RIGHT(LEFT(JX5247,LEN(JX5247)-3),ROW($1:$80))))))","v":""},{"$f":"IF(OR(ISBLANK(JY100),JY5247=\"\"),\"\",IF(ISERROR(LOOKUP(10^17,1*RIGHT(LEFT(JY5247,LEN(JY5247)-3),ROW($1:$80)))),0,IF(RIGHT(LEFT(JY5247,LEN(JY5247)-3),2)=\"--\",0,LOOKUP(10^17,1*RIGHT(LEFT(JY5247,LEN(JY5247)-3),ROW($1:$80))))))","v":""},{"$f":"IF(OR(ISBLANK(JZ100),JZ5247=\"\"),\"\",IF(ISERROR(LOOKUP(10^17,1*RIGHT(LEFT(JZ5247,LEN(JZ5247)-3),ROW($1:$80)))),0,IF(RIGHT(LEFT(JZ5247,LEN(JZ5247)-3),2)=\"--\",0,LOOKUP(10^17,1*RIGHT(LEFT(JZ5247,LEN(JZ5247)-3),ROW($1:$80))))))","v":""},{"$f":"IF(OR(ISBLANK(KA100),KA5247=\"\"),\"\",IF(ISERROR(LOOKUP(10^17,1*RIGHT(LEFT(KA5247,LEN(KA5247)-3),ROW($1:$80)))),0,IF(RIGHT(LEFT(KA5247,LEN(KA5247)-3),2)=\"--\",0,LOOKUP(10^17,1*RIGHT(LEFT(KA5247,LEN(KA5247)-3),ROW($1:$80))))))","v":""},{"$f":"IF(OR(ISBLANK(KB100),KB5247=\"\"),\"\",IF(ISERROR(LOOKUP(10^17,1*RIGHT(LEFT(KB5247,LEN(KB5247)-3),ROW($1:$80)))),0,IF(RIGHT(LEFT(KB5247,LEN(KB5247)-3),2)=\"--\",0,LOOKUP(10^17,1*RIGHT(LEFT(KB5247,LEN(KB5247)-3),ROW($1:$80))))))","v":""},{"$f":"IF(OR(ISBLANK(KC100),KC5247=\"\"),\"\",IF(ISERROR(LOOKUP(10^17,1*RIGHT(LEFT(KC5247,LEN(KC5247)-3),ROW($1:$80)))),0,IF(RIGHT(LEFT(KC5247,LEN(KC5247)-3),2)=\"--\",0,LOOKUP(10^17,1*RIGHT(LEFT(KC5247,LEN(KC5247)-3),ROW($1:$80))))))","v":""},{"$f":"IF(OR(ISBLANK(KD100),KD5247=\"\"),\"\",IF(ISERROR(LOOKUP(10^17,1*RIGHT(LEFT(KD5247,LEN(KD5247)-3),ROW($1:$80)))),0,IF(RIGHT(LEFT(KD5247,LEN(KD5247)-3),2)=\"--\",0,LOOKUP(10^17,1*RIGHT(LEFT(KD5247,LEN(KD5247)-3),ROW($1:$80))))))","v":""},{"$f":"IF(OR(ISBLANK(KE100),KE5247=\"\"),\"\",IF(ISERROR(LOOKUP(10^17,1*RIGHT(LEFT(KE5247,LEN(KE5247)-3),ROW($1:$80)))),0,IF(RIGHT(LEFT(KE5247,LEN(KE5247)-3),2)=\"--\",0,LOOKUP(10^17,1*RIGHT(LEFT(KE5247,LEN(KE5247)-3),ROW($1:$80))))))","v":""},{"$f":"IF(OR(ISBLANK(KF100),KF5247=\"\"),\"\",IF(ISERROR(LOOKUP(10^17,1*RIGHT(LEFT(KF5247,LEN(KF5247)-3),ROW($1:$80)))),0,IF(RIGHT(LEFT(KF5247,LEN(KF5247)-3),2)=\"--\",0,LOOKUP(10^17,1*RIGHT(LEFT(KF5247,LEN(KF5247)-3),ROW($1:$80))))))","v":""},{"$f":"IF(OR(ISBLANK(KG100),KG5247=\"\"),\"\",IF(ISERROR(LOOKUP(10^17,1*RIGHT(LEFT(KG5247,LEN(KG5247)-3),ROW($1:$80)))),0,IF(RIGHT(LEFT(KG5247,LEN(KG5247)-3),2)=\"--\",0,LOOKUP(10^17,1*RIGHT(LEFT(KG5247,LEN(KG5247)-3),ROW($1:$80))))))","v":""},{"$f":"IF(OR(ISBLANK(KH100),KH5247=\"\"),\"\",IF(ISERROR(LOOKUP(10^17,1*RIGHT(LEFT(KH5247,LEN(KH5247)-3),ROW($1:$80)))),0,IF(RIGHT(LEFT(KH5247,LEN(KH5247)-3),2)=\"--\",0,LOOKUP(10^17,1*RIGHT(LEFT(KH5247,LEN(KH5247)-3),ROW($1:$80))))))","v":""},{"$f":"IF(OR(ISBLANK(KI100),KI5247=\"\"),\"\",IF(ISERROR(LOOKUP(10^17,1*RIGHT(LEFT(KI5247,LEN(KI5247)-3),ROW($1:$80)))),0,IF(RIGHT(LEFT(KI5247,LEN(KI5247)-3),2)=\"--\",0,LOOKUP(10^17,1*RIGHT(LEFT(KI5247,LEN(KI5247)-3),ROW($1:$80))))))","v":""},{"$f":"IF(OR(ISBLANK(KJ100),KJ5247=\"\"),\"\",IF(ISERROR(LOOKUP(10^17,1*RIGHT(LEFT(KJ5247,LEN(KJ5247)-3),ROW($1:$80)))),0,IF(RIGHT(LEFT(KJ5247,LEN(KJ5247)-3),2)=\"--\",0,LOOKUP(10^17,1*RIGHT(LEFT(KJ5247,LEN(KJ5247)-3),ROW($1:$80))))))","v":""},{"$f":"IF(OR(ISBLANK(KK100),KK5247=\"\"),\"\",IF(ISERROR(LOOKUP(10^17,1*RIGHT(LEFT(KK5247,LEN(KK5247)-3),ROW($1:$80)))),0,IF(RIGHT(LEFT(KK5247,LEN(KK5247)-3),2)=\"--\",0,LOOKUP(10^17,1*RIGHT(LEFT(KK5247,LEN(KK5247)-3),ROW($1:$80))))))","v":""},{"$f":"IF(OR(ISBLANK(KL100),KL5247=\"\"),\"\",IF(ISERROR(LOOKUP(10^17,1*RIGHT(LEFT(KL5247,LEN(KL5247)-3),ROW($1:$80)))),0,IF(RIGHT(LEFT(KL5247,LEN(KL5247)-3),2)=\"--\",0,LOOKUP(10^17,1*RIGHT(LEFT(KL5247,LEN(KL5247)-3),ROW($1:$80))))))","v":""},{"$f":"IF(OR(ISBLANK(KM100),KM5247=\"\"),\"\",IF(ISERROR(LOOKUP(10^17,1*RIGHT(LEFT(KM5247,LEN(KM5247)-3),ROW($1:$80)))),0,IF(RIGHT(LEFT(KM5247,LEN(KM5247)-3),2)=\"--\",0,LOOKUP(10^17,1*RIGHT(LEFT(KM5247,LEN(KM5247)-3),ROW($1:$80))))))","v":""},{"$f":"IF(OR(ISBLANK(KN100),KN5247=\"\"),\"\",IF(ISERROR(LOOKUP(10^17,1*RIGHT(LEFT(KN5247,LEN(KN5247)-3),ROW($1:$80)))),0,IF(RIGHT(LEFT(KN5247,LEN(KN5247)-3),2)=\"--\",0,LOOKUP(10^17,1*RIGHT(LEFT(KN5247,LEN(KN5247)-3),ROW($1:$80))))))","v":""},{"$f":"IF(OR(ISBLANK(KO100),KO5247=\"\"),\"\",IF(ISERROR(LOOKUP(10^17,1*RIGHT(LEFT(KO5247,LEN(KO5247)-3),ROW($1:$80)))),0,IF(RIGHT(LEFT(KO5247,LEN(KO5247)-3),2)=\"--\",0,LOOKUP(10^17,1*RIGHT(LEFT(KO5247,LEN(KO5247)-3),ROW($1:$80))))))","v":""},{"$f":"IF(OR(ISBLANK(KP100),KP5247=\"\"),\"\",IF(ISERROR(LOOKUP(10^17,1*RIGHT(LEFT(KP5247,LEN(KP5247)-3),ROW($1:$80)))),0,IF(RIGHT(LEFT(KP5247,LEN(KP5247)-3),2)=\"--\",0,LOOKUP(10^17,1*RIGHT(LEFT(KP5247,LEN(KP5247)-3),ROW($1:$80))))))","v":""},{"$f":"IF(OR(ISBLANK(KQ100),KQ5247=\"\"),\"\",IF(ISERROR(LOOKUP(10^17,1*RIGHT(LEFT(KQ5247,LEN(KQ5247)-3),ROW($1:$80)))),0,IF(RIGHT(LEFT(KQ5247,LEN(KQ5247)-3),2)=\"--\",0,LOOKUP(10^17,1*RIGHT(LEFT(KQ5247,LEN(KQ5247)-3),ROW($1:$80))))))","v":""},{"$f":"IF(OR(ISBLANK(KR100),KR5247=\"\"),\"\",IF(ISERROR(LOOKUP(10^17,1*RIGHT(LEFT(KR5247,LEN(KR5247)-3),ROW($1:$80)))),0,IF(RIGHT(LEFT(KR5247,LEN(KR5247)-3),2)=\"--\",0,LOOKUP(10^17,1*RIGHT(LEFT(KR5247,LEN(KR5247)-3),ROW($1:$80))))))","v":""},{"$f":"IF(OR(ISBLANK(KS100),KS5247=\"\"),\"\",IF(ISERROR(LOOKUP(10^17,1*RIGHT(LEFT(KS5247,LEN(KS5247)-3),ROW($1:$80)))),0,IF(RIGHT(LEFT(KS5247,LEN(KS5247)-3),2)=\"--\",0,LOOKUP(10^17,1*RIGHT(LEFT(KS5247,LEN(KS5247)-3),ROW($1:$80))))))","v":""},{"$f":"IF(OR(ISBLANK(KT100),KT5247=\"\"),\"\",IF(ISERROR(LOOKUP(10^17,1*RIGHT(LEFT(KT5247,LEN(KT5247)-3),ROW($1:$80)))),0,IF(RIGHT(LEFT(KT5247,LEN(KT5247)-3),2)=\"--\",0,LOOKUP(10^17,1*RIGHT(LEFT(KT5247,LEN(KT5247)-3),ROW($1:$80))))))","v":""},{"$f":"IF(OR(ISBLANK(KU100),KU5247=\"\"),\"\",IF(ISERROR(LOOKUP(10^17,1*RIGHT(LEFT(KU5247,LEN(KU5247)-3),ROW($1:$80)))),0,IF(RIGHT(LEFT(KU5247,LEN(KU5247)-3),2)=\"--\",0,LOOKUP(10^17,1*RIGHT(LEFT(KU5247,LEN(KU5247)-3),ROW($1:$80))))))","v":""},{"$f":"IF(OR(ISBLANK(KV100),KV5247=\"\"),\"\",IF(ISERROR(LOOKUP(10^17,1*RIGHT(LEFT(KV5247,LEN(KV5247)-3),ROW($1:$80)))),0,IF(RIGHT(LEFT(KV5247,LEN(KV5247)-3),2)=\"--\",0,LOOKUP(10^17,1*RIGHT(LEFT(KV5247,LEN(KV5247)-3),ROW($1:$80))))))","v":""},{"$f":"IF(OR(ISBLANK(KW100),KW5247=\"\"),\"\",IF(ISERROR(LOOKUP(10^17,1*RIGHT(LEFT(KW5247,LEN(KW5247)-3),ROW($1:$80)))),0,IF(RIGHT(LEFT(KW5247,LEN(KW5247)-3),2)=\"--\",0,LOOKUP(10^17,1*RIGHT(LEFT(KW5247,LEN(KW5247)-3),ROW($1:$80))))))","v":""},{"$f":"IF(OR(ISBLANK(KX100),KX5247=\"\"),\"\",IF(ISERROR(LOOKUP(10^17,1*RIGHT(LEFT(KX5247,LEN(KX5247)-3),ROW($1:$80)))),0,IF(RIGHT(LEFT(KX5247,LEN(KX5247)-3),2)=\"--\",0,LOOKUP(10^17,1*RIGHT(LEFT(KX5247,LEN(KX5247)-3),ROW($1:$80))))))","v":""},{"$f":"IF(OR(ISBLANK(KY100),KY5247=\"\"),\"\",IF(ISERROR(LOOKUP(10^17,1*RIGHT(LEFT(KY5247,LEN(KY5247)-3),ROW($1:$80)))),0,IF(RIGHT(LEFT(KY5247,LEN(KY5247)-3),2)=\"--\",0,LOOKUP(10^17,1*RIGHT(LEFT(KY5247,LEN(KY5247)-3),ROW($1:$80))))))","v":""},{"$f":"IF(OR(ISBLANK(KZ100),KZ5247=\"\"),\"\",IF(ISERROR(LOOKUP(10^17,1*RIGHT(LEFT(KZ5247,LEN(KZ5247)-3),ROW($1:$80)))),0,IF(RIGHT(LEFT(KZ5247,LEN(KZ5247)-3),2)=\"--\",0,LOOKUP(10^17,1*RIGHT(LEFT(KZ5247,LEN(KZ5247)-3),ROW($1:$80))))))","v":""},{"$f":"IF(OR(ISBLANK(LA100),LA5247=\"\"),\"\",IF(ISERROR(LOOKUP(10^17,1*RIGHT(LEFT(LA5247,LEN(LA5247)-3),ROW($1:$80)))),0,IF(RIGHT(LEFT(LA5247,LEN(LA5247)-3),2)=\"--\",0,LOOKUP(10^17,1*RIGHT(LEFT(LA5247,LEN(LA5247)-3),ROW($1:$80))))))","v":""},{"$f":"IF(OR(ISBLANK(LB100),LB5247=\"\"),\"\",IF(ISERROR(LOOKUP(10^17,1*RIGHT(LEFT(LB5247,LEN(LB5247)-3),ROW($1:$80)))),0,IF(RIGHT(LEFT(LB5247,LEN(LB5247)-3),2)=\"--\",0,LOOKUP(10^17,1*RIGHT(LEFT(LB5247,LEN(LB5247)-3),ROW($1:$80))))))","v":""},{"$f":"IF(OR(ISBLANK(LC100),LC5247=\"\"),\"\",IF(ISERROR(LOOKUP(10^17,1*RIGHT(LEFT(LC5247,LEN(LC5247)-3),ROW($1:$80)))),0,IF(RIGHT(LEFT(LC5247,LEN(LC5247)-3),2)=\"--\",0,LOOKUP(10^17,1*RIGHT(LEFT(LC5247,LEN(LC5247)-3),ROW($1:$80))))))","v":""},{"$f":"IF(OR(ISBLANK(LD100),LD5247=\"\"),\"\",IF(ISERROR(LOOKUP(10^17,1*RIGHT(LEFT(LD5247,LEN(LD5247)-3),ROW($1:$80)))),0,IF(RIGHT(LEFT(LD5247,LEN(LD5247)-3),2)=\"--\",0,LOOKUP(10^17,1*RIGHT(LEFT(LD5247,LEN(LD5247)-3),ROW($1:$80))))))","v":""},{"$f":"IF(OR(ISBLANK(LE100),LE5247=\"\"),\"\",IF(ISERROR(LOOKUP(10^17,1*RIGHT(LEFT(LE5247,LEN(LE5247)-3),ROW($1:$80)))),0,IF(RIGHT(LEFT(LE5247,LEN(LE5247)-3),2)=\"--\",0,LOOKUP(10^17,1*RIGHT(LEFT(LE5247,LEN(LE5247)-3),ROW($1:$80))))))","v":""},{"$f":"IF(OR(ISBLANK(LF100),LF5247=\"\"),\"\",IF(ISERROR(LOOKUP(10^17,1*RIGHT(LEFT(LF5247,LEN(LF5247)-3),ROW($1:$80)))),0,IF(RIGHT(LEFT(LF5247,LEN(LF5247)-3),2)=\"--\",0,LOOKUP(10^17,1*RIGHT(LEFT(LF5247,LEN(LF5247)-3),ROW($1:$80))))))","v":""},{"$f":"IF(OR(ISBLANK(LG100),LG5247=\"\"),\"\",IF(ISERROR(LOOKUP(10^17,1*RIGHT(LEFT(LG5247,LEN(LG5247)-3),ROW($1:$80)))),0,IF(RIGHT(LEFT(LG5247,LEN(LG5247)-3),2)=\"--\",0,LOOKUP(10^17,1*RIGHT(LEFT(LG5247,LEN(LG5247)-3),ROW($1:$80))))))","v":""},{"$f":"IF(OR(ISBLANK(LH100),LH5247=\"\"),\"\",IF(ISERROR(LOOKUP(10^17,1*RIGHT(LEFT(LH5247,LEN(LH5247)-3),ROW($1:$80)))),0,IF(RIGHT(LEFT(LH5247,LEN(LH5247)-3),2)=\"--\",0,LOOKUP(10^17,1*RIGHT(LEFT(LH5247,LEN(LH5247)-3),ROW($1:$80))))))","v":""},{"$f":"IF(OR(ISBLANK(LI100),LI5247=\"\"),\"\",IF(ISERROR(LOOKUP(10^17,1*RIGHT(LEFT(LI5247,LEN(LI5247)-3),ROW($1:$80)))),0,IF(RIGHT(LEFT(LI5247,LEN(LI5247)-3),2)=\"--\",0,LOOKUP(10^17,1*RIGHT(LEFT(LI5247,LEN(LI5247)-3),ROW($1:$80))))))","v":""},{"$f":"IF(OR(ISBLANK(LJ100),LJ5247=\"\"),\"\",IF(ISERROR(LOOKUP(10^17,1*RIGHT(LEFT(LJ5247,LEN(LJ5247)-3),ROW($1:$80)))),0,IF(RIGHT(LEFT(LJ5247,LEN(LJ5247)-3),2)=\"--\",0,LOOKUP(10^17,1*RIGHT(LEFT(LJ5247,LEN(LJ5247)-3),ROW($1:$80))))))","v":""},{"$f":"IF(OR(ISBLANK(LK100),LK5247=\"\"),\"\",IF(ISERROR(LOOKUP(10^17,1*RIGHT(LEFT(LK5247,LEN(LK5247)-3),ROW($1:$80)))),0,IF(RIGHT(LEFT(LK5247,LEN(LK5247)-3),2)=\"--\",0,LOOKUP(10^17,1*RIGHT(LEFT(LK5247,LEN(LK5247)-3),ROW($1:$80))))))","v":""},{"$f":"IF(OR(ISBLANK(LL100),LL5247=\"\"),\"\",IF(ISERROR(LOOKUP(10^17,1*RIGHT(LEFT(LL5247,LEN(LL5247)-3),ROW($1:$80)))),0,IF(RIGHT(LEFT(LL5247,LEN(LL5247)-3),2)=\"--\",0,LOOKUP(10^17,1*RIGHT(LEFT(LL5247,LEN(LL5247)-3),ROW($1:$80))))))","v":""},{"$f":"IF(OR(ISBLANK(LM100),LM5247=\"\"),\"\",IF(ISERROR(LOOKUP(10^17,1*RIGHT(LEFT(LM5247,LEN(LM5247)-3),ROW($1:$80)))),0,IF(RIGHT(LEFT(LM5247,LEN(LM5247)-3),2)=\"--\",0,LOOKUP(10^17,1*RIGHT(LEFT(LM5247,LEN(LM5247)-3),ROW($1:$80))))))","v":""},{"$f":"IF(OR(ISBLANK(LN100),LN5247=\"\"),\"\",IF(ISERROR(LOOKUP(10^17,1*RIGHT(LEFT(LN5247,LEN(LN5247)-3),ROW($1:$80)))),0,IF(RIGHT(LEFT(LN5247,LEN(LN5247)-3),2)=\"--\",0,LOOKUP(10^17,1*RIGHT(LEFT(LN5247,LEN(LN5247)-3),ROW($1:$80))))))","v":""},{"$f":"IF(OR(ISBLANK(LO100),LO5247=\"\"),\"\",IF(ISERROR(LOOKUP(10^17,1*RIGHT(LEFT(LO5247,LEN(LO5247)-3),ROW($1:$80)))),0,IF(RIGHT(LEFT(LO5247,LEN(LO5247)-3),2)=\"--\",0,LOOKUP(10^17,1*RIGHT(LEFT(LO5247,LEN(LO5247)-3),ROW($1:$80))))))","v":""},{"$f":"IF(OR(ISBLANK(LP100),LP5247=\"\"),\"\",IF(ISERROR(LOOKUP(10^17,1*RIGHT(LEFT(LP5247,LEN(LP5247)-3),ROW($1:$80)))),0,IF(RIGHT(LEFT(LP5247,LEN(LP5247)-3),2)=\"--\",0,LOOKUP(10^17,1*RIGHT(LEFT(LP5247,LEN(LP5247)-3),ROW($1:$80))))))","v":""},{"$f":"IF(OR(ISBLANK(LQ100),LQ5247=\"\"),\"\",IF(ISERROR(LOOKUP(10^17,1*RIGHT(LEFT(LQ5247,LEN(LQ5247)-3),ROW($1:$80)))),0,IF(RIGHT(LEFT(LQ5247,LEN(LQ5247)-3),2)=\"--\",0,LOOKUP(10^17,1*RIGHT(LEFT(LQ5247,LEN(LQ5247)-3),ROW($1:$80))))))","v":""},{"$f":"IF(OR(ISBLANK(LR100),LR5247=\"\"),\"\",IF(ISERROR(LOOKUP(10^17,1*RIGHT(LEFT(LR5247,LEN(LR5247)-3),ROW($1:$80)))),0,IF(RIGHT(LEFT(LR5247,LEN(LR5247)-3),2)=\"--\",0,LOOKUP(10^17,1*RIGHT(LEFT(LR5247,LEN(LR5247)-3),ROW($1:$80))))))","v":""},{"$f":"IF(OR(ISBLANK(LS100),LS5247=\"\"),\"\",IF(ISERROR(LOOKUP(10^17,1*RIGHT(LEFT(LS5247,LEN(LS5247)-3),ROW($1:$80)))),0,IF(RIGHT(LEFT(LS5247,LEN(LS5247)-3),2)=\"--\",0,LOOKUP(10^17,1*RIGHT(LEFT(LS5247,LEN(LS5247)-3),ROW($1:$80))))))","v":""},{"$f":"IF(OR(ISBLANK(LT100),LT5247=\"\"),\"\",IF(ISERROR(LOOKUP(10^17,1*RIGHT(LEFT(LT5247,LEN(LT5247)-3),ROW($1:$80)))),0,IF(RIGHT(LEFT(LT5247,LEN(LT5247)-3),2)=\"--\",0,LOOKUP(10^17,1*RIGHT(LEFT(LT5247,LEN(LT5247)-3),ROW($1:$80))))))","v":""},{"$f":"IF(OR(ISBLANK(LU100),LU5247=\"\"),\"\",IF(ISERROR(LOOKUP(10^17,1*RIGHT(LEFT(LU5247,LEN(LU5247)-3),ROW($1:$80)))),0,IF(RIGHT(LEFT(LU5247,LEN(LU5247)-3),2)=\"--\",0,LOOKUP(10^17,1*RIGHT(LEFT(LU5247,LEN(LU5247)-3),ROW($1:$80))))))","v":""},{"$f":"IF(OR(ISBLANK(LV100),LV5247=\"\"),\"\",IF(ISERROR(LOOKUP(10^17,1*RIGHT(LEFT(LV5247,LEN(LV5247)-3),ROW($1:$80)))),0,IF(RIGHT(LEFT(LV5247,LEN(LV5247)-3),2)=\"--\",0,LOOKUP(10^17,1*RIGHT(LEFT(LV5247,LEN(LV5247)-3),ROW($1:$80))))))","v":""},{"$f":"IF(OR(ISBLANK(LW100),LW5247=\"\"),\"\",IF(ISERROR(LOOKUP(10^17,1*RIGHT(LEFT(LW5247,LEN(LW5247)-3),ROW($1:$80)))),0,IF(RIGHT(LEFT(LW5247,LEN(LW5247)-3),2)=\"--\",0,LOOKUP(10^17,1*RIGHT(LEFT(LW5247,LEN(LW5247)-3),ROW($1:$80))))))","v":""},{"$f":"IF(OR(ISBLANK(LX100),LX5247=\"\"),\"\",IF(ISERROR(LOOKUP(10^17,1*RIGHT(LEFT(LX5247,LEN(LX5247)-3),ROW($1:$80)))),0,IF(RIGHT(LEFT(LX5247,LEN(LX5247)-3),2)=\"--\",0,LOOKUP(10^17,1*RIGHT(LEFT(LX5247,LEN(LX5247)-3),ROW($1:$80))))))","v":""},{"$f":"IF(OR(ISBLANK(LY100),LY5247=\"\"),\"\",IF(ISERROR(LOOKUP(10^17,1*RIGHT(LEFT(LY5247,LEN(LY5247)-3),ROW($1:$80)))),0,IF(RIGHT(LEFT(LY5247,LEN(LY5247)-3),2)=\"--\",0,LOOKUP(10^17,1*RIGHT(LEFT(LY5247,LEN(LY5247)-3),ROW($1:$80))))))","v":""},{"$f":"IF(OR(ISBLANK(LZ100),LZ5247=\"\"),\"\",IF(ISERROR(LOOKUP(10^17,1*RIGHT(LEFT(LZ5247,LEN(LZ5247)-3),ROW($1:$80)))),0,IF(RIGHT(LEFT(LZ5247,LEN(LZ5247)-3),2)=\"--\",0,LOOKUP(10^17,1*RIGHT(LEFT(LZ5247,LEN(LZ5247)-3),ROW($1:$80))))))","v":""},{"$f":"IF(OR(ISBLANK(MA100),MA5247=\"\"),\"\",IF(ISERROR(LOOKUP(10^17,1*RIGHT(LEFT(MA5247,LEN(MA5247)-3),ROW($1:$80)))),0,IF(RIGHT(LEFT(MA5247,LEN(MA5247)-3),2)=\"--\",0,LOOKUP(10^17,1*RIGHT(LEFT(MA5247,LEN(MA5247)-3),ROW($1:$80))))))","v":""},{"$f":"IF(OR(ISBLANK(MB100),MB5247=\"\"),\"\",IF(ISERROR(LOOKUP(10^17,1*RIGHT(LEFT(MB5247,LEN(MB5247)-3),ROW($1:$80)))),0,IF(RIGHT(LEFT(MB5247,LEN(MB5247)-3),2)=\"--\",0,LOOKUP(10^17,1*RIGHT(LEFT(MB5247,LEN(MB5247)-3),ROW($1:$80))))))","v":""},{"$f":"IF(OR(ISBLANK(MC100),MC5247=\"\"),\"\",IF(ISERROR(LOOKUP(10^17,1*RIGHT(LEFT(MC5247,LEN(MC5247)-3),ROW($1:$80)))),0,IF(RIGHT(LEFT(MC5247,LEN(MC5247)-3),2)=\"--\",0,LOOKUP(10^17,1*RIGHT(LEFT(MC5247,LEN(MC5247)-3),ROW($1:$80))))))","v":""},{"$f":"IF(OR(ISBLANK(MD100),MD5247=\"\"),\"\",IF(ISERROR(LOOKUP(10^17,1*RIGHT(LEFT(MD5247,LEN(MD5247)-3),ROW($1:$80)))),0,IF(RIGHT(LEFT(MD5247,LEN(MD5247)-3),2)=\"--\",0,LOOKUP(10^17,1*RIGHT(LEFT(MD5247,LEN(MD5247)-3),ROW($1:$80))))))","v":""},{"$f":"IF(OR(ISBLANK(ME100),ME5247=\"\"),\"\",IF(ISERROR(LOOKUP(10^17,1*RIGHT(LEFT(ME5247,LEN(ME5247)-3),ROW($1:$80)))),0,IF(RIGHT(LEFT(ME5247,LEN(ME5247)-3),2)=\"--\",0,LOOKUP(10^17,1*RIGHT(LEFT(ME5247,LEN(ME5247)-3),ROW($1:$80))))))","v":""},{"$f":"IF(OR(ISBLANK(MF100),MF5247=\"\"),\"\",IF(ISERROR(LOOKUP(10^17,1*RIGHT(LEFT(MF5247,LEN(MF5247)-3),ROW($1:$80)))),0,IF(RIGHT(LEFT(MF5247,LEN(MF5247)-3),2)=\"--\",0,LOOKUP(10^17,1*RIGHT(LEFT(MF5247,LEN(MF5247)-3),ROW($1:$80))))))","v":""},{"$f":"IF(OR(ISBLANK(MG100),MG5247=\"\"),\"\",IF(ISERROR(LOOKUP(10^17,1*RIGHT(LEFT(MG5247,LEN(MG5247)-3),ROW($1:$80)))),0,IF(RIGHT(LEFT(MG5247,LEN(MG5247)-3),2)=\"--\",0,LOOKUP(10^17,1*RIGHT(LEFT(MG5247,LEN(MG5247)-3),ROW($1:$80))))))","v":""},{"$f":"IF(OR(ISBLANK(MH100),MH5247=\"\"),\"\",IF(ISERROR(LOOKUP(10^17,1*RIGHT(LEFT(MH5247,LEN(MH5247)-3),ROW($1:$80)))),0,IF(RIGHT(LEFT(MH5247,LEN(MH5247)-3),2)=\"--\",0,LOOKUP(10^17,1*RIGHT(LEFT(MH5247,LEN(MH5247)-3),ROW($1:$80))))))","v":""},{"$f":"IF(OR(ISBLANK(MI100),MI5247=\"\"),\"\",IF(ISERROR(LOOKUP(10^17,1*RIGHT(LEFT(MI5247,LEN(MI5247)-3),ROW($1:$80)))),0,IF(RIGHT(LEFT(MI5247,LEN(MI5247)-3),2)=\"--\",0,LOOKUP(10^17,1*RIGHT(LEFT(MI5247,LEN(MI5247)-3),ROW($1:$80))))))","v":""},{"$f":"IF(OR(ISBLANK(MJ100),MJ5247=\"\"),\"\",IF(ISERROR(LOOKUP(10^17,1*RIGHT(LEFT(MJ5247,LEN(MJ5247)-3),ROW($1:$80)))),0,IF(RIGHT(LEFT(MJ5247,LEN(MJ5247)-3),2)=\"--\",0,LOOKUP(10^17,1*RIGHT(LEFT(MJ5247,LEN(MJ5247)-3),ROW($1:$80))))))","v":""},{"$f":"IF(OR(ISBLANK(MK100),MK5247=\"\"),\"\",IF(ISERROR(LOOKUP(10^17,1*RIGHT(LEFT(MK5247,LEN(MK5247)-3),ROW($1:$80)))),0,IF(RIGHT(LEFT(MK5247,LEN(MK5247)-3),2)=\"--\",0,LOOKUP(10^17,1*RIGHT(LEFT(MK5247,LEN(MK5247)-3),ROW($1:$80))))))","v":""},{"$f":"IF(OR(ISBLANK(ML100),ML5247=\"\"),\"\",IF(ISERROR(LOOKUP(10^17,1*RIGHT(LEFT(ML5247,LEN(ML5247)-3),ROW($1:$80)))),0,IF(RIGHT(LEFT(ML5247,LEN(ML5247)-3),2)=\"--\",0,LOOKUP(10^17,1*RIGHT(LEFT(ML5247,LEN(ML5247)-3),ROW($1:$80))))))","v":""},{"$f":"IF(OR(ISBLANK(MM100),MM5247=\"\"),\"\",IF(ISERROR(LOOKUP(10^17,1*RIGHT(LEFT(MM5247,LEN(MM5247)-3),ROW($1:$80)))),0,IF(RIGHT(LEFT(MM5247,LEN(MM5247)-3),2)=\"--\",0,LOOKUP(10^17,1*RIGHT(LEFT(MM5247,LEN(MM5247)-3),ROW($1:$80))))))","v":""},{"$f":"IF(OR(ISBLANK(MN100),MN5247=\"\"),\"\",IF(ISERROR(LOOKUP(10^17,1*RIGHT(LEFT(MN5247,LEN(MN5247)-3),ROW($1:$80)))),0,IF(RIGHT(LEFT(MN5247,LEN(MN5247)-3),2)=\"--\",0,LOOKUP(10^17,1*RIGHT(LEFT(MN5247,LEN(MN5247)-3),ROW($1:$80))))))","v":""},{"$f":"IF(OR(ISBLANK(MO100),MO5247=\"\"),\"\",IF(ISERROR(LOOKUP(10^17,1*RIGHT(LEFT(MO5247,LEN(MO5247)-3),ROW($1:$80)))),0,IF(RIGHT(LEFT(MO5247,LEN(MO5247)-3),2)=\"--\",0,LOOKUP(10^17,1*RIGHT(LEFT(MO5247,LEN(MO5247)-3),ROW($1:$80))))))","v":""},{"$f":"IF(OR(ISBLANK(MP100),MP5247=\"\"),\"\",IF(ISERROR(LOOKUP(10^17,1*RIGHT(LEFT(MP5247,LEN(MP5247)-3),ROW($1:$80)))),0,IF(RIGHT(LEFT(MP5247,LEN(MP5247)-3),2)=\"--\",0,LOOKUP(10^17,1*RIGHT(LEFT(MP5247,LEN(MP5247)-3),ROW($1:$80))))))","v":""},{"$f":"IF(OR(ISBLANK(MQ100),MQ5247=\"\"),\"\",IF(ISERROR(LOOKUP(10^17,1*RIGHT(LEFT(MQ5247,LEN(MQ5247)-3),ROW($1:$80)))),0,IF(RIGHT(LEFT(MQ5247,LEN(MQ5247)-3),2)=\"--\",0,LOOKUP(10^17,1*RIGHT(LEFT(MQ5247,LEN(MQ5247)-3),ROW($1:$80))))))","v":""},{"$f":"IF(OR(ISBLANK(MR100),MR5247=\"\"),\"\",IF(ISERROR(LOOKUP(10^17,1*RIGHT(LEFT(MR5247,LEN(MR5247)-3),ROW($1:$80)))),0,IF(RIGHT(LEFT(MR5247,LEN(MR5247)-3),2)=\"--\",0,LOOKUP(10^17,1*RIGHT(LEFT(MR5247,LEN(MR5247)-3),ROW($1:$80))))))","v":""},{"$f":"IF(OR(ISBLANK(MS100),MS5247=\"\"),\"\",IF(ISERROR(LOOKUP(10^17,1*RIGHT(LEFT(MS5247,LEN(MS5247)-3),ROW($1:$80)))),0,IF(RIGHT(LEFT(MS5247,LEN(MS5247)-3),2)=\"--\",0,LOOKUP(10^17,1*RIGHT(LEFT(MS5247,LEN(MS5247)-3),ROW($1:$80))))))","v":""},{"$f":"IF(OR(ISBLANK(MT100),MT5247=\"\"),\"\",IF(ISERROR(LOOKUP(10^17,1*RIGHT(LEFT(MT5247,LEN(MT5247)-3),ROW($1:$80)))),0,IF(RIGHT(LEFT(MT5247,LEN(MT5247)-3),2)=\"--\",0,LOOKUP(10^17,1*RIGHT(LEFT(MT5247,LEN(MT5247)-3),ROW($1:$80))))))","v":""},{"$f":"IF(OR(ISBLANK(MU100),MU5247=\"\"),\"\",IF(ISERROR(LOOKUP(10^17,1*RIGHT(LEFT(MU5247,LEN(MU5247)-3),ROW($1:$80)))),0,IF(RIGHT(LEFT(MU5247,LEN(MU5247)-3),2)=\"--\",0,LOOKUP(10^17,1*RIGHT(LEFT(MU5247,LEN(MU5247)-3),ROW($1:$80))))))","v":""},{"$f":"IF(OR(ISBLANK(MV100),MV5247=\"\"),\"\",IF(ISERROR(LOOKUP(10^17,1*RIGHT(LEFT(MV5247,LEN(MV5247)-3),ROW($1:$80)))),0,IF(RIGHT(LEFT(MV5247,LEN(MV5247)-3),2)=\"--\",0,LOOKUP(10^17,1*RIGHT(LEFT(MV5247,LEN(MV5247)-3),ROW($1:$80))))))","v":""},{"$f":"IF(OR(ISBLANK(MW100),MW5247=\"\"),\"\",IF(ISERROR(LOOKUP(10^17,1*RIGHT(LEFT(MW5247,LEN(MW5247)-3),ROW($1:$80)))),0,IF(RIGHT(LEFT(MW5247,LEN(MW5247)-3),2)=\"--\",0,LOOKUP(10^17,1*RIGHT(LEFT(MW5247,LEN(MW5247)-3),ROW($1:$80))))))","v":""},{"$f":"IF(OR(ISBLANK(MX100),MX5247=\"\"),\"\",IF(ISERROR(LOOKUP(10^17,1*RIGHT(LEFT(MX5247,LEN(MX5247)-3),ROW($1:$80)))),0,IF(RIGHT(LEFT(MX5247,LEN(MX5247)-3),2)=\"--\",0,LOOKUP(10^17,1*RIGHT(LEFT(MX5247,LEN(MX5247)-3),ROW($1:$80))))))","v":""},{"$f":"IF(OR(ISBLANK(MY100),MY5247=\"\"),\"\",IF(ISERROR(LOOKUP(10^17,1*RIGHT(LEFT(MY5247,LEN(MY5247)-3),ROW($1:$80)))),0,IF(RIGHT(LEFT(MY5247,LEN(MY5247)-3),2)=\"--\",0,LOOKUP(10^17,1*RIGHT(LEFT(MY5247,LEN(MY5247)-3),ROW($1:$80))))))","v":""},{"$f":"IF(OR(ISBLANK(MZ100),MZ5247=\"\"),\"\",IF(ISERROR(LOOKUP(10^17,1*RIGHT(LEFT(MZ5247,LEN(MZ5247)-3),ROW($1:$80)))),0,IF(RIGHT(LEFT(MZ5247,LEN(MZ5247)-3),2)=\"--\",0,LOOKUP(10^17,1*RIGHT(LEFT(MZ5247,LEN(MZ5247)-3),ROW($1:$80))))))","v":""},{"$f":"IF(OR(ISBLANK(NA100),NA5247=\"\"),\"\",IF(ISERROR(LOOKUP(10^17,1*RIGHT(LEFT(NA5247,LEN(NA5247)-3),ROW($1:$80)))),0,IF(RIGHT(LEFT(NA5247,LEN(NA5247)-3),2)=\"--\",0,LOOKUP(10^17,1*RIGHT(LEFT(NA5247,LEN(NA5247)-3),ROW($1:$80))))))","v":""},{"$f":"IF(OR(ISBLANK(NB100),NB5247=\"\"),\"\",IF(ISERROR(LOOKUP(10^17,1*RIGHT(LEFT(NB5247,LEN(NB5247)-3),ROW($1:$80)))),0,IF(RIGHT(LEFT(NB5247,LEN(NB5247)-3),2)=\"--\",0,LOOKUP(10^17,1*RIGHT(LEFT(NB5247,LEN(NB5247)-3),ROW($1:$80))))))","v":""},{"$f":"IF(OR(ISBLANK(NC100),NC5247=\"\"),\"\",IF(ISERROR(LOOKUP(10^17,1*RIGHT(LEFT(NC5247,LEN(NC5247)-3),ROW($1:$80)))),0,IF(RIGHT(LEFT(NC5247,LEN(NC5247)-3),2)=\"--\",0,LOOKUP(10^17,1*RIGHT(LEFT(NC5247,LEN(NC5247)-3),ROW($1:$80))))))","v":""},{"$f":"IF(OR(ISBLANK(ND100),ND5247=\"\"),\"\",IF(ISERROR(LOOKUP(10^17,1*RIGHT(LEFT(ND5247,LEN(ND5247)-3),ROW($1:$80)))),0,IF(RIGHT(LEFT(ND5247,LEN(ND5247)-3),2)=\"--\",0,LOOKUP(10^17,1*RIGHT(LEFT(ND5247,LEN(ND5247)-3),ROW($1:$80))))))","v":""},{"$f":"IF(OR(ISBLANK(NE100),NE5247=\"\"),\"\",IF(ISERROR(LOOKUP(10^17,1*RIGHT(LEFT(NE5247,LEN(NE5247)-3),ROW($1:$80)))),0,IF(RIGHT(LEFT(NE5247,LEN(NE5247)-3),2)=\"--\",0,LOOKUP(10^17,1*RIGHT(LEFT(NE5247,LEN(NE5247)-3),ROW($1:$80))))))","v":""},{"$f":"IF(OR(ISBLANK(NF100),NF5247=\"\"),\"\",IF(ISERROR(LOOKUP(10^17,1*RIGHT(LEFT(NF5247,LEN(NF5247)-3),ROW($1:$80)))),0,IF(RIGHT(LEFT(NF5247,LEN(NF5247)-3),2)=\"--\",0,LOOKUP(10^17,1*RIGHT(LEFT(NF5247,LEN(NF5247)-3),ROW($1:$80))))))","v":""},{"$f":"IF(OR(ISBLANK(NG100),NG5247=\"\"),\"\",IF(ISERROR(LOOKUP(10^17,1*RIGHT(LEFT(NG5247,LEN(NG5247)-3),ROW($1:$80)))),0,IF(RIGHT(LEFT(NG5247,LEN(NG5247)-3),2)=\"--\",0,LOOKUP(10^17,1*RIGHT(LEFT(NG5247,LEN(NG5247)-3),ROW($1:$80))))))","v":""},{"$f":"IF(OR(ISBLANK(NH100),NH5247=\"\"),\"\",IF(ISERROR(LOOKUP(10^17,1*RIGHT(LEFT(NH5247,LEN(NH5247)-3),ROW($1:$80)))),0,IF(RIGHT(LEFT(NH5247,LEN(NH5247)-3),2)=\"--\",0,LOOKUP(10^17,1*RIGHT(LEFT(NH5247,LEN(NH5247)-3),ROW($1:$80))))))","v":""},{"$f":"IF(OR(ISBLANK(NI100),NI5247=\"\"),\"\",IF(ISERROR(LOOKUP(10^17,1*RIGHT(LEFT(NI5247,LEN(NI5247)-3),ROW($1:$80)))),0,IF(RIGHT(LEFT(NI5247,LEN(NI5247)-3),2)=\"--\",0,LOOKUP(10^17,1*RIGHT(LEFT(NI5247,LEN(NI5247)-3),ROW($1:$80))))))","v":""},{"$f":"IF(OR(ISBLANK(NJ100),NJ5247=\"\"),\"\",IF(ISERROR(LOOKUP(10^17,1*RIGHT(LEFT(NJ5247,LEN(NJ5247)-3),ROW($1:$80)))),0,IF(RIGHT(LEFT(NJ5247,LEN(NJ5247)-3),2)=\"--\",0,LOOKUP(10^17,1*RIGHT(LEFT(NJ5247,LEN(NJ5247)-3),ROW($1:$80))))))","v":""},{"$f":"IF(OR(ISBLANK(NK100),NK5247=\"\"),\"\",IF(ISERROR(LOOKUP(10^17,1*RIGHT(LEFT(NK5247,LEN(NK5247)-3),ROW($1:$80)))),0,IF(RIGHT(LEFT(NK5247,LEN(NK5247)-3),2)=\"--\",0,LOOKUP(10^17,1*RIGHT(LEFT(NK5247,LEN(NK5247)-3),ROW($1:$80))))))","v":""},{"$f":"IF(OR(ISBLANK(NL100),NL5247=\"\"),\"\",IF(ISERROR(LOOKUP(10^17,1*RIGHT(LEFT(NL5247,LEN(NL5247)-3),ROW($1:$80)))),0,IF(RIGHT(LEFT(NL5247,LEN(NL5247)-3),2)=\"--\",0,LOOKUP(10^17,1*RIGHT(LEFT(NL5247,LEN(NL5247)-3),ROW($1:$80))))))","v":""},{"$f":"IF(OR(ISBLANK(NM100),NM5247=\"\"),\"\",IF(ISERROR(LOOKUP(10^17,1*RIGHT(LEFT(NM5247,LEN(NM5247)-3),ROW($1:$80)))),0,IF(RIGHT(LEFT(NM5247,LEN(NM5247)-3),2)=\"--\",0,LOOKUP(10^17,1*RIGHT(LEFT(NM5247,LEN(NM5247)-3),ROW($1:$80))))))","v":""},{"$f":"IF(OR(ISBLANK(NN100),NN5247=\"\"),\"\",IF(ISERROR(LOOKUP(10^17,1*RIGHT(LEFT(NN5247,LEN(NN5247)-3),ROW($1:$80)))),0,IF(RIGHT(LEFT(NN5247,LEN(NN5247)-3),2)=\"--\",0,LOOKUP(10^17,1*RIGHT(LEFT(NN5247,LEN(NN5247)-3),ROW($1:$80))))))","v":""},{"$f":"IF(OR(ISBLANK(NO100),NO5247=\"\"),\"\",IF(ISERROR(LOOKUP(10^17,1*RIGHT(LEFT(NO5247,LEN(NO5247)-3),ROW($1:$80)))),0,IF(RIGHT(LEFT(NO5247,LEN(NO5247)-3),2)=\"--\",0,LOOKUP(10^17,1*RIGHT(LEFT(NO5247,LEN(NO5247)-3),ROW($1:$80))))))","v":""},{"$f":"IF(OR(ISBLANK(NP100),NP5247=\"\"),\"\",IF(ISERROR(LOOKUP(10^17,1*RIGHT(LEFT(NP5247,LEN(NP5247)-3),ROW($1:$80)))),0,IF(RIGHT(LEFT(NP5247,LEN(NP5247)-3),2)=\"--\",0,LOOKUP(10^17,1*RIGHT(LEFT(NP5247,LEN(NP5247)-3),ROW($1:$80))))))","v":""},{"$f":"IF(OR(ISBLANK(NQ100),NQ5247=\"\"),\"\",IF(ISERROR(LOOKUP(10^17,1*RIGHT(LEFT(NQ5247,LEN(NQ5247)-3),ROW($1:$80)))),0,IF(RIGHT(LEFT(NQ5247,LEN(NQ5247)-3),2)=\"--\",0,LOOKUP(10^17,1*RIGHT(LEFT(NQ5247,LEN(NQ5247)-3),ROW($1:$80))))))","v":""},{"$f":"IF(OR(ISBLANK(NR100),NR5247=\"\"),\"\",IF(ISERROR(LOOKUP(10^17,1*RIGHT(LEFT(NR5247,LEN(NR5247)-3),ROW($1:$80)))),0,IF(RIGHT(LEFT(NR5247,LEN(NR5247)-3),2)=\"--\",0,LOOKUP(10^17,1*RIGHT(LEFT(NR5247,LEN(NR5247)-3),ROW($1:$80))))))","v":""},{"$f":"IF(OR(ISBLANK(NS100),NS5247=\"\"),\"\",IF(ISERROR(LOOKUP(10^17,1*RIGHT(LEFT(NS5247,LEN(NS5247)-3),ROW($1:$80)))),0,IF(RIGHT(LEFT(NS5247,LEN(NS5247)-3),2)=\"--\",0,LOOKUP(10^17,1*RIGHT(LEFT(NS5247,LEN(NS5247)-3),ROW($1:$80))))))","v":""},{"$f":"IF(OR(ISBLANK(NT100),NT5247=\"\"),\"\",IF(ISERROR(LOOKUP(10^17,1*RIGHT(LEFT(NT5247,LEN(NT5247)-3),ROW($1:$80)))),0,IF(RIGHT(LEFT(NT5247,LEN(NT5247)-3),2)=\"--\",0,LOOKUP(10^17,1*RIGHT(LEFT(NT5247,LEN(NT5247)-3),ROW($1:$80))))))","v":""},{"$f":"IF(OR(ISBLANK(NU100),NU5247=\"\"),\"\",IF(ISERROR(LOOKUP(10^17,1*RIGHT(LEFT(NU5247,LEN(NU5247)-3),ROW($1:$80)))),0,IF(RIGHT(LEFT(NU5247,LEN(NU5247)-3),2)=\"--\",0,LOOKUP(10^17,1*RIGHT(LEFT(NU5247,LEN(NU5247)-3),ROW($1:$80))))))","v":""},{"$f":"IF(OR(ISBLANK(NV100),NV5247=\"\"),\"\",IF(ISERROR(LOOKUP(10^17,1*RIGHT(LEFT(NV5247,LEN(NV5247)-3),ROW($1:$80)))),0,IF(RIGHT(LEFT(NV5247,LEN(NV5247)-3),2)=\"--\",0,LOOKUP(10^17,1*RIGHT(LEFT(NV5247,LEN(NV5247)-3),ROW($1:$80))))))","v":""},{"$f":"IF(OR(ISBLANK(NW100),NW5247=\"\"),\"\",IF(ISERROR(LOOKUP(10^17,1*RIGHT(LEFT(NW5247,LEN(NW5247)-3),ROW($1:$80)))),0,IF(RIGHT(LEFT(NW5247,LEN(NW5247)-3),2)=\"--\",0,LOOKUP(10^17,1*RIGHT(LEFT(NW5247,LEN(NW5247)-3),ROW($1:$80))))))","v":""},{"$f":"IF(OR(ISBLANK(NX100),NX5247=\"\"),\"\",IF(ISERROR(LOOKUP(10^17,1*RIGHT(LEFT(NX5247,LEN(NX5247)-3),ROW($1:$80)))),0,IF(RIGHT(LEFT(NX5247,LEN(NX5247)-3),2)=\"--\",0,LOOKUP(10^17,1*RIGHT(LEFT(NX5247,LEN(NX5247)-3),ROW($1:$80))))))","v":""},{"$f":"IF(OR(ISBLANK(NY100),NY5247=\"\"),\"\",IF(ISERROR(LOOKUP(10^17,1*RIGHT(LEFT(NY5247,LEN(NY5247)-3),ROW($1:$80)))),0,IF(RIGHT(LEFT(NY5247,LEN(NY5247)-3),2)=\"--\",0,LOOKUP(10^17,1*RIGHT(LEFT(NY5247,LEN(NY5247)-3),ROW($1:$80))))))","v":""},{"$f":"IF(OR(ISBLANK(NZ100),NZ5247=\"\"),\"\",IF(ISERROR(LOOKUP(10^17,1*RIGHT(LEFT(NZ5247,LEN(NZ5247)-3),ROW($1:$80)))),0,IF(RIGHT(LEFT(NZ5247,LEN(NZ5247)-3),2)=\"--\",0,LOOKUP(10^17,1*RIGHT(LEFT(NZ5247,LEN(NZ5247)-3),ROW($1:$80))))))","v":""},{"$f":"IF(OR(ISBLANK(OA100),OA5247=\"\"),\"\",IF(ISERROR(LOOKUP(10^17,1*RIGHT(LEFT(OA5247,LEN(OA5247)-3),ROW($1:$80)))),0,IF(RIGHT(LEFT(OA5247,LEN(OA5247)-3),2)=\"--\",0,LOOKUP(10^17,1*RIGHT(LEFT(OA5247,LEN(OA5247)-3),ROW($1:$80))))))","v":""},{"$f":"IF(OR(ISBLANK(OB100),OB5247=\"\"),\"\",IF(ISERROR(LOOKUP(10^17,1*RIGHT(LEFT(OB5247,LEN(OB5247)-3),ROW($1:$80)))),0,IF(RIGHT(LEFT(OB5247,LEN(OB5247)-3),2)=\"--\",0,LOOKUP(10^17,1*RIGHT(LEFT(OB5247,LEN(OB5247)-3),ROW($1:$80))))))","v":""},{"$f":"IF(OR(ISBLANK(OC100),OC5247=\"\"),\"\",IF(ISERROR(LOOKUP(10^17,1*RIGHT(LEFT(OC5247,LEN(OC5247)-3),ROW($1:$80)))),0,IF(RIGHT(LEFT(OC5247,LEN(OC5247)-3),2)=\"--\",0,LOOKUP(10^17,1*RIGHT(LEFT(OC5247,LEN(OC5247)-3),ROW($1:$80))))))","v":""},{"$f":"IF(OR(ISBLANK(OD100),OD5247=\"\"),\"\",IF(ISERROR(LOOKUP(10^17,1*RIGHT(LEFT(OD5247,LEN(OD5247)-3),ROW($1:$80)))),0,IF(RIGHT(LEFT(OD5247,LEN(OD5247)-3),2)=\"--\",0,LOOKUP(10^17,1*RIGHT(LEFT(OD5247,LEN(OD5247)-3),ROW($1:$80))))))","v":""},{"$f":"IF(OR(ISBLANK(OE100),OE5247=\"\"),\"\",IF(ISERROR(LOOKUP(10^17,1*RIGHT(LEFT(OE5247,LEN(OE5247)-3),ROW($1:$80)))),0,IF(RIGHT(LEFT(OE5247,LEN(OE5247)-3),2)=\"--\",0,LOOKUP(10^17,1*RIGHT(LEFT(OE5247,LEN(OE5247)-3),ROW($1:$80))))))","v":""},{"$f":"IF(OR(ISBLANK(OF100),OF5247=\"\"),\"\",IF(ISERROR(LOOKUP(10^17,1*RIGHT(LEFT(OF5247,LEN(OF5247)-3),ROW($1:$80)))),0,IF(RIGHT(LEFT(OF5247,LEN(OF5247)-3),2)=\"--\",0,LOOKUP(10^17,1*RIGHT(LEFT(OF5247,LEN(OF5247)-3),ROW($1:$80))))))","v":""},{"$f":"IF(OR(ISBLANK(OG100),OG5247=\"\"),\"\",IF(ISERROR(LOOKUP(10^17,1*RIGHT(LEFT(OG5247,LEN(OG5247)-3),ROW($1:$80)))),0,IF(RIGHT(LEFT(OG5247,LEN(OG5247)-3),2)=\"--\",0,LOOKUP(10^17,1*RIGHT(LEFT(OG5247,LEN(OG5247)-3),ROW($1:$80))))))","v":""},{"$f":"IF(OR(ISBLANK(OH100),OH5247=\"\"),\"\",IF(ISERROR(LOOKUP(10^17,1*RIGHT(LEFT(OH5247,LEN(OH5247)-3),ROW($1:$80)))),0,IF(RIGHT(LEFT(OH5247,LEN(OH5247)-3),2)=\"--\",0,LOOKUP(10^17,1*RIGHT(LEFT(OH5247,LEN(OH5247)-3),ROW($1:$80))))))","v":""},{"$f":"IF(OR(ISBLANK(OI100),OI5247=\"\"),\"\",IF(ISERROR(LOOKUP(10^17,1*RIGHT(LEFT(OI5247,LEN(OI5247)-3),ROW($1:$80)))),0,IF(RIGHT(LEFT(OI5247,LEN(OI5247)-3),2)=\"--\",0,LOOKUP(10^17,1*RIGHT(LEFT(OI5247,LEN(OI5247)-3),ROW($1:$80))))))","v":""},{"$f":"IF(OR(ISBLANK(OJ100),OJ5247=\"\"),\"\",IF(ISERROR(LOOKUP(10^17,1*RIGHT(LEFT(OJ5247,LEN(OJ5247)-3),ROW($1:$80)))),0,IF(RIGHT(LEFT(OJ5247,LEN(OJ5247)-3),2)=\"--\",0,LOOKUP(10^17,1*RIGHT(LEFT(OJ5247,LEN(OJ5247)-3),ROW($1:$80))))))","v":""},{"$f":"IF(OR(ISBLANK(OK100),OK5247=\"\"),\"\",IF(ISERROR(LOOKUP(10^17,1*RIGHT(LEFT(OK5247,LEN(OK5247)-3),ROW($1:$80)))),0,IF(RIGHT(LEFT(OK5247,LEN(OK5247)-3),2)=\"--\",0,LOOKUP(10^17,1*RIGHT(LEFT(OK5247,LEN(OK5247)-3),ROW($1:$80))))))","v":""},{"$f":"IF(OR(ISBLANK(OL100),OL5247=\"\"),\"\",IF(ISERROR(LOOKUP(10^17,1*RIGHT(LEFT(OL5247,LEN(OL5247)-3),ROW($1:$80)))),0,IF(RIGHT(LEFT(OL5247,LEN(OL5247)-3),2)=\"--\",0,LOOKUP(10^17,1*RIGHT(LEFT(OL5247,LEN(OL5247)-3),ROW($1:$80))))))","v":""},{"$f":"IF(OR(ISBLANK(OM100),OM5247=\"\"),\"\",IF(ISERROR(LOOKUP(10^17,1*RIGHT(LEFT(OM5247,LEN(OM5247)-3),ROW($1:$80)))),0,IF(RIGHT(LEFT(OM5247,LEN(OM5247)-3),2)=\"--\",0,LOOKUP(10^17,1*RIGHT(LEFT(OM5247,LEN(OM5247)-3),ROW($1:$80))))))","v":""},{"$f":"IF(OR(ISBLANK(ON100),ON5247=\"\"),\"\",IF(ISERROR(LOOKUP(10^17,1*RIGHT(LEFT(ON5247,LEN(ON5247)-3),ROW($1:$80)))),0,IF(RIGHT(LEFT(ON5247,LEN(ON5247)-3),2)=\"--\",0,LOOKUP(10^17,1*RIGHT(LEFT(ON5247,LEN(ON5247)-3),ROW($1:$80))))))","v":""},{"$f":"IF(OR(ISBLANK(OO100),OO5247=\"\"),\"\",IF(ISERROR(LOOKUP(10^17,1*RIGHT(LEFT(OO5247,LEN(OO5247)-3),ROW($1:$80)))),0,IF(RIGHT(LEFT(OO5247,LEN(OO5247)-3),2)=\"--\",0,LOOKUP(10^17,1*RIGHT(LEFT(OO5247,LEN(OO5247)-3),ROW($1:$80))))))","v":""},{"$f":"IF(OR(ISBLANK(OP100),OP5247=\"\"),\"\",IF(ISERROR(LOOKUP(10^17,1*RIGHT(LEFT(OP5247,LEN(OP5247)-3),ROW($1:$80)))),0,IF(RIGHT(LEFT(OP5247,LEN(OP5247)-3),2)=\"--\",0,LOOKUP(10^17,1*RIGHT(LEFT(OP5247,LEN(OP5247)-3),ROW($1:$80))))))","v":""},{"$f":"IF(OR(ISBLANK(OQ100),OQ5247=\"\"),\"\",IF(ISERROR(LOOKUP(10^17,1*RIGHT(LEFT(OQ5247,LEN(OQ5247)-3),ROW($1:$80)))),0,IF(RIGHT(LEFT(OQ5247,LEN(OQ5247)-3),2)=\"--\",0,LOOKUP(10^17,1*RIGHT(LEFT(OQ5247,LEN(OQ5247)-3),ROW($1:$80))))))","v":""}]
[null,null,null,"CGS控除量",null,null,{"$f":"IF(OR(E$6<>$D$5209,COUNTBLANK(H25)=1),\"\",G5349)","v":""},{"$f":"IF(OR(ISBLANK(H100),H5270=\"\"),\"\",IF(ISERROR(LOOKUP(10^17,1*RIGHT(LEFT(H5270,LEN(H5270)-3),ROW($1:$80)))),0,IF(RIGHT(LEFT(H5270,LEN(H5270)-3),2)=\"--\",0,LOOKUP(10^17,1*RIGHT(LEFT(H5270,LEN(H5270)-3),ROW($1:$80))))))","v":""},{"$f":"IF(OR(ISBLANK(I100),I5270=\"\"),\"\",IF(ISERROR(LOOKUP(10^17,1*RIGHT(LEFT(I5270,LEN(I5270)-3),ROW($1:$80)))),0,IF(RIGHT(LEFT(I5270,LEN(I5270)-3),2)=\"--\",0,LOOKUP(10^17,1*RIGHT(LEFT(I5270,LEN(I5270)-3),ROW($1:$80))))))","v":""},{"$f":"IF(OR(ISBLANK(J100),J5270=\"\"),\"\",IF(ISERROR(LOOKUP(10^17,1*RIGHT(LEFT(J5270,LEN(J5270)-3),ROW($1:$80)))),0,IF(RIGHT(LEFT(J5270,LEN(J5270)-3),2)=\"--\",0,LOOKUP(10^17,1*RIGHT(LEFT(J5270,LEN(J5270)-3),ROW($1:$80))))))","v":""},{"$f":"IF(OR(ISBLANK(K100),K5270=\"\"),\"\",IF(ISERROR(LOOKUP(10^17,1*RIGHT(LEFT(K5270,LEN(K5270)-3),ROW($1:$80)))),0,IF(RIGHT(LEFT(K5270,LEN(K5270)-3),2)=\"--\",0,LOOKUP(10^17,1*RIGHT(LEFT(K5270,LEN(K5270)-3),ROW($1:$80))))))","v":""},{"$f":"IF(OR(ISBLANK(L100),L5270=\"\"),\"\",IF(ISERROR(LOOKUP(10^17,1*RIGHT(LEFT(L5270,LEN(L5270)-3),ROW($1:$80)))),0,IF(RIGHT(LEFT(L5270,LEN(L5270)-3),2)=\"--\",0,LOOKUP(10^17,1*RIGHT(LEFT(L5270,LEN(L5270)-3),ROW($1:$80))))))","v":""},{"$f":"IF(OR(ISBLANK(M100),M5270=\"\"),\"\",IF(ISERROR(LOOKUP(10^17,1*RIGHT(LEFT(M5270,LEN(M5270)-3),ROW($1:$80)))),0,IF(RIGHT(LEFT(M5270,LEN(M5270)-3),2)=\"--\",0,LOOKUP(10^17,1*RIGHT(LEFT(M5270,LEN(M5270)-3),ROW($1:$80))))))","v":""},{"$f":"IF(OR(ISBLANK(N100),N5270=\"\"),\"\",IF(ISERROR(LOOKUP(10^17,1*RIGHT(LEFT(N5270,LEN(N5270)-3),ROW($1:$80)))),0,IF(RIGHT(LEFT(N5270,LEN(N5270)-3),2)=\"--\",0,LOOKUP(10^17,1*RIGHT(LEFT(N5270,LEN(N5270)-3),ROW($1:$80))))))","v":""},{"$f":"IF(OR(ISBLANK(O100),O5270=\"\"),\"\",IF(ISERROR(LOOKUP(10^17,1*RIGHT(LEFT(O5270,LEN(O5270)-3),ROW($1:$80)))),0,IF(RIGHT(LEFT(O5270,LEN(O5270)-3),2)=\"--\",0,LOOKUP(10^17,1*RIGHT(LEFT(O5270,LEN(O5270)-3),ROW($1:$80))))))","v":""},{"$f":"IF(OR(ISBLANK(P100),P5270=\"\"),\"\",IF(ISERROR(LOOKUP(10^17,1*RIGHT(LEFT(P5270,LEN(P5270)-3),ROW($1:$80)))),0,IF(RIGHT(LEFT(P5270,LEN(P5270)-3),2)=\"--\",0,LOOKUP(10^17,1*RIGHT(LEFT(P5270,LEN(P5270)-3),ROW($1:$80))))))","v":""},{"$f":"IF(OR(ISBLANK(Q100),Q5270=\"\"),\"\",IF(ISERROR(LOOKUP(10^17,1*RIGHT(LEFT(Q5270,LEN(Q5270)-3),ROW($1:$80)))),0,IF(RIGHT(LEFT(Q5270,LEN(Q5270)-3),2)=\"--\",0,LOOKUP(10^17,1*RIGHT(LEFT(Q5270,LEN(Q5270)-3),ROW($1:$80))))))","v":""},{"$f":"IF(OR(ISBLANK(R100),R5270=\"\"),\"\",IF(ISERROR(LOOKUP(10^17,1*RIGHT(LEFT(R5270,LEN(R5270)-3),ROW($1:$80)))),0,IF(RIGHT(LEFT(R5270,LEN(R5270)-3),2)=\"--\",0,LOOKUP(10^17,1*RIGHT(LEFT(R5270,LEN(R5270)-3),ROW($1:$80))))))","v":""},{"$f":"IF(OR(ISBLANK(S100),S5270=\"\"),\"\",IF(ISERROR(LOOKUP(10^17,1*RIGHT(LEFT(S5270,LEN(S5270)-3),ROW($1:$80)))),0,IF(RIGHT(LEFT(S5270,LEN(S5270)-3),2)=\"--\",0,LOOKUP(10^17,1*RIGHT(LEFT(S5270,LEN(S5270)-3),ROW($1:$80))))))","v":""},{"$f":"IF(OR(ISBLANK(T100),T5270=\"\"),\"\",IF(ISERROR(LOOKUP(10^17,1*RIGHT(LEFT(T5270,LEN(T5270)-3),ROW($1:$80)))),0,IF(RIGHT(LEFT(T5270,LEN(T5270)-3),2)=\"--\",0,LOOKUP(10^17,1*RIGHT(LEFT(T5270,LEN(T5270)-3),ROW($1:$80))))))","v":""},{"$f":"IF(OR(ISBLANK(U100),U5270=\"\"),\"\",IF(ISERROR(LOOKUP(10^17,1*RIGHT(LEFT(U5270,LEN(U5270)-3),ROW($1:$80)))),0,IF(RIGHT(LEFT(U5270,LEN(U5270)-3),2)=\"--\",0,LOOKUP(10^17,1*RIGHT(LEFT(U5270,LEN(U5270)-3),ROW($1:$80))))))","v":""},{"$f":"IF(OR(ISBLANK(V100),V5270=\"\"),\"\",IF(ISERROR(LOOKUP(10^17,1*RIGHT(LEFT(V5270,LEN(V5270)-3),ROW($1:$80)))),0,IF(RIGHT(LEFT(V5270,LEN(V5270)-3),2)=\"--\",0,LOOKUP(10^17,1*RIGHT(LEFT(V5270,LEN(V5270)-3),ROW($1:$80))))))","v":""},{"$f":"IF(OR(ISBLANK(W100),W5270=\"\"),\"\",IF(ISERROR(LOOKUP(10^17,1*RIGHT(LEFT(W5270,LEN(W5270)-3),ROW($1:$80)))),0,IF(RIGHT(LEFT(W5270,LEN(W5270)-3),2)=\"--\",0,LOOKUP(10^17,1*RIGHT(LEFT(W5270,LEN(W5270)-3),ROW($1:$80))))))","v":""},{"$f":"IF(OR(ISBLANK(X100),X5270=\"\"),\"\",IF(ISERROR(LOOKUP(10^17,1*RIGHT(LEFT(X5270,LEN(X5270)-3),ROW($1:$80)))),0,IF(RIGHT(LEFT(X5270,LEN(X5270)-3),2)=\"--\",0,LOOKUP(10^17,1*RIGHT(LEFT(X5270,LEN(X5270)-3),ROW($1:$80))))))","v":""},{"$f":"IF(OR(ISBLANK(Y100),Y5270=\"\"),\"\",IF(ISERROR(LOOKUP(10^17,1*RIGHT(LEFT(Y5270,LEN(Y5270)-3),ROW($1:$80)))),0,IF(RIGHT(LEFT(Y5270,LEN(Y5270)-3),2)=\"--\",0,LOOKUP(10^17,1*RIGHT(LEFT(Y5270,LEN(Y5270)-3),ROW($1:$80))))))","v":""},{"$f":"IF(OR(ISBLANK(Z100),Z5270=\"\"),\"\",IF(ISERROR(LOOKUP(10^17,1*RIGHT(LEFT(Z5270,LEN(Z5270)-3),ROW($1:$80)))),0,IF(RIGHT(LEFT(Z5270,LEN(Z5270)-3),2)=\"--\",0,LOOKUP(10^17,1*RIGHT(LEFT(Z5270,LEN(Z5270)-3),ROW($1:$80))))))","v":""},{"$f":"IF(OR(ISBLANK(AA100),AA5270=\"\"),\"\",IF(ISERROR(LOOKUP(10^17,1*RIGHT(LEFT(AA5270,LEN(AA5270)-3),ROW($1:$80)))),0,IF(RIGHT(LEFT(AA5270,LEN(AA5270)-3),2)=\"--\",0,LOOKUP(10^17,1*RIGHT(LEFT(AA5270,LEN(AA5270)-3),ROW($1:$80))))))","v":""},{"$f":"IF(OR(ISBLANK(AB100),AB5270=\"\"),\"\",IF(ISERROR(LOOKUP(10^17,1*RIGHT(LEFT(AB5270,LEN(AB5270)-3),ROW($1:$80)))),0,IF(RIGHT(LEFT(AB5270,LEN(AB5270)-3),2)=\"--\",0,LOOKUP(10^17,1*RIGHT(LEFT(AB5270,LEN(AB5270)-3),ROW($1:$80))))))","v":""},{"$f":"IF(OR(ISBLANK(AC100),AC5270=\"\"),\"\",IF(ISERROR(LOOKUP(10^17,1*RIGHT(LEFT(AC5270,LEN(AC5270)-3),ROW($1:$80)))),0,IF(RIGHT(LEFT(AC5270,LEN(AC5270)-3),2)=\"--\",0,LOOKUP(10^17,1*RIGHT(LEFT(AC5270,LEN(AC5270)-3),ROW($1:$80))))))","v":""},{"$f":"IF(OR(ISBLANK(AD100),AD5270=\"\"),\"\",IF(ISERROR(LOOKUP(10^17,1*RIGHT(LEFT(AD5270,LEN(AD5270)-3),ROW($1:$80)))),0,IF(RIGHT(LEFT(AD5270,LEN(AD5270)-3),2)=\"--\",0,LOOKUP(10^17,1*RIGHT(LEFT(AD5270,LEN(AD5270)-3),ROW($1:$80))))))","v":""},{"$f":"IF(OR(ISBLANK(AE100),AE5270=\"\"),\"\",IF(ISERROR(LOOKUP(10^17,1*RIGHT(LEFT(AE5270,LEN(AE5270)-3),ROW($1:$80)))),0,IF(RIGHT(LEFT(AE5270,LEN(AE5270)-3),2)=\"--\",0,LOOKUP(10^17,1*RIGHT(LEFT(AE5270,LEN(AE5270)-3),ROW($1:$80))))))","v":""},{"$f":"IF(OR(ISBLANK(AF100),AF5270=\"\"),\"\",IF(ISERROR(LOOKUP(10^17,1*RIGHT(LEFT(AF5270,LEN(AF5270)-3),ROW($1:$80)))),0,IF(RIGHT(LEFT(AF5270,LEN(AF5270)-3),2)=\"--\",0,LOOKUP(10^17,1*RIGHT(LEFT(AF5270,LEN(AF5270)-3),ROW($1:$80))))))","v":""},{"$f":"IF(OR(ISBLANK(AG100),AG5270=\"\"),\"\",IF(ISERROR(LOOKUP(10^17,1*RIGHT(LEFT(AG5270,LEN(AG5270)-3),ROW($1:$80)))),0,IF(RIGHT(LEFT(AG5270,LEN(AG5270)-3),2)=\"--\",0,LOOKUP(10^17,1*RIGHT(LEFT(AG5270,LEN(AG5270)-3),ROW($1:$80))))))","v":""},{"$f":"IF(OR(ISBLANK(AH100),AH5270=\"\"),\"\",IF(ISERROR(LOOKUP(10^17,1*RIGHT(LEFT(AH5270,LEN(AH5270)-3),ROW($1:$80)))),0,IF(RIGHT(LEFT(AH5270,LEN(AH5270)-3),2)=\"--\",0,LOOKUP(10^17,1*RIGHT(LEFT(AH5270,LEN(AH5270)-3),ROW($1:$80))))))","v":""},{"$f":"IF(OR(ISBLANK(AI100),AI5270=\"\"),\"\",IF(ISERROR(LOOKUP(10^17,1*RIGHT(LEFT(AI5270,LEN(AI5270)-3),ROW($1:$80)))),0,IF(RIGHT(LEFT(AI5270,LEN(AI5270)-3),2)=\"--\",0,LOOKUP(10^17,1*RIGHT(LEFT(AI5270,LEN(AI5270)-3),ROW($1:$80))))))","v":""},{"$f":"IF(OR(ISBLANK(AJ100),AJ5270=\"\"),\"\",IF(ISERROR(LOOKUP(10^17,1*RIGHT(LEFT(AJ5270,LEN(AJ5270)-3),ROW($1:$80)))),0,IF(RIGHT(LEFT(AJ5270,LEN(AJ5270)-3),2)=\"--\",0,LOOKUP(10^17,1*RIGHT(LEFT(AJ5270,LEN(AJ5270)-3),ROW($1:$80))))))","v":""},{"$f":"IF(OR(ISBLANK(AK100),AK5270=\"\"),\"\",IF(ISERROR(LOOKUP(10^17,1*RIGHT(LEFT(AK5270,LEN(AK5270)-3),ROW($1:$80)))),0,IF(RIGHT(LEFT(AK5270,LEN(AK5270)-3),2)=\"--\",0,LOOKUP(10^17,1*RIGHT(LEFT(AK5270,LEN(AK5270)-3),ROW($1:$80))))))","v":""},{"$f":"IF(OR(ISBLANK(AL100),AL5270=\"\"),\"\",IF(ISERROR(LOOKUP(10^17,1*RIGHT(LEFT(AL5270,LEN(AL5270)-3),ROW($1:$80)))),0,IF(RIGHT(LEFT(AL5270,LEN(AL5270)-3),2)=\"--\",0,LOOKUP(10^17,1*RIGHT(LEFT(AL5270,LEN(AL5270)-3),ROW($1:$80))))))","v":""},{"$f":"IF(OR(ISBLANK(AM100),AM5270=\"\"),\"\",IF(ISERROR(LOOKUP(10^17,1*RIGHT(LEFT(AM5270,LEN(AM5270)-3),ROW($1:$80)))),0,IF(RIGHT(LEFT(AM5270,LEN(AM5270)-3),2)=\"--\",0,LOOKUP(10^17,1*RIGHT(LEFT(AM5270,LEN(AM5270)-3),ROW($1:$80))))))","v":""},{"$f":"IF(OR(ISBLANK(AN100),AN5270=\"\"),\"\",IF(ISERROR(LOOKUP(10^17,1*RIGHT(LEFT(AN5270,LEN(AN5270)-3),ROW($1:$80)))),0,IF(RIGHT(LEFT(AN5270,LEN(AN5270)-3),2)=\"--\",0,LOOKUP(10^17,1*RIGHT(LEFT(AN5270,LEN(AN5270)-3),ROW($1:$80))))))","v":""},{"$f":"IF(OR(ISBLANK(AO100),AO5270=\"\"),\"\",IF(ISERROR(LOOKUP(10^17,1*RIGHT(LEFT(AO5270,LEN(AO5270)-3),ROW($1:$80)))),0,IF(RIGHT(LEFT(AO5270,LEN(AO5270)-3),2)=\"--\",0,LOOKUP(10^17,1*RIGHT(LEFT(AO5270,LEN(AO5270)-3),ROW($1:$80))))))","v":""},{"$f":"IF(OR(ISBLANK(AP100),AP5270=\"\"),\"\",IF(ISERROR(LOOKUP(10^17,1*RIGHT(LEFT(AP5270,LEN(AP5270)-3),ROW($1:$80)))),0,IF(RIGHT(LEFT(AP5270,LEN(AP5270)-3),2)=\"--\",0,LOOKUP(10^17,1*RIGHT(LEFT(AP5270,LEN(AP5270)-3),ROW($1:$80))))))","v":""},{"$f":"IF(OR(ISBLANK(AQ100),AQ5270=\"\"),\"\",IF(ISERROR(LOOKUP(10^17,1*RIGHT(LEFT(AQ5270,LEN(AQ5270)-3),ROW($1:$80)))),0,IF(RIGHT(LEFT(AQ5270,LEN(AQ5270)-3),2)=\"--\",0,LOOKUP(10^17,1*RIGHT(LEFT(AQ5270,LEN(AQ5270)-3),ROW($1:$80))))))","v":""},{"$f":"IF(OR(ISBLANK(AR100),AR5270=\"\"),\"\",IF(ISERROR(LOOKUP(10^17,1*RIGHT(LEFT(AR5270,LEN(AR5270)-3),ROW($1:$80)))),0,IF(RIGHT(LEFT(AR5270,LEN(AR5270)-3),2)=\"--\",0,LOOKUP(10^17,1*RIGHT(LEFT(AR5270,LEN(AR5270)-3),ROW($1:$80))))))","v":""},{"$f":"IF(OR(ISBLANK(AS100),AS5270=\"\"),\"\",IF(ISERROR(LOOKUP(10^17,1*RIGHT(LEFT(AS5270,LEN(AS5270)-3),ROW($1:$80)))),0,IF(RIGHT(LEFT(AS5270,LEN(AS5270)-3),2)=\"--\",0,LOOKUP(10^17,1*RIGHT(LEFT(AS5270,LEN(AS5270)-3),ROW($1:$80))))))","v":""},{"$f":"IF(OR(ISBLANK(AT100),AT5270=\"\"),\"\",IF(ISERROR(LOOKUP(10^17,1*RIGHT(LEFT(AT5270,LEN(AT5270)-3),ROW($1:$80)))),0,IF(RIGHT(LEFT(AT5270,LEN(AT5270)-3),2)=\"--\",0,LOOKUP(10^17,1*RIGHT(LEFT(AT5270,LEN(AT5270)-3),ROW($1:$80))))))","v":""},{"$f":"IF(OR(ISBLANK(AU100),AU5270=\"\"),\"\",IF(ISERROR(LOOKUP(10^17,1*RIGHT(LEFT(AU5270,LEN(AU5270)-3),ROW($1:$80)))),0,IF(RIGHT(LEFT(AU5270,LEN(AU5270)-3),2)=\"--\",0,LOOKUP(10^17,1*RIGHT(LEFT(AU5270,LEN(AU5270)-3),ROW($1:$80))))))","v":""},{"$f":"IF(OR(ISBLANK(AV100),AV5270=\"\"),\"\",IF(ISERROR(LOOKUP(10^17,1*RIGHT(LEFT(AV5270,LEN(AV5270)-3),ROW($1:$80)))),0,IF(RIGHT(LEFT(AV5270,LEN(AV5270)-3),2)=\"--\",0,LOOKUP(10^17,1*RIGHT(LEFT(AV5270,LEN(AV5270)-3),ROW($1:$80))))))","v":""},{"$f":"IF(OR(ISBLANK(AW100),AW5270=\"\"),\"\",IF(ISERROR(LOOKUP(10^17,1*RIGHT(LEFT(AW5270,LEN(AW5270)-3),ROW($1:$80)))),0,IF(RIGHT(LEFT(AW5270,LEN(AW5270)-3),2)=\"--\",0,LOOKUP(10^17,1*RIGHT(LEFT(AW5270,LEN(AW5270)-3),ROW($1:$80))))))","v":""},{"$f":"IF(OR(ISBLANK(AX100),AX5270=\"\"),\"\",IF(ISERROR(LOOKUP(10^17,1*RIGHT(LEFT(AX5270,LEN(AX5270)-3),ROW($1:$80)))),0,IF(RIGHT(LEFT(AX5270,LEN(AX5270)-3),2)=\"--\",0,LOOKUP(10^17,1*RIGHT(LEFT(AX5270,LEN(AX5270)-3),ROW($1:$80))))))","v":""},{"$f":"IF(OR(ISBLANK(AY100),AY5270=\"\"),\"\",IF(ISERROR(LOOKUP(10^17,1*RIGHT(LEFT(AY5270,LEN(AY5270)-3),ROW($1:$80)))),0,IF(RIGHT(LEFT(AY5270,LEN(AY5270)-3),2)=\"--\",0,LOOKUP(10^17,1*RIGHT(LEFT(AY5270,LEN(AY5270)-3),ROW($1:$80))))))","v":""},{"$f":"IF(OR(ISBLANK(AZ100),AZ5270=\"\"),\"\",IF(ISERROR(LOOKUP(10^17,1*RIGHT(LEFT(AZ5270,LEN(AZ5270)-3),ROW($1:$80)))),0,IF(RIGHT(LEFT(AZ5270,LEN(AZ5270)-3),2)=\"--\",0,LOOKUP(10^17,1*RIGHT(LEFT(AZ5270,LEN(AZ5270)-3),ROW($1:$80))))))","v":""},{"$f":"IF(OR(ISBLANK(BA100),BA5270=\"\"),\"\",IF(ISERROR(LOOKUP(10^17,1*RIGHT(LEFT(BA5270,LEN(BA5270)-3),ROW($1:$80)))),0,IF(RIGHT(LEFT(BA5270,LEN(BA5270)-3),2)=\"--\",0,LOOKUP(10^17,1*RIGHT(LEFT(BA5270,LEN(BA5270)-3),ROW($1:$80))))))","v":""},{"$f":"IF(OR(ISBLANK(BB100),BB5270=\"\"),\"\",IF(ISERROR(LOOKUP(10^17,1*RIGHT(LEFT(BB5270,LEN(BB5270)-3),ROW($1:$80)))),0,IF(RIGHT(LEFT(BB5270,LEN(BB5270)-3),2)=\"--\",0,LOOKUP(10^17,1*RIGHT(LEFT(BB5270,LEN(BB5270)-3),ROW($1:$80))))))","v":""},{"$f":"IF(OR(ISBLANK(BC100),BC5270=\"\"),\"\",IF(ISERROR(LOOKUP(10^17,1*RIGHT(LEFT(BC5270,LEN(BC5270)-3),ROW($1:$80)))),0,IF(RIGHT(LEFT(BC5270,LEN(BC5270)-3),2)=\"--\",0,LOOKUP(10^17,1*RIGHT(LEFT(BC5270,LEN(BC5270)-3),ROW($1:$80))))))","v":""},{"$f":"IF(OR(ISBLANK(BD100),BD5270=\"\"),\"\",IF(ISERROR(LOOKUP(10^17,1*RIGHT(LEFT(BD5270,LEN(BD5270)-3),ROW($1:$80)))),0,IF(RIGHT(LEFT(BD5270,LEN(BD5270)-3),2)=\"--\",0,LOOKUP(10^17,1*RIGHT(LEFT(BD5270,LEN(BD5270)-3),ROW($1:$80))))))","v":""},{"$f":"IF(OR(ISBLANK(BE100),BE5270=\"\"),\"\",IF(ISERROR(LOOKUP(10^17,1*RIGHT(LEFT(BE5270,LEN(BE5270)-3),ROW($1:$80)))),0,IF(RIGHT(LEFT(BE5270,LEN(BE5270)-3),2)=\"--\",0,LOOKUP(10^17,1*RIGHT(LEFT(BE5270,LEN(BE5270)-3),ROW($1:$80))))))","v":""},{"$f":"IF(OR(ISBLANK(BF100),BF5270=\"\"),\"\",IF(ISERROR(LOOKUP(10^17,1*RIGHT(LEFT(BF5270,LEN(BF5270)-3),ROW($1:$80)))),0,IF(RIGHT(LEFT(BF5270,LEN(BF5270)-3),2)=\"--\",0,LOOKUP(10^17,1*RIGHT(LEFT(BF5270,LEN(BF5270)-3),ROW($1:$80))))))","v":""},{"$f":"IF(OR(ISBLANK(BG100),BG5270=\"\"),\"\",IF(ISERROR(LOOKUP(10^17,1*RIGHT(LEFT(BG5270,LEN(BG5270)-3),ROW($1:$80)))),0,IF(RIGHT(LEFT(BG5270,LEN(BG5270)-3),2)=\"--\",0,LOOKUP(10^17,1*RIGHT(LEFT(BG5270,LEN(BG5270)-3),ROW($1:$80))))))","v":""},{"$f":"IF(OR(ISBLANK(BH100),BH5270=\"\"),\"\",IF(ISERROR(LOOKUP(10^17,1*RIGHT(LEFT(BH5270,LEN(BH5270)-3),ROW($1:$80)))),0,IF(RIGHT(LEFT(BH5270,LEN(BH5270)-3),2)=\"--\",0,LOOKUP(10^17,1*RIGHT(LEFT(BH5270,LEN(BH5270)-3),ROW($1:$80))))))","v":""},{"$f":"IF(OR(ISBLANK(BI100),BI5270=\"\"),\"\",IF(ISERROR(LOOKUP(10^17,1*RIGHT(LEFT(BI5270,LEN(BI5270)-3),ROW($1:$80)))),0,IF(RIGHT(LEFT(BI5270,LEN(BI5270)-3),2)=\"--\",0,LOOKUP(10^17,1*RIGHT(LEFT(BI5270,LEN(BI5270)-3),ROW($1:$80))))))","v":""},{"$f":"IF(OR(ISBLANK(BJ100),BJ5270=\"\"),\"\",IF(ISERROR(LOOKUP(10^17,1*RIGHT(LEFT(BJ5270,LEN(BJ5270)-3),ROW($1:$80)))),0,IF(RIGHT(LEFT(BJ5270,LEN(BJ5270)-3),2)=\"--\",0,LOOKUP(10^17,1*RIGHT(LEFT(BJ5270,LEN(BJ5270)-3),ROW($1:$80))))))","v":""},{"$f":"IF(OR(ISBLANK(BK100),BK5270=\"\"),\"\",IF(ISERROR(LOOKUP(10^17,1*RIGHT(LEFT(BK5270,LEN(BK5270)-3),ROW($1:$80)))),0,IF(RIGHT(LEFT(BK5270,LEN(BK5270)-3),2)=\"--\",0,LOOKUP(10^17,1*RIGHT(LEFT(BK5270,LEN(BK5270)-3),ROW($1:$80))))))","v":""},{"$f":"IF(OR(ISBLANK(BL100),BL5270=\"\"),\"\",IF(ISERROR(LOOKUP(10^17,1*RIGHT(LEFT(BL5270,LEN(BL5270)-3),ROW($1:$80)))),0,IF(RIGHT(LEFT(BL5270,LEN(BL5270)-3),2)=\"--\",0,LOOKUP(10^17,1*RIGHT(LEFT(BL5270,LEN(BL5270)-3),ROW($1:$80))))))","v":""},{"$f":"IF(OR(ISBLANK(BM100),BM5270=\"\"),\"\",IF(ISERROR(LOOKUP(10^17,1*RIGHT(LEFT(BM5270,LEN(BM5270)-3),ROW($1:$80)))),0,IF(RIGHT(LEFT(BM5270,LEN(BM5270)-3),2)=\"--\",0,LOOKUP(10^17,1*RIGHT(LEFT(BM5270,LEN(BM5270)-3),ROW($1:$80))))))","v":""},{"$f":"IF(OR(ISBLANK(BN100),BN5270=\"\"),\"\",IF(ISERROR(LOOKUP(10^17,1*RIGHT(LEFT(BN5270,LEN(BN5270)-3),ROW($1:$80)))),0,IF(RIGHT(LEFT(BN5270,LEN(BN5270)-3),2)=\"--\",0,LOOKUP(10^17,1*RIGHT(LEFT(BN5270,LEN(BN5270)-3),ROW($1:$80))))))","v":""},{"$f":"IF(OR(ISBLANK(BO100),BO5270=\"\"),\"\",IF(ISERROR(LOOKUP(10^17,1*RIGHT(LEFT(BO5270,LEN(BO5270)-3),ROW($1:$80)))),0,IF(RIGHT(LEFT(BO5270,LEN(BO5270)-3),2)=\"--\",0,LOOKUP(10^17,1*RIGHT(LEFT(BO5270,LEN(BO5270)-3),ROW($1:$80))))))","v":""},{"$f":"IF(OR(ISBLANK(BP100),BP5270=\"\"),\"\",IF(ISERROR(LOOKUP(10^17,1*RIGHT(LEFT(BP5270,LEN(BP5270)-3),ROW($1:$80)))),0,IF(RIGHT(LEFT(BP5270,LEN(BP5270)-3),2)=\"--\",0,LOOKUP(10^17,1*RIGHT(LEFT(BP5270,LEN(BP5270)-3),ROW($1:$80))))))","v":""},{"$f":"IF(OR(ISBLANK(BQ100),BQ5270=\"\"),\"\",IF(ISERROR(LOOKUP(10^17,1*RIGHT(LEFT(BQ5270,LEN(BQ5270)-3),ROW($1:$80)))),0,IF(RIGHT(LEFT(BQ5270,LEN(BQ5270)-3),2)=\"--\",0,LOOKUP(10^17,1*RIGHT(LEFT(BQ5270,LEN(BQ5270)-3),ROW($1:$80))))))","v":""},{"$f":"IF(OR(ISBLANK(BR100),BR5270=\"\"),\"\",IF(ISERROR(LOOKUP(10^17,1*RIGHT(LEFT(BR5270,LEN(BR5270)-3),ROW($1:$80)))),0,IF(RIGHT(LEFT(BR5270,LEN(BR5270)-3),2)=\"--\",0,LOOKUP(10^17,1*RIGHT(LEFT(BR5270,LEN(BR5270)-3),ROW($1:$80))))))","v":""},{"$f":"IF(OR(ISBLANK(BS100),BS5270=\"\"),\"\",IF(ISERROR(LOOKUP(10^17,1*RIGHT(LEFT(BS5270,LEN(BS5270)-3),ROW($1:$80)))),0,IF(RIGHT(LEFT(BS5270,LEN(BS5270)-3),2)=\"--\",0,LOOKUP(10^17,1*RIGHT(LEFT(BS5270,LEN(BS5270)-3),ROW($1:$80))))))","v":""},{"$f":"IF(OR(ISBLANK(BT100),BT5270=\"\"),\"\",IF(ISERROR(LOOKUP(10^17,1*RIGHT(LEFT(BT5270,LEN(BT5270)-3),ROW($1:$80)))),0,IF(RIGHT(LEFT(BT5270,LEN(BT5270)-3),2)=\"--\",0,LOOKUP(10^17,1*RIGHT(LEFT(BT5270,LEN(BT5270)-3),ROW($1:$80))))))","v":""},{"$f":"IF(OR(ISBLANK(BU100),BU5270=\"\"),\"\",IF(ISERROR(LOOKUP(10^17,1*RIGHT(LEFT(BU5270,LEN(BU5270)-3),ROW($1:$80)))),0,IF(RIGHT(LEFT(BU5270,LEN(BU5270)-3),2)=\"--\",0,LOOKUP(10^17,1*RIGHT(LEFT(BU5270,LEN(BU5270)-3),ROW($1:$80))))))","v":""},{"$f":"IF(OR(ISBLANK(BV100),BV5270=\"\"),\"\",IF(ISERROR(LOOKUP(10^17,1*RIGHT(LEFT(BV5270,LEN(BV5270)-3),ROW($1:$80)))),0,IF(RIGHT(LEFT(BV5270,LEN(BV5270)-3),2)=\"--\",0,LOOKUP(10^17,1*RIGHT(LEFT(BV5270,LEN(BV5270)-3),ROW($1:$80))))))","v":""},{"$f":"IF(OR(ISBLANK(BW100),BW5270=\"\"),\"\",IF(ISERROR(LOOKUP(10^17,1*RIGHT(LEFT(BW5270,LEN(BW5270)-3),ROW($1:$80)))),0,IF(RIGHT(LEFT(BW5270,LEN(BW5270)-3),2)=\"--\",0,LOOKUP(10^17,1*RIGHT(LEFT(BW5270,LEN(BW5270)-3),ROW($1:$80))))))","v":""},{"$f":"IF(OR(ISBLANK(BX100),BX5270=\"\"),\"\",IF(ISERROR(LOOKUP(10^17,1*RIGHT(LEFT(BX5270,LEN(BX5270)-3),ROW($1:$80)))),0,IF(RIGHT(LEFT(BX5270,LEN(BX5270)-3),2)=\"--\",0,LOOKUP(10^17,1*RIGHT(LEFT(BX5270,LEN(BX5270)-3),ROW($1:$80))))))","v":""},{"$f":"IF(OR(ISBLANK(BY100),BY5270=\"\"),\"\",IF(ISERROR(LOOKUP(10^17,1*RIGHT(LEFT(BY5270,LEN(BY5270)-3),ROW($1:$80)))),0,IF(RIGHT(LEFT(BY5270,LEN(BY5270)-3),2)=\"--\",0,LOOKUP(10^17,1*RIGHT(LEFT(BY5270,LEN(BY5270)-3),ROW($1:$80))))))","v":""},{"$f":"IF(OR(ISBLANK(BZ100),BZ5270=\"\"),\"\",IF(ISERROR(LOOKUP(10^17,1*RIGHT(LEFT(BZ5270,LEN(BZ5270)-3),ROW($1:$80)))),0,IF(RIGHT(LEFT(BZ5270,LEN(BZ5270)-3),2)=\"--\",0,LOOKUP(10^17,1*RIGHT(LEFT(BZ5270,LEN(BZ5270)-3),ROW($1:$80))))))","v":""},{"$f":"IF(OR(ISBLANK(CA100),CA5270=\"\"),\"\",IF(ISERROR(LOOKUP(10^17,1*RIGHT(LEFT(CA5270,LEN(CA5270)-3),ROW($1:$80)))),0,IF(RIGHT(LEFT(CA5270,LEN(CA5270)-3),2)=\"--\",0,LOOKUP(10^17,1*RIGHT(LEFT(CA5270,LEN(CA5270)-3),ROW($1:$80))))))","v":""},{"$f":"IF(OR(ISBLANK(CB100),CB5270=\"\"),\"\",IF(ISERROR(LOOKUP(10^17,1*RIGHT(LEFT(CB5270,LEN(CB5270)-3),ROW($1:$80)))),0,IF(RIGHT(LEFT(CB5270,LEN(CB5270)-3),2)=\"--\",0,LOOKUP(10^17,1*RIGHT(LEFT(CB5270,LEN(CB5270)-3),ROW($1:$80))))))","v":""},{"$f":"IF(OR(ISBLANK(CC100),CC5270=\"\"),\"\",IF(ISERROR(LOOKUP(10^17,1*RIGHT(LEFT(CC5270,LEN(CC5270)-3),ROW($1:$80)))),0,IF(RIGHT(LEFT(CC5270,LEN(CC5270)-3),2)=\"--\",0,LOOKUP(10^17,1*RIGHT(LEFT(CC5270,LEN(CC5270)-3),ROW($1:$80))))))","v":""},{"$f":"IF(OR(ISBLANK(CD100),CD5270=\"\"),\"\",IF(ISERROR(LOOKUP(10^17,1*RIGHT(LEFT(CD5270,LEN(CD5270)-3),ROW($1:$80)))),0,IF(RIGHT(LEFT(CD5270,LEN(CD5270)-3),2)=\"--\",0,LOOKUP(10^17,1*RIGHT(LEFT(CD5270,LEN(CD5270)-3),ROW($1:$80))))))","v":""},{"$f":"IF(OR(ISBLANK(CE100),CE5270=\"\"),\"\",IF(ISERROR(LOOKUP(10^17,1*RIGHT(LEFT(CE5270,LEN(CE5270)-3),ROW($1:$80)))),0,IF(RIGHT(LEFT(CE5270,LEN(CE5270)-3),2)=\"--\",0,LOOKUP(10^17,1*RIGHT(LEFT(CE5270,LEN(CE5270)-3),ROW($1:$80))))))","v":""},{"$f":"IF(OR(ISBLANK(CF100),CF5270=\"\"),\"\",IF(ISERROR(LOOKUP(10^17,1*RIGHT(LEFT(CF5270,LEN(CF5270)-3),ROW($1:$80)))),0,IF(RIGHT(LEFT(CF5270,LEN(CF5270)-3),2)=\"--\",0,LOOKUP(10^17,1*RIGHT(LEFT(CF5270,LEN(CF5270)-3),ROW($1:$80))))))","v":""},{"$f":"IF(OR(ISBLANK(CG100),CG5270=\"\"),\"\",IF(ISERROR(LOOKUP(10^17,1*RIGHT(LEFT(CG5270,LEN(CG5270)-3),ROW($1:$80)))),0,IF(RIGHT(LEFT(CG5270,LEN(CG5270)-3),2)=\"--\",0,LOOKUP(10^17,1*RIGHT(LEFT(CG5270,LEN(CG5270)-3),ROW($1:$80))))))","v":""},{"$f":"IF(OR(ISBLANK(CH100),CH5270=\"\"),\"\",IF(ISERROR(LOOKUP(10^17,1*RIGHT(LEFT(CH5270,LEN(CH5270)-3),ROW($1:$80)))),0,IF(RIGHT(LEFT(CH5270,LEN(CH5270)-3),2)=\"--\",0,LOOKUP(10^17,1*RIGHT(LEFT(CH5270,LEN(CH5270)-3),ROW($1:$80))))))","v":""},{"$f":"IF(OR(ISBLANK(CI100),CI5270=\"\"),\"\",IF(ISERROR(LOOKUP(10^17,1*RIGHT(LEFT(CI5270,LEN(CI5270)-3),ROW($1:$80)))),0,IF(RIGHT(LEFT(CI5270,LEN(CI5270)-3),2)=\"--\",0,LOOKUP(10^17,1*RIGHT(LEFT(CI5270,LEN(CI5270)-3),ROW($1:$80))))))","v":""},{"$f":"IF(OR(ISBLANK(CJ100),CJ5270=\"\"),\"\",IF(ISERROR(LOOKUP(10^17,1*RIGHT(LEFT(CJ5270,LEN(CJ5270)-3),ROW($1:$80)))),0,IF(RIGHT(LEFT(CJ5270,LEN(CJ5270)-3),2)=\"--\",0,LOOKUP(10^17,1*RIGHT(LEFT(CJ5270,LEN(CJ5270)-3),ROW($1:$80))))))","v":""},{"$f":"IF(OR(ISBLANK(CK100),CK5270=\"\"),\"\",IF(ISERROR(LOOKUP(10^17,1*RIGHT(LEFT(CK5270,LEN(CK5270)-3),ROW($1:$80)))),0,IF(RIGHT(LEFT(CK5270,LEN(CK5270)-3),2)=\"--\",0,LOOKUP(10^17,1*RIGHT(LEFT(CK5270,LEN(CK5270)-3),ROW($1:$80))))))","v":""},{"$f":"IF(OR(ISBLANK(CL100),CL5270=\"\"),\"\",IF(ISERROR(LOOKUP(10^17,1*RIGHT(LEFT(CL5270,LEN(CL5270)-3),ROW($1:$80)))),0,IF(RIGHT(LEFT(CL5270,LEN(CL5270)-3),2)=\"--\",0,LOOKUP(10^17,1*RIGHT(LEFT(CL5270,LEN(CL5270)-3),ROW($1:$80))))))","v":""},{"$f":"IF(OR(ISBLANK(CM100),CM5270=\"\"),\"\",IF(ISERROR(LOOKUP(10^17,1*RIGHT(LEFT(CM5270,LEN(CM5270)-3),ROW($1:$80)))),0,IF(RIGHT(LEFT(CM5270,LEN(CM5270)-3),2)=\"--\",0,LOOKUP(10^17,1*RIGHT(LEFT(CM5270,LEN(CM5270)-3),ROW($1:$80))))))","v":""},{"$f":"IF(OR(ISBLANK(CN100),CN5270=\"\"),\"\",IF(ISERROR(LOOKUP(10^17,1*RIGHT(LEFT(CN5270,LEN(CN5270)-3),ROW($1:$80)))),0,IF(RIGHT(LEFT(CN5270,LEN(CN5270)-3),2)=\"--\",0,LOOKUP(10^17,1*RIGHT(LEFT(CN5270,LEN(CN5270)-3),ROW($1:$80))))))","v":""},{"$f":"IF(OR(ISBLANK(CO100),CO5270=\"\"),\"\",IF(ISERROR(LOOKUP(10^17,1*RIGHT(LEFT(CO5270,LEN(CO5270)-3),ROW($1:$80)))),0,IF(RIGHT(LEFT(CO5270,LEN(CO5270)-3),2)=\"--\",0,LOOKUP(10^17,1*RIGHT(LEFT(CO5270,LEN(CO5270)-3),ROW($1:$80))))))","v":""},{"$f":"IF(OR(ISBLANK(CP100),CP5270=\"\"),\"\",IF(ISERROR(LOOKUP(10^17,1*RIGHT(LEFT(CP5270,LEN(CP5270)-3),ROW($1:$80)))),0,IF(RIGHT(LEFT(CP5270,LEN(CP5270)-3),2)=\"--\",0,LOOKUP(10^17,1*RIGHT(LEFT(CP5270,LEN(CP5270)-3),ROW($1:$80))))))","v":""},{"$f":"IF(OR(ISBLANK(CQ100),CQ5270=\"\"),\"\",IF(ISERROR(LOOKUP(10^17,1*RIGHT(LEFT(CQ5270,LEN(CQ5270)-3),ROW($1:$80)))),0,IF(RIGHT(LEFT(CQ5270,LEN(CQ5270)-3),2)=\"--\",0,LOOKUP(10^17,1*RIGHT(LEFT(CQ5270,LEN(CQ5270)-3),ROW($1:$80))))))","v":""},{"$f":"IF(OR(ISBLANK(CR100),CR5270=\"\"),\"\",IF(ISERROR(LOOKUP(10^17,1*RIGHT(LEFT(CR5270,LEN(CR5270)-3),ROW($1:$80)))),0,IF(RIGHT(LEFT(CR5270,LEN(CR5270)-3),2)=\"--\",0,LOOKUP(10^17,1*RIGHT(LEFT(CR5270,LEN(CR5270)-3),ROW($1:$80))))))","v":""},{"$f":"IF(OR(ISBLANK(CS100),CS5270=\"\"),\"\",IF(ISERROR(LOOKUP(10^17,1*RIGHT(LEFT(CS5270,LEN(CS5270)-3),ROW($1:$80)))),0,IF(RIGHT(LEFT(CS5270,LEN(CS5270)-3),2)=\"--\",0,LOOKUP(10^17,1*RIGHT(LEFT(CS5270,LEN(CS5270)-3),ROW($1:$80))))))","v":""},{"$f":"IF(OR(ISBLANK(CT100),CT5270=\"\"),\"\",IF(ISERROR(LOOKUP(10^17,1*RIGHT(LEFT(CT5270,LEN(CT5270)-3),ROW($1:$80)))),0,IF(RIGHT(LEFT(CT5270,LEN(CT5270)-3),2)=\"--\",0,LOOKUP(10^17,1*RIGHT(LEFT(CT5270,LEN(CT5270)-3),ROW($1:$80))))))","v":""},{"$f":"IF(OR(ISBLANK(CU100),CU5270=\"\"),\"\",IF(ISERROR(LOOKUP(10^17,1*RIGHT(LEFT(CU5270,LEN(CU5270)-3),ROW($1:$80)))),0,IF(RIGHT(LEFT(CU5270,LEN(CU5270)-3),2)=\"--\",0,LOOKUP(10^17,1*RIGHT(LEFT(CU5270,LEN(CU5270)-3),ROW($1:$80))))))","v":""},{"$f":"IF(OR(ISBLANK(CV100),CV5270=\"\"),\"\",IF(ISERROR(LOOKUP(10^17,1*RIGHT(LEFT(CV5270,LEN(CV5270)-3),ROW($1:$80)))),0,IF(RIGHT(LEFT(CV5270,LEN(CV5270)-3),2)=\"--\",0,LOOKUP(10^17,1*RIGHT(LEFT(CV5270,LEN(CV5270)-3),ROW($1:$80))))))","v":""},{"$f":"IF(OR(ISBLANK(CW100),CW5270=\"\"),\"\",IF(ISERROR(LOOKUP(10^17,1*RIGHT(LEFT(CW5270,LEN(CW5270)-3),ROW($1:$80)))),0,IF(RIGHT(LEFT(CW5270,LEN(CW5270)-3),2)=\"--\",0,LOOKUP(10^17,1*RIGHT(LEFT(CW5270,LEN(CW5270)-3),ROW($1:$80))))))","v":""},{"$f":"IF(OR(ISBLANK(CX100),CX5270=\"\"),\"\",IF(ISERROR(LOOKUP(10^17,1*RIGHT(LEFT(CX5270,LEN(CX5270)-3),ROW($1:$80)))),0,IF(RIGHT(LEFT(CX5270,LEN(CX5270)-3),2)=\"--\",0,LOOKUP(10^17,1*RIGHT(LEFT(CX5270,LEN(CX5270)-3),ROW($1:$80))))))","v":""},{"$f":"IF(OR(ISBLANK(CY100),CY5270=\"\"),\"\",IF(ISERROR(LOOKUP(10^17,1*RIGHT(LEFT(CY5270,LEN(CY5270)-3),ROW($1:$80)))),0,IF(RIGHT(LEFT(CY5270,LEN(CY5270)-3),2)=\"--\",0,LOOKUP(10^17,1*RIGHT(LEFT(CY5270,LEN(CY5270)-3),ROW($1:$80))))))","v":""},{"$f":"IF(OR(ISBLANK(CZ100),CZ5270=\"\"),\"\",IF(ISERROR(LOOKUP(10^17,1*RIGHT(LEFT(CZ5270,LEN(CZ5270)-3),ROW($1:$80)))),0,IF(RIGHT(LEFT(CZ5270,LEN(CZ5270)-3),2)=\"--\",0,LOOKUP(10^17,1*RIGHT(LEFT(CZ5270,LEN(CZ5270)-3),ROW($1:$80))))))","v":""},{"$f":"IF(OR(ISBLANK(DA100),DA5270=\"\"),\"\",IF(ISERROR(LOOKUP(10^17,1*RIGHT(LEFT(DA5270,LEN(DA5270)-3),ROW($1:$80)))),0,IF(RIGHT(LEFT(DA5270,LEN(DA5270)-3),2)=\"--\",0,LOOKUP(10^17,1*RIGHT(LEFT(DA5270,LEN(DA5270)-3),ROW($1:$80))))))","v":""},{"$f":"IF(OR(ISBLANK(DB100),DB5270=\"\"),\"\",IF(ISERROR(LOOKUP(10^17,1*RIGHT(LEFT(DB5270,LEN(DB5270)-3),ROW($1:$80)))),0,IF(RIGHT(LEFT(DB5270,LEN(DB5270)-3),2)=\"--\",0,LOOKUP(10^17,1*RIGHT(LEFT(DB5270,LEN(DB5270)-3),ROW($1:$80))))))","v":""},{"$f":"IF(OR(ISBLANK(DC100),DC5270=\"\"),\"\",IF(ISERROR(LOOKUP(10^17,1*RIGHT(LEFT(DC5270,LEN(DC5270)-3),ROW($1:$80)))),0,IF(RIGHT(LEFT(DC5270,LEN(DC5270)-3),2)=\"--\",0,LOOKUP(10^17,1*RIGHT(LEFT(DC5270,LEN(DC5270)-3),ROW($1:$80))))))","v":""},{"$f":"IF(OR(ISBLANK(DD100),DD5270=\"\"),\"\",IF(ISERROR(LOOKUP(10^17,1*RIGHT(LEFT(DD5270,LEN(DD5270)-3),ROW($1:$80)))),0,IF(RIGHT(LEFT(DD5270,LEN(DD5270)-3),2)=\"--\",0,LOOKUP(10^17,1*RIGHT(LEFT(DD5270,LEN(DD5270)-3),ROW($1:$80))))))","v":""},{"$f":"IF(OR(ISBLANK(DE100),DE5270=\"\"),\"\",IF(ISERROR(LOOKUP(10^17,1*RIGHT(LEFT(DE5270,LEN(DE5270)-3),ROW($1:$80)))),0,IF(RIGHT(LEFT(DE5270,LEN(DE5270)-3),2)=\"--\",0,LOOKUP(10^17,1*RIGHT(LEFT(DE5270,LEN(DE5270)-3),ROW($1:$80))))))","v":""},{"$f":"IF(OR(ISBLANK(DF100),DF5270=\"\"),\"\",IF(ISERROR(LOOKUP(10^17,1*RIGHT(LEFT(DF5270,LEN(DF5270)-3),ROW($1:$80)))),0,IF(RIGHT(LEFT(DF5270,LEN(DF5270)-3),2)=\"--\",0,LOOKUP(10^17,1*RIGHT(LEFT(DF5270,LEN(DF5270)-3),ROW($1:$80))))))","v":""},{"$f":"IF(OR(ISBLANK(DG100),DG5270=\"\"),\"\",IF(ISERROR(LOOKUP(10^17,1*RIGHT(LEFT(DG5270,LEN(DG5270)-3),ROW($1:$80)))),0,IF(RIGHT(LEFT(DG5270,LEN(DG5270)-3),2)=\"--\",0,LOOKUP(10^17,1*RIGHT(LEFT(DG5270,LEN(DG5270)-3),ROW($1:$80))))))","v":""},{"$f":"IF(OR(ISBLANK(DH100),DH5270=\"\"),\"\",IF(ISERROR(LOOKUP(10^17,1*RIGHT(LEFT(DH5270,LEN(DH5270)-3),ROW($1:$80)))),0,IF(RIGHT(LEFT(DH5270,LEN(DH5270)-3),2)=\"--\",0,LOOKUP(10^17,1*RIGHT(LEFT(DH5270,LEN(DH5270)-3),ROW($1:$80))))))","v":""},{"$f":"IF(OR(ISBLANK(DI100),DI5270=\"\"),\"\",IF(ISERROR(LOOKUP(10^17,1*RIGHT(LEFT(DI5270,LEN(DI5270)-3),ROW($1:$80)))),0,IF(RIGHT(LEFT(DI5270,LEN(DI5270)-3),2)=\"--\",0,LOOKUP(10^17,1*RIGHT(LEFT(DI5270,LEN(DI5270)-3),ROW($1:$80))))))","v":""},{"$f":"IF(OR(ISBLANK(DJ100),DJ5270=\"\"),\"\",IF(ISERROR(LOOKUP(10^17,1*RIGHT(LEFT(DJ5270,LEN(DJ5270)-3),ROW($1:$80)))),0,IF(RIGHT(LEFT(DJ5270,LEN(DJ5270)-3),2)=\"--\",0,LOOKUP(10^17,1*RIGHT(LEFT(DJ5270,LEN(DJ5270)-3),ROW($1:$80))))))","v":""},{"$f":"IF(OR(ISBLANK(DK100),DK5270=\"\"),\"\",IF(ISERROR(LOOKUP(10^17,1*RIGHT(LEFT(DK5270,LEN(DK5270)-3),ROW($1:$80)))),0,IF(RIGHT(LEFT(DK5270,LEN(DK5270)-3),2)=\"--\",0,LOOKUP(10^17,1*RIGHT(LEFT(DK5270,LEN(DK5270)-3),ROW($1:$80))))))","v":""},{"$f":"IF(OR(ISBLANK(DL100),DL5270=\"\"),\"\",IF(ISERROR(LOOKUP(10^17,1*RIGHT(LEFT(DL5270,LEN(DL5270)-3),ROW($1:$80)))),0,IF(RIGHT(LEFT(DL5270,LEN(DL5270)-3),2)=\"--\",0,LOOKUP(10^17,1*RIGHT(LEFT(DL5270,LEN(DL5270)-3),ROW($1:$80))))))","v":""},{"$f":"IF(OR(ISBLANK(DM100),DM5270=\"\"),\"\",IF(ISERROR(LOOKUP(10^17,1*RIGHT(LEFT(DM5270,LEN(DM5270)-3),ROW($1:$80)))),0,IF(RIGHT(LEFT(DM5270,LEN(DM5270)-3),2)=\"--\",0,LOOKUP(10^17,1*RIGHT(LEFT(DM5270,LEN(DM5270)-3),ROW($1:$80))))))","v":""},{"$f":"IF(OR(ISBLANK(DN100),DN5270=\"\"),\"\",IF(ISERROR(LOOKUP(10^17,1*RIGHT(LEFT(DN5270,LEN(DN5270)-3),ROW($1:$80)))),0,IF(RIGHT(LEFT(DN5270,LEN(DN5270)-3),2)=\"--\",0,LOOKUP(10^17,1*RIGHT(LEFT(DN5270,LEN(DN5270)-3),ROW($1:$80))))))","v":""},{"$f":"IF(OR(ISBLANK(DO100),DO5270=\"\"),\"\",IF(ISERROR(LOOKUP(10^17,1*RIGHT(LEFT(DO5270,LEN(DO5270)-3),ROW($1:$80)))),0,IF(RIGHT(LEFT(DO5270,LEN(DO5270)-3),2)=\"--\",0,LOOKUP(10^17,1*RIGHT(LEFT(DO5270,LEN(DO5270)-3),ROW($1:$80))))))","v":""},{"$f":"IF(OR(ISBLANK(DP100),DP5270=\"\"),\"\",IF(ISERROR(LOOKUP(10^17,1*RIGHT(LEFT(DP5270,LEN(DP5270)-3),ROW($1:$80)))),0,IF(RIGHT(LEFT(DP5270,LEN(DP5270)-3),2)=\"--\",0,LOOKUP(10^17,1*RIGHT(LEFT(DP5270,LEN(DP5270)-3),ROW($1:$80))))))","v":""},{"$f":"IF(OR(ISBLANK(DQ100),DQ5270=\"\"),\"\",IF(ISERROR(LOOKUP(10^17,1*RIGHT(LEFT(DQ5270,LEN(DQ5270)-3),ROW($1:$80)))),0,IF(RIGHT(LEFT(DQ5270,LEN(DQ5270)-3),2)=\"--\",0,LOOKUP(10^17,1*RIGHT(LEFT(DQ5270,LEN(DQ5270)-3),ROW($1:$80))))))","v":""},{"$f":"IF(OR(ISBLANK(DR100),DR5270=\"\"),\"\",IF(ISERROR(LOOKUP(10^17,1*RIGHT(LEFT(DR5270,LEN(DR5270)-3),ROW($1:$80)))),0,IF(RIGHT(LEFT(DR5270,LEN(DR5270)-3),2)=\"--\",0,LOOKUP(10^17,1*RIGHT(LEFT(DR5270,LEN(DR5270)-3),ROW($1:$80))))))","v":""},{"$f":"IF(OR(ISBLANK(DS100),DS5270=\"\"),\"\",IF(ISERROR(LOOKUP(10^17,1*RIGHT(LEFT(DS5270,LEN(DS5270)-3),ROW($1:$80)))),0,IF(RIGHT(LEFT(DS5270,LEN(DS5270)-3),2)=\"--\",0,LOOKUP(10^17,1*RIGHT(LEFT(DS5270,LEN(DS5270)-3),ROW($1:$80))))))","v":""},{"$f":"IF(OR(ISBLANK(DT100),DT5270=\"\"),\"\",IF(ISERROR(LOOKUP(10^17,1*RIGHT(LEFT(DT5270,LEN(DT5270)-3),ROW($1:$80)))),0,IF(RIGHT(LEFT(DT5270,LEN(DT5270)-3),2)=\"--\",0,LOOKUP(10^17,1*RIGHT(LEFT(DT5270,LEN(DT5270)-3),ROW($1:$80))))))","v":""},{"$f":"IF(OR(ISBLANK(DU100),DU5270=\"\"),\"\",IF(ISERROR(LOOKUP(10^17,1*RIGHT(LEFT(DU5270,LEN(DU5270)-3),ROW($1:$80)))),0,IF(RIGHT(LEFT(DU5270,LEN(DU5270)-3),2)=\"--\",0,LOOKUP(10^17,1*RIGHT(LEFT(DU5270,LEN(DU5270)-3),ROW($1:$80))))))","v":""},{"$f":"IF(OR(ISBLANK(DV100),DV5270=\"\"),\"\",IF(ISERROR(LOOKUP(10^17,1*RIGHT(LEFT(DV5270,LEN(DV5270)-3),ROW($1:$80)))),0,IF(RIGHT(LEFT(DV5270,LEN(DV5270)-3),2)=\"--\",0,LOOKUP(10^17,1*RIGHT(LEFT(DV5270,LEN(DV5270)-3),ROW($1:$80))))))","v":""},{"$f":"IF(OR(ISBLANK(DW100),DW5270=\"\"),\"\",IF(ISERROR(LOOKUP(10^17,1*RIGHT(LEFT(DW5270,LEN(DW5270)-3),ROW($1:$80)))),0,IF(RIGHT(LEFT(DW5270,LEN(DW5270)-3),2)=\"--\",0,LOOKUP(10^17,1*RIGHT(LEFT(DW5270,LEN(DW5270)-3),ROW($1:$80))))))","v":""},{"$f":"IF(OR(ISBLANK(DX100),DX5270=\"\"),\"\",IF(ISERROR(LOOKUP(10^17,1*RIGHT(LEFT(DX5270,LEN(DX5270)-3),ROW($1:$80)))),0,IF(RIGHT(LEFT(DX5270,LEN(DX5270)-3),2)=\"--\",0,LOOKUP(10^17,1*RIGHT(LEFT(DX5270,LEN(DX5270)-3),ROW($1:$80))))))","v":""},{"$f":"IF(OR(ISBLANK(DY100),DY5270=\"\"),\"\",IF(ISERROR(LOOKUP(10^17,1*RIGHT(LEFT(DY5270,LEN(DY5270)-3),ROW($1:$80)))),0,IF(RIGHT(LEFT(DY5270,LEN(DY5270)-3),2)=\"--\",0,LOOKUP(10^17,1*RIGHT(LEFT(DY5270,LEN(DY5270)-3),ROW($1:$80))))))","v":""},{"$f":"IF(OR(ISBLANK(DZ100),DZ5270=\"\"),\"\",IF(ISERROR(LOOKUP(10^17,1*RIGHT(LEFT(DZ5270,LEN(DZ5270)-3),ROW($1:$80)))),0,IF(RIGHT(LEFT(DZ5270,LEN(DZ5270)-3),2)=\"--\",0,LOOKUP(10^17,1*RIGHT(LEFT(DZ5270,LEN(DZ5270)-3),ROW($1:$80))))))","v":""},{"$f":"IF(OR(ISBLANK(EA100),EA5270=\"\"),\"\",IF(ISERROR(LOOKUP(10^17,1*RIGHT(LEFT(EA5270,LEN(EA5270)-3),ROW($1:$80)))),0,IF(RIGHT(LEFT(EA5270,LEN(EA5270)-3),2)=\"--\",0,LOOKUP(10^17,1*RIGHT(LEFT(EA5270,LEN(EA5270)-3),ROW($1:$80))))))","v":""},{"$f":"IF(OR(ISBLANK(EB100),EB5270=\"\"),\"\",IF(ISERROR(LOOKUP(10^17,1*RIGHT(LEFT(EB5270,LEN(EB5270)-3),ROW($1:$80)))),0,IF(RIGHT(LEFT(EB5270,LEN(EB5270)-3),2)=\"--\",0,LOOKUP(10^17,1*RIGHT(LEFT(EB5270,LEN(EB5270)-3),ROW($1:$80))))))","v":""},{"$f":"IF(OR(ISBLANK(EC100),EC5270=\"\"),\"\",IF(ISERROR(LOOKUP(10^17,1*RIGHT(LEFT(EC5270,LEN(EC5270)-3),ROW($1:$80)))),0,IF(RIGHT(LEFT(EC5270,LEN(EC5270)-3),2)=\"--\",0,LOOKUP(10^17,1*RIGHT(LEFT(EC5270,LEN(EC5270)-3),ROW($1:$80))))))","v":""},{"$f":"IF(OR(ISBLANK(ED100),ED5270=\"\"),\"\",IF(ISERROR(LOOKUP(10^17,1*RIGHT(LEFT(ED5270,LEN(ED5270)-3),ROW($1:$80)))),0,IF(RIGHT(LEFT(ED5270,LEN(ED5270)-3),2)=\"--\",0,LOOKUP(10^17,1*RIGHT(LEFT(ED5270,LEN(ED5270)-3),ROW($1:$80))))))","v":""},{"$f":"IF(OR(ISBLANK(EE100),EE5270=\"\"),\"\",IF(ISERROR(LOOKUP(10^17,1*RIGHT(LEFT(EE5270,LEN(EE5270)-3),ROW($1:$80)))),0,IF(RIGHT(LEFT(EE5270,LEN(EE5270)-3),2)=\"--\",0,LOOKUP(10^17,1*RIGHT(LEFT(EE5270,LEN(EE5270)-3),ROW($1:$80))))))","v":""},{"$f":"IF(OR(ISBLANK(EF100),EF5270=\"\"),\"\",IF(ISERROR(LOOKUP(10^17,1*RIGHT(LEFT(EF5270,LEN(EF5270)-3),ROW($1:$80)))),0,IF(RIGHT(LEFT(EF5270,LEN(EF5270)-3),2)=\"--\",0,LOOKUP(10^17,1*RIGHT(LEFT(EF5270,LEN(EF5270)-3),ROW($1:$80))))))","v":""},{"$f":"IF(OR(ISBLANK(EG100),EG5270=\"\"),\"\",IF(ISERROR(LOOKUP(10^17,1*RIGHT(LEFT(EG5270,LEN(EG5270)-3),ROW($1:$80)))),0,IF(RIGHT(LEFT(EG5270,LEN(EG5270)-3),2)=\"--\",0,LOOKUP(10^17,1*RIGHT(LEFT(EG5270,LEN(EG5270)-3),ROW($1:$80))))))","v":""},{"$f":"IF(OR(ISBLANK(EH100),EH5270=\"\"),\"\",IF(ISERROR(LOOKUP(10^17,1*RIGHT(LEFT(EH5270,LEN(EH5270)-3),ROW($1:$80)))),0,IF(RIGHT(LEFT(EH5270,LEN(EH5270)-3),2)=\"--\",0,LOOKUP(10^17,1*RIGHT(LEFT(EH5270,LEN(EH5270)-3),ROW($1:$80))))))","v":""},{"$f":"IF(OR(ISBLANK(EI100),EI5270=\"\"),\"\",IF(ISERROR(LOOKUP(10^17,1*RIGHT(LEFT(EI5270,LEN(EI5270)-3),ROW($1:$80)))),0,IF(RIGHT(LEFT(EI5270,LEN(EI5270)-3),2)=\"--\",0,LOOKUP(10^17,1*RIGHT(LEFT(EI5270,LEN(EI5270)-3),ROW($1:$80))))))","v":""},{"$f":"IF(OR(ISBLANK(EJ100),EJ5270=\"\"),\"\",IF(ISERROR(LOOKUP(10^17,1*RIGHT(LEFT(EJ5270,LEN(EJ5270)-3),ROW($1:$80)))),0,IF(RIGHT(LEFT(EJ5270,LEN(EJ5270)-3),2)=\"--\",0,LOOKUP(10^17,1*RIGHT(LEFT(EJ5270,LEN(EJ5270)-3),ROW($1:$80))))))","v":""},{"$f":"IF(OR(ISBLANK(EK100),EK5270=\"\"),\"\",IF(ISERROR(LOOKUP(10^17,1*RIGHT(LEFT(EK5270,LEN(EK5270)-3),ROW($1:$80)))),0,IF(RIGHT(LEFT(EK5270,LEN(EK5270)-3),2)=\"--\",0,LOOKUP(10^17,1*RIGHT(LEFT(EK5270,LEN(EK5270)-3),ROW($1:$80))))))","v":""},{"$f":"IF(OR(ISBLANK(EL100),EL5270=\"\"),\"\",IF(ISERROR(LOOKUP(10^17,1*RIGHT(LEFT(EL5270,LEN(EL5270)-3),ROW($1:$80)))),0,IF(RIGHT(LEFT(EL5270,LEN(EL5270)-3),2)=\"--\",0,LOOKUP(10^17,1*RIGHT(LEFT(EL5270,LEN(EL5270)-3),ROW($1:$80))))))","v":""},{"$f":"IF(OR(ISBLANK(EM100),EM5270=\"\"),\"\",IF(ISERROR(LOOKUP(10^17,1*RIGHT(LEFT(EM5270,LEN(EM5270)-3),ROW($1:$80)))),0,IF(RIGHT(LEFT(EM5270,LEN(EM5270)-3),2)=\"--\",0,LOOKUP(10^17,1*RIGHT(LEFT(EM5270,LEN(EM5270)-3),ROW($1:$80))))))","v":""},{"$f":"IF(OR(ISBLANK(EN100),EN5270=\"\"),\"\",IF(ISERROR(LOOKUP(10^17,1*RIGHT(LEFT(EN5270,LEN(EN5270)-3),ROW($1:$80)))),0,IF(RIGHT(LEFT(EN5270,LEN(EN5270)-3),2)=\"--\",0,LOOKUP(10^17,1*RIGHT(LEFT(EN5270,LEN(EN5270)-3),ROW($1:$80))))))","v":""},{"$f":"IF(OR(ISBLANK(EO100),EO5270=\"\"),\"\",IF(ISERROR(LOOKUP(10^17,1*RIGHT(LEFT(EO5270,LEN(EO5270)-3),ROW($1:$80)))),0,IF(RIGHT(LEFT(EO5270,LEN(EO5270)-3),2)=\"--\",0,LOOKUP(10^17,1*RIGHT(LEFT(EO5270,LEN(EO5270)-3),ROW($1:$80))))))","v":""},{"$f":"IF(OR(ISBLANK(EP100),EP5270=\"\"),\"\",IF(ISERROR(LOOKUP(10^17,1*RIGHT(LEFT(EP5270,LEN(EP5270)-3),ROW($1:$80)))),0,IF(RIGHT(LEFT(EP5270,LEN(EP5270)-3),2)=\"--\",0,LOOKUP(10^17,1*RIGHT(LEFT(EP5270,LEN(EP5270)-3),ROW($1:$80))))))","v":""},{"$f":"IF(OR(ISBLANK(EQ100),EQ5270=\"\"),\"\",IF(ISERROR(LOOKUP(10^17,1*RIGHT(LEFT(EQ5270,LEN(EQ5270)-3),ROW($1:$80)))),0,IF(RIGHT(LEFT(EQ5270,LEN(EQ5270)-3),2)=\"--\",0,LOOKUP(10^17,1*RIGHT(LEFT(EQ5270,LEN(EQ5270)-3),ROW($1:$80))))))","v":""},{"$f":"IF(OR(ISBLANK(ER100),ER5270=\"\"),\"\",IF(ISERROR(LOOKUP(10^17,1*RIGHT(LEFT(ER5270,LEN(ER5270)-3),ROW($1:$80)))),0,IF(RIGHT(LEFT(ER5270,LEN(ER5270)-3),2)=\"--\",0,LOOKUP(10^17,1*RIGHT(LEFT(ER5270,LEN(ER5270)-3),ROW($1:$80))))))","v":""},{"$f":"IF(OR(ISBLANK(ES100),ES5270=\"\"),\"\",IF(ISERROR(LOOKUP(10^17,1*RIGHT(LEFT(ES5270,LEN(ES5270)-3),ROW($1:$80)))),0,IF(RIGHT(LEFT(ES5270,LEN(ES5270)-3),2)=\"--\",0,LOOKUP(10^17,1*RIGHT(LEFT(ES5270,LEN(ES5270)-3),ROW($1:$80))))))","v":""},{"$f":"IF(OR(ISBLANK(ET100),ET5270=\"\"),\"\",IF(ISERROR(LOOKUP(10^17,1*RIGHT(LEFT(ET5270,LEN(ET5270)-3),ROW($1:$80)))),0,IF(RIGHT(LEFT(ET5270,LEN(ET5270)-3),2)=\"--\",0,LOOKUP(10^17,1*RIGHT(LEFT(ET5270,LEN(ET5270)-3),ROW($1:$80))))))","v":""},{"$f":"IF(OR(ISBLANK(EU100),EU5270=\"\"),\"\",IF(ISERROR(LOOKUP(10^17,1*RIGHT(LEFT(EU5270,LEN(EU5270)-3),ROW($1:$80)))),0,IF(RIGHT(LEFT(EU5270,LEN(EU5270)-3),2)=\"--\",0,LOOKUP(10^17,1*RIGHT(LEFT(EU5270,LEN(EU5270)-3),ROW($1:$80))))))","v":""},{"$f":"IF(OR(ISBLANK(EV100),EV5270=\"\"),\"\",IF(ISERROR(LOOKUP(10^17,1*RIGHT(LEFT(EV5270,LEN(EV5270)-3),ROW($1:$80)))),0,IF(RIGHT(LEFT(EV5270,LEN(EV5270)-3),2)=\"--\",0,LOOKUP(10^17,1*RIGHT(LEFT(EV5270,LEN(EV5270)-3),ROW($1:$80))))))","v":""},{"$f":"IF(OR(ISBLANK(EW100),EW5270=\"\"),\"\",IF(ISERROR(LOOKUP(10^17,1*RIGHT(LEFT(EW5270,LEN(EW5270)-3),ROW($1:$80)))),0,IF(RIGHT(LEFT(EW5270,LEN(EW5270)-3),2)=\"--\",0,LOOKUP(10^17,1*RIGHT(LEFT(EW5270,LEN(EW5270)-3),ROW($1:$80))))))","v":""},{"$f":"IF(OR(ISBLANK(EX100),EX5270=\"\"),\"\",IF(ISERROR(LOOKUP(10^17,1*RIGHT(LEFT(EX5270,LEN(EX5270)-3),ROW($1:$80)))),0,IF(RIGHT(LEFT(EX5270,LEN(EX5270)-3),2)=\"--\",0,LOOKUP(10^17,1*RIGHT(LEFT(EX5270,LEN(EX5270)-3),ROW($1:$80))))))","v":""},{"$f":"IF(OR(ISBLANK(EY100),EY5270=\"\"),\"\",IF(ISERROR(LOOKUP(10^17,1*RIGHT(LEFT(EY5270,LEN(EY5270)-3),ROW($1:$80)))),0,IF(RIGHT(LEFT(EY5270,LEN(EY5270)-3),2)=\"--\",0,LOOKUP(10^17,1*RIGHT(LEFT(EY5270,LEN(EY5270)-3),ROW($1:$80))))))","v":""},{"$f":"IF(OR(ISBLANK(EZ100),EZ5270=\"\"),\"\",IF(ISERROR(LOOKUP(10^17,1*RIGHT(LEFT(EZ5270,LEN(EZ5270)-3),ROW($1:$80)))),0,IF(RIGHT(LEFT(EZ5270,LEN(EZ5270)-3),2)=\"--\",0,LOOKUP(10^17,1*RIGHT(LEFT(EZ5270,LEN(EZ5270)-3),ROW($1:$80))))))","v":""},{"$f":"IF(OR(ISBLANK(FA100),FA5270=\"\"),\"\",IF(ISERROR(LOOKUP(10^17,1*RIGHT(LEFT(FA5270,LEN(FA5270)-3),ROW($1:$80)))),0,IF(RIGHT(LEFT(FA5270,LEN(FA5270)-3),2)=\"--\",0,LOOKUP(10^17,1*RIGHT(LEFT(FA5270,LEN(FA5270)-3),ROW($1:$80))))))","v":""},{"$f":"IF(OR(ISBLANK(FB100),FB5270=\"\"),\"\",IF(ISERROR(LOOKUP(10^17,1*RIGHT(LEFT(FB5270,LEN(FB5270)-3),ROW($1:$80)))),0,IF(RIGHT(LEFT(FB5270,LEN(FB5270)-3),2)=\"--\",0,LOOKUP(10^17,1*RIGHT(LEFT(FB5270,LEN(FB5270)-3),ROW($1:$80))))))","v":""},{"$f":"IF(OR(ISBLANK(FC100),FC5270=\"\"),\"\",IF(ISERROR(LOOKUP(10^17,1*RIGHT(LEFT(FC5270,LEN(FC5270)-3),ROW($1:$80)))),0,IF(RIGHT(LEFT(FC5270,LEN(FC5270)-3),2)=\"--\",0,LOOKUP(10^17,1*RIGHT(LEFT(FC5270,LEN(FC5270)-3),ROW($1:$80))))))","v":""},{"$f":"IF(OR(ISBLANK(FD100),FD5270=\"\"),\"\",IF(ISERROR(LOOKUP(10^17,1*RIGHT(LEFT(FD5270,LEN(FD5270)-3),ROW($1:$80)))),0,IF(RIGHT(LEFT(FD5270,LEN(FD5270)-3),2)=\"--\",0,LOOKUP(10^17,1*RIGHT(LEFT(FD5270,LEN(FD5270)-3),ROW($1:$80))))))","v":""},{"$f":"IF(OR(ISBLANK(FE100),FE5270=\"\"),\"\",IF(ISERROR(LOOKUP(10^17,1*RIGHT(LEFT(FE5270,LEN(FE5270)-3),ROW($1:$80)))),0,IF(RIGHT(LEFT(FE5270,LEN(FE5270)-3),2)=\"--\",0,LOOKUP(10^17,1*RIGHT(LEFT(FE5270,LEN(FE5270)-3),ROW($1:$80))))))","v":""},{"$f":"IF(OR(ISBLANK(FF100),FF5270=\"\"),\"\",IF(ISERROR(LOOKUP(10^17,1*RIGHT(LEFT(FF5270,LEN(FF5270)-3),ROW($1:$80)))),0,IF(RIGHT(LEFT(FF5270,LEN(FF5270)-3),2)=\"--\",0,LOOKUP(10^17,1*RIGHT(LEFT(FF5270,LEN(FF5270)-3),ROW($1:$80))))))","v":""},{"$f":"IF(OR(ISBLANK(FG100),FG5270=\"\"),\"\",IF(ISERROR(LOOKUP(10^17,1*RIGHT(LEFT(FG5270,LEN(FG5270)-3),ROW($1:$80)))),0,IF(RIGHT(LEFT(FG5270,LEN(FG5270)-3),2)=\"--\",0,LOOKUP(10^17,1*RIGHT(LEFT(FG5270,LEN(FG5270)-3),ROW($1:$80))))))","v":""},{"$f":"IF(OR(ISBLANK(FH100),FH5270=\"\"),\"\",IF(ISERROR(LOOKUP(10^17,1*RIGHT(LEFT(FH5270,LEN(FH5270)-3),ROW($1:$80)))),0,IF(RIGHT(LEFT(FH5270,LEN(FH5270)-3),2)=\"--\",0,LOOKUP(10^17,1*RIGHT(LEFT(FH5270,LEN(FH5270)-3),ROW($1:$80))))))","v":""},{"$f":"IF(OR(ISBLANK(FI100),FI5270=\"\"),\"\",IF(ISERROR(LOOKUP(10^17,1*RIGHT(LEFT(FI5270,LEN(FI5270)-3),ROW($1:$80)))),0,IF(RIGHT(LEFT(FI5270,LEN(FI5270)-3),2)=\"--\",0,LOOKUP(10^17,1*RIGHT(LEFT(FI5270,LEN(FI5270)-3),ROW($1:$80))))))","v":""},{"$f":"IF(OR(ISBLANK(FJ100),FJ5270=\"\"),\"\",IF(ISERROR(LOOKUP(10^17,1*RIGHT(LEFT(FJ5270,LEN(FJ5270)-3),ROW($1:$80)))),0,IF(RIGHT(LEFT(FJ5270,LEN(FJ5270)-3),2)=\"--\",0,LOOKUP(10^17,1*RIGHT(LEFT(FJ5270,LEN(FJ5270)-3),ROW($1:$80))))))","v":""},{"$f":"IF(OR(ISBLANK(FK100),FK5270=\"\"),\"\",IF(ISERROR(LOOKUP(10^17,1*RIGHT(LEFT(FK5270,LEN(FK5270)-3),ROW($1:$80)))),0,IF(RIGHT(LEFT(FK5270,LEN(FK5270)-3),2)=\"--\",0,LOOKUP(10^17,1*RIGHT(LEFT(FK5270,LEN(FK5270)-3),ROW($1:$80))))))","v":""},{"$f":"IF(OR(ISBLANK(FL100),FL5270=\"\"),\"\",IF(ISERROR(LOOKUP(10^17,1*RIGHT(LEFT(FL5270,LEN(FL5270)-3),ROW($1:$80)))),0,IF(RIGHT(LEFT(FL5270,LEN(FL5270)-3),2)=\"--\",0,LOOKUP(10^17,1*RIGHT(LEFT(FL5270,LEN(FL5270)-3),ROW($1:$80))))))","v":""},{"$f":"IF(OR(ISBLANK(FM100),FM5270=\"\"),\"\",IF(ISERROR(LOOKUP(10^17,1*RIGHT(LEFT(FM5270,LEN(FM5270)-3),ROW($1:$80)))),0,IF(RIGHT(LEFT(FM5270,LEN(FM5270)-3),2)=\"--\",0,LOOKUP(10^17,1*RIGHT(LEFT(FM5270,LEN(FM5270)-3),ROW($1:$80))))))","v":""},{"$f":"IF(OR(ISBLANK(FN100),FN5270=\"\"),\"\",IF(ISERROR(LOOKUP(10^17,1*RIGHT(LEFT(FN5270,LEN(FN5270)-3),ROW($1:$80)))),0,IF(RIGHT(LEFT(FN5270,LEN(FN5270)-3),2)=\"--\",0,LOOKUP(10^17,1*RIGHT(LEFT(FN5270,LEN(FN5270)-3),ROW($1:$80))))))","v":""},{"$f":"IF(OR(ISBLANK(FO100),FO5270=\"\"),\"\",IF(ISERROR(LOOKUP(10^17,1*RIGHT(LEFT(FO5270,LEN(FO5270)-3),ROW($1:$80)))),0,IF(RIGHT(LEFT(FO5270,LEN(FO5270)-3),2)=\"--\",0,LOOKUP(10^17,1*RIGHT(LEFT(FO5270,LEN(FO5270)-3),ROW($1:$80))))))","v":""},{"$f":"IF(OR(ISBLANK(FP100),FP5270=\"\"),\"\",IF(ISERROR(LOOKUP(10^17,1*RIGHT(LEFT(FP5270,LEN(FP5270)-3),ROW($1:$80)))),0,IF(RIGHT(LEFT(FP5270,LEN(FP5270)-3),2)=\"--\",0,LOOKUP(10^17,1*RIGHT(LEFT(FP5270,LEN(FP5270)-3),ROW($1:$80))))))","v":""},{"$f":"IF(OR(ISBLANK(FQ100),FQ5270=\"\"),\"\",IF(ISERROR(LOOKUP(10^17,1*RIGHT(LEFT(FQ5270,LEN(FQ5270)-3),ROW($1:$80)))),0,IF(RIGHT(LEFT(FQ5270,LEN(FQ5270)-3),2)=\"--\",0,LOOKUP(10^17,1*RIGHT(LEFT(FQ5270,LEN(FQ5270)-3),ROW($1:$80))))))","v":""},{"$f":"IF(OR(ISBLANK(FR100),FR5270=\"\"),\"\",IF(ISERROR(LOOKUP(10^17,1*RIGHT(LEFT(FR5270,LEN(FR5270)-3),ROW($1:$80)))),0,IF(RIGHT(LEFT(FR5270,LEN(FR5270)-3),2)=\"--\",0,LOOKUP(10^17,1*RIGHT(LEFT(FR5270,LEN(FR5270)-3),ROW($1:$80))))))","v":""},{"$f":"IF(OR(ISBLANK(FS100),FS5270=\"\"),\"\",IF(ISERROR(LOOKUP(10^17,1*RIGHT(LEFT(FS5270,LEN(FS5270)-3),ROW($1:$80)))),0,IF(RIGHT(LEFT(FS5270,LEN(FS5270)-3),2)=\"--\",0,LOOKUP(10^17,1*RIGHT(LEFT(FS5270,LEN(FS5270)-3),ROW($1:$80))))))","v":""},{"$f":"IF(OR(ISBLANK(FT100),FT5270=\"\"),\"\",IF(ISERROR(LOOKUP(10^17,1*RIGHT(LEFT(FT5270,LEN(FT5270)-3),ROW($1:$80)))),0,IF(RIGHT(LEFT(FT5270,LEN(FT5270)-3),2)=\"--\",0,LOOKUP(10^17,1*RIGHT(LEFT(FT5270,LEN(FT5270)-3),ROW($1:$80))))))","v":""},{"$f":"IF(OR(ISBLANK(FU100),FU5270=\"\"),\"\",IF(ISERROR(LOOKUP(10^17,1*RIGHT(LEFT(FU5270,LEN(FU5270)-3),ROW($1:$80)))),0,IF(RIGHT(LEFT(FU5270,LEN(FU5270)-3),2)=\"--\",0,LOOKUP(10^17,1*RIGHT(LEFT(FU5270,LEN(FU5270)-3),ROW($1:$80))))))","v":""},{"$f":"IF(OR(ISBLANK(FV100),FV5270=\"\"),\"\",IF(ISERROR(LOOKUP(10^17,1*RIGHT(LEFT(FV5270,LEN(FV5270)-3),ROW($1:$80)))),0,IF(RIGHT(LEFT(FV5270,LEN(FV5270)-3),2)=\"--\",0,LOOKUP(10^17,1*RIGHT(LEFT(FV5270,LEN(FV5270)-3),ROW($1:$80))))))","v":""},{"$f":"IF(OR(ISBLANK(FW100),FW5270=\"\"),\"\",IF(ISERROR(LOOKUP(10^17,1*RIGHT(LEFT(FW5270,LEN(FW5270)-3),ROW($1:$80)))),0,IF(RIGHT(LEFT(FW5270,LEN(FW5270)-3),2)=\"--\",0,LOOKUP(10^17,1*RIGHT(LEFT(FW5270,LEN(FW5270)-3),ROW($1:$80))))))","v":""},{"$f":"IF(OR(ISBLANK(FX100),FX5270=\"\"),\"\",IF(ISERROR(LOOKUP(10^17,1*RIGHT(LEFT(FX5270,LEN(FX5270)-3),ROW($1:$80)))),0,IF(RIGHT(LEFT(FX5270,LEN(FX5270)-3),2)=\"--\",0,LOOKUP(10^17,1*RIGHT(LEFT(FX5270,LEN(FX5270)-3),ROW($1:$80))))))","v":""},{"$f":"IF(OR(ISBLANK(FY100),FY5270=\"\"),\"\",IF(ISERROR(LOOKUP(10^17,1*RIGHT(LEFT(FY5270,LEN(FY5270)-3),ROW($1:$80)))),0,IF(RIGHT(LEFT(FY5270,LEN(FY5270)-3),2)=\"--\",0,LOOKUP(10^17,1*RIGHT(LEFT(FY5270,LEN(FY5270)-3),ROW($1:$80))))))","v":""},{"$f":"IF(OR(ISBLANK(FZ100),FZ5270=\"\"),\"\",IF(ISERROR(LOOKUP(10^17,1*RIGHT(LEFT(FZ5270,LEN(FZ5270)-3),ROW($1:$80)))),0,IF(RIGHT(LEFT(FZ5270,LEN(FZ5270)-3),2)=\"--\",0,LOOKUP(10^17,1*RIGHT(LEFT(FZ5270,LEN(FZ5270)-3),ROW($1:$80))))))","v":""},{"$f":"IF(OR(ISBLANK(GA100),GA5270=\"\"),\"\",IF(ISERROR(LOOKUP(10^17,1*RIGHT(LEFT(GA5270,LEN(GA5270)-3),ROW($1:$80)))),0,IF(RIGHT(LEFT(GA5270,LEN(GA5270)-3),2)=\"--\",0,LOOKUP(10^17,1*RIGHT(LEFT(GA5270,LEN(GA5270)-3),ROW($1:$80))))))","v":""},{"$f":"IF(OR(ISBLANK(GB100),GB5270=\"\"),\"\",IF(ISERROR(LOOKUP(10^17,1*RIGHT(LEFT(GB5270,LEN(GB5270)-3),ROW($1:$80)))),0,IF(RIGHT(LEFT(GB5270,LEN(GB5270)-3),2)=\"--\",0,LOOKUP(10^17,1*RIGHT(LEFT(GB5270,LEN(GB5270)-3),ROW($1:$80))))))","v":""},{"$f":"IF(OR(ISBLANK(GC100),GC5270=\"\"),\"\",IF(ISERROR(LOOKUP(10^17,1*RIGHT(LEFT(GC5270,LEN(GC5270)-3),ROW($1:$80)))),0,IF(RIGHT(LEFT(GC5270,LEN(GC5270)-3),2)=\"--\",0,LOOKUP(10^17,1*RIGHT(LEFT(GC5270,LEN(GC5270)-3),ROW($1:$80))))))","v":""},{"$f":"IF(OR(ISBLANK(GD100),GD5270=\"\"),\"\",IF(ISERROR(LOOKUP(10^17,1*RIGHT(LEFT(GD5270,LEN(GD5270)-3),ROW($1:$80)))),0,IF(RIGHT(LEFT(GD5270,LEN(GD5270)-3),2)=\"--\",0,LOOKUP(10^17,1*RIGHT(LEFT(GD5270,LEN(GD5270)-3),ROW($1:$80))))))","v":""},{"$f":"IF(OR(ISBLANK(GE100),GE5270=\"\"),\"\",IF(ISERROR(LOOKUP(10^17,1*RIGHT(LEFT(GE5270,LEN(GE5270)-3),ROW($1:$80)))),0,IF(RIGHT(LEFT(GE5270,LEN(GE5270)-3),2)=\"--\",0,LOOKUP(10^17,1*RIGHT(LEFT(GE5270,LEN(GE5270)-3),ROW($1:$80))))))","v":""},{"$f":"IF(OR(ISBLANK(GF100),GF5270=\"\"),\"\",IF(ISERROR(LOOKUP(10^17,1*RIGHT(LEFT(GF5270,LEN(GF5270)-3),ROW($1:$80)))),0,IF(RIGHT(LEFT(GF5270,LEN(GF5270)-3),2)=\"--\",0,LOOKUP(10^17,1*RIGHT(LEFT(GF5270,LEN(GF5270)-3),ROW($1:$80))))))","v":""},{"$f":"IF(OR(ISBLANK(GG100),GG5270=\"\"),\"\",IF(ISERROR(LOOKUP(10^17,1*RIGHT(LEFT(GG5270,LEN(GG5270)-3),ROW($1:$80)))),0,IF(RIGHT(LEFT(GG5270,LEN(GG5270)-3),2)=\"--\",0,LOOKUP(10^17,1*RIGHT(LEFT(GG5270,LEN(GG5270)-3),ROW($1:$80))))))","v":""},{"$f":"IF(OR(ISBLANK(GH100),GH5270=\"\"),\"\",IF(ISERROR(LOOKUP(10^17,1*RIGHT(LEFT(GH5270,LEN(GH5270)-3),ROW($1:$80)))),0,IF(RIGHT(LEFT(GH5270,LEN(GH5270)-3),2)=\"--\",0,LOOKUP(10^17,1*RIGHT(LEFT(GH5270,LEN(GH5270)-3),ROW($1:$80))))))","v":""},{"$f":"IF(OR(ISBLANK(GI100),GI5270=\"\"),\"\",IF(ISERROR(LOOKUP(10^17,1*RIGHT(LEFT(GI5270,LEN(GI5270)-3),ROW($1:$80)))),0,IF(RIGHT(LEFT(GI5270,LEN(GI5270)-3),2)=\"--\",0,LOOKUP(10^17,1*RIGHT(LEFT(GI5270,LEN(GI5270)-3),ROW($1:$80))))))","v":""},{"$f":"IF(OR(ISBLANK(GJ100),GJ5270=\"\"),\"\",IF(ISERROR(LOOKUP(10^17,1*RIGHT(LEFT(GJ5270,LEN(GJ5270)-3),ROW($1:$80)))),0,IF(RIGHT(LEFT(GJ5270,LEN(GJ5270)-3),2)=\"--\",0,LOOKUP(10^17,1*RIGHT(LEFT(GJ5270,LEN(GJ5270)-3),ROW($1:$80))))))","v":""},{"$f":"IF(OR(ISBLANK(GK100),GK5270=\"\"),\"\",IF(ISERROR(LOOKUP(10^17,1*RIGHT(LEFT(GK5270,LEN(GK5270)-3),ROW($1:$80)))),0,IF(RIGHT(LEFT(GK5270,LEN(GK5270)-3),2)=\"--\",0,LOOKUP(10^17,1*RIGHT(LEFT(GK5270,LEN(GK5270)-3),ROW($1:$80))))))","v":""},{"$f":"IF(OR(ISBLANK(GL100),GL5270=\"\"),\"\",IF(ISERROR(LOOKUP(10^17,1*RIGHT(LEFT(GL5270,LEN(GL5270)-3),ROW($1:$80)))),0,IF(RIGHT(LEFT(GL5270,LEN(GL5270)-3),2)=\"--\",0,LOOKUP(10^17,1*RIGHT(LEFT(GL5270,LEN(GL5270)-3),ROW($1:$80))))))","v":""},{"$f":"IF(OR(ISBLANK(GM100),GM5270=\"\"),\"\",IF(ISERROR(LOOKUP(10^17,1*RIGHT(LEFT(GM5270,LEN(GM5270)-3),ROW($1:$80)))),0,IF(RIGHT(LEFT(GM5270,LEN(GM5270)-3),2)=\"--\",0,LOOKUP(10^17,1*RIGHT(LEFT(GM5270,LEN(GM5270)-3),ROW($1:$80))))))","v":""},{"$f":"IF(OR(ISBLANK(GN100),GN5270=\"\"),\"\",IF(ISERROR(LOOKUP(10^17,1*RIGHT(LEFT(GN5270,LEN(GN5270)-3),ROW($1:$80)))),0,IF(RIGHT(LEFT(GN5270,LEN(GN5270)-3),2)=\"--\",0,LOOKUP(10^17,1*RIGHT(LEFT(GN5270,LEN(GN5270)-3),ROW($1:$80))))))","v":""},{"$f":"IF(OR(ISBLANK(GO100),GO5270=\"\"),\"\",IF(ISERROR(LOOKUP(10^17,1*RIGHT(LEFT(GO5270,LEN(GO5270)-3),ROW($1:$80)))),0,IF(RIGHT(LEFT(GO5270,LEN(GO5270)-3),2)=\"--\",0,LOOKUP(10^17,1*RIGHT(LEFT(GO5270,LEN(GO5270)-3),ROW($1:$80))))))","v":""},{"$f":"IF(OR(ISBLANK(GP100),GP5270=\"\"),\"\",IF(ISERROR(LOOKUP(10^17,1*RIGHT(LEFT(GP5270,LEN(GP5270)-3),ROW($1:$80)))),0,IF(RIGHT(LEFT(GP5270,LEN(GP5270)-3),2)=\"--\",0,LOOKUP(10^17,1*RIGHT(LEFT(GP5270,LEN(GP5270)-3),ROW($1:$80))))))","v":""},{"$f":"IF(OR(ISBLANK(GQ100),GQ5270=\"\"),\"\",IF(ISERROR(LOOKUP(10^17,1*RIGHT(LEFT(GQ5270,LEN(GQ5270)-3),ROW($1:$80)))),0,IF(RIGHT(LEFT(GQ5270,LEN(GQ5270)-3),2)=\"--\",0,LOOKUP(10^17,1*RIGHT(LEFT(GQ5270,LEN(GQ5270)-3),ROW($1:$80))))))","v":""},{"$f":"IF(OR(ISBLANK(GR100),GR5270=\"\"),\"\",IF(ISERROR(LOOKUP(10^17,1*RIGHT(LEFT(GR5270,LEN(GR5270)-3),ROW($1:$80)))),0,IF(RIGHT(LEFT(GR5270,LEN(GR5270)-3),2)=\"--\",0,LOOKUP(10^17,1*RIGHT(LEFT(GR5270,LEN(GR5270)-3),ROW($1:$80))))))","v":""},{"$f":"IF(OR(ISBLANK(GS100),GS5270=\"\"),\"\",IF(ISERROR(LOOKUP(10^17,1*RIGHT(LEFT(GS5270,LEN(GS5270)-3),ROW($1:$80)))),0,IF(RIGHT(LEFT(GS5270,LEN(GS5270)-3),2)=\"--\",0,LOOKUP(10^17,1*RIGHT(LEFT(GS5270,LEN(GS5270)-3),ROW($1:$80))))))","v":""},{"$f":"IF(OR(ISBLANK(GT100),GT5270=\"\"),\"\",IF(ISERROR(LOOKUP(10^17,1*RIGHT(LEFT(GT5270,LEN(GT5270)-3),ROW($1:$80)))),0,IF(RIGHT(LEFT(GT5270,LEN(GT5270)-3),2)=\"--\",0,LOOKUP(10^17,1*RIGHT(LEFT(GT5270,LEN(GT5270)-3),ROW($1:$80))))))","v":""},{"$f":"IF(OR(ISBLANK(GU100),GU5270=\"\"),\"\",IF(ISERROR(LOOKUP(10^17,1*RIGHT(LEFT(GU5270,LEN(GU5270)-3),ROW($1:$80)))),0,IF(RIGHT(LEFT(GU5270,LEN(GU5270)-3),2)=\"--\",0,LOOKUP(10^17,1*RIGHT(LEFT(GU5270,LEN(GU5270)-3),ROW($1:$80))))))","v":""},{"$f":"IF(OR(ISBLANK(GV100),GV5270=\"\"),\"\",IF(ISERROR(LOOKUP(10^17,1*RIGHT(LEFT(GV5270,LEN(GV5270)-3),ROW($1:$80)))),0,IF(RIGHT(LEFT(GV5270,LEN(GV5270)-3),2)=\"--\",0,LOOKUP(10^17,1*RIGHT(LEFT(GV5270,LEN(GV5270)-3),ROW($1:$80))))))","v":""},{"$f":"IF(OR(ISBLANK(GW100),GW5270=\"\"),\"\",IF(ISERROR(LOOKUP(10^17,1*RIGHT(LEFT(GW5270,LEN(GW5270)-3),ROW($1:$80)))),0,IF(RIGHT(LEFT(GW5270,LEN(GW5270)-3),2)=\"--\",0,LOOKUP(10^17,1*RIGHT(LEFT(GW5270,LEN(GW5270)-3),ROW($1:$80))))))","v":""},{"$f":"IF(OR(ISBLANK(GX100),GX5270=\"\"),\"\",IF(ISERROR(LOOKUP(10^17,1*RIGHT(LEFT(GX5270,LEN(GX5270)-3),ROW($1:$80)))),0,IF(RIGHT(LEFT(GX5270,LEN(GX5270)-3),2)=\"--\",0,LOOKUP(10^17,1*RIGHT(LEFT(GX5270,LEN(GX5270)-3),ROW($1:$80))))))","v":""},{"$f":"IF(OR(ISBLANK(GY100),GY5270=\"\"),\"\",IF(ISERROR(LOOKUP(10^17,1*RIGHT(LEFT(GY5270,LEN(GY5270)-3),ROW($1:$80)))),0,IF(RIGHT(LEFT(GY5270,LEN(GY5270)-3),2)=\"--\",0,LOOKUP(10^17,1*RIGHT(LEFT(GY5270,LEN(GY5270)-3),ROW($1:$80))))))","v":""},{"$f":"IF(OR(ISBLANK(GZ100),GZ5270=\"\"),\"\",IF(ISERROR(LOOKUP(10^17,1*RIGHT(LEFT(GZ5270,LEN(GZ5270)-3),ROW($1:$80)))),0,IF(RIGHT(LEFT(GZ5270,LEN(GZ5270)-3),2)=\"--\",0,LOOKUP(10^17,1*RIGHT(LEFT(GZ5270,LEN(GZ5270)-3),ROW($1:$80))))))","v":""},{"$f":"IF(OR(ISBLANK(HA100),HA5270=\"\"),\"\",IF(ISERROR(LOOKUP(10^17,1*RIGHT(LEFT(HA5270,LEN(HA5270)-3),ROW($1:$80)))),0,IF(RIGHT(LEFT(HA5270,LEN(HA5270)-3),2)=\"--\",0,LOOKUP(10^17,1*RIGHT(LEFT(HA5270,LEN(HA5270)-3),ROW($1:$80))))))","v":""},{"$f":"IF(OR(ISBLANK(HB100),HB5270=\"\"),\"\",IF(ISERROR(LOOKUP(10^17,1*RIGHT(LEFT(HB5270,LEN(HB5270)-3),ROW($1:$80)))),0,IF(RIGHT(LEFT(HB5270,LEN(HB5270)-3),2)=\"--\",0,LOOKUP(10^17,1*RIGHT(LEFT(HB5270,LEN(HB5270)-3),ROW($1:$80))))))","v":""},{"$f":"IF(OR(ISBLANK(HC100),HC5270=\"\"),\"\",IF(ISERROR(LOOKUP(10^17,1*RIGHT(LEFT(HC5270,LEN(HC5270)-3),ROW($1:$80)))),0,IF(RIGHT(LEFT(HC5270,LEN(HC5270)-3),2)=\"--\",0,LOOKUP(10^17,1*RIGHT(LEFT(HC5270,LEN(HC5270)-3),ROW($1:$80))))))","v":""},{"$f":"IF(OR(ISBLANK(HD100),HD5270=\"\"),\"\",IF(ISERROR(LOOKUP(10^17,1*RIGHT(LEFT(HD5270,LEN(HD5270)-3),ROW($1:$80)))),0,IF(RIGHT(LEFT(HD5270,LEN(HD5270)-3),2)=\"--\",0,LOOKUP(10^17,1*RIGHT(LEFT(HD5270,LEN(HD5270)-3),ROW($1:$80))))))","v":""},{"$f":"IF(OR(ISBLANK(HE100),HE5270=\"\"),\"\",IF(ISERROR(LOOKUP(10^17,1*RIGHT(LEFT(HE5270,LEN(HE5270)-3),ROW($1:$80)))),0,IF(RIGHT(LEFT(HE5270,LEN(HE5270)-3),2)=\"--\",0,LOOKUP(10^17,1*RIGHT(LEFT(HE5270,LEN(HE5270)-3),ROW($1:$80))))))","v":""},{"$f":"IF(OR(ISBLANK(HF100),HF5270=\"\"),\"\",IF(ISERROR(LOOKUP(10^17,1*RIGHT(LEFT(HF5270,LEN(HF5270)-3),ROW($1:$80)))),0,IF(RIGHT(LEFT(HF5270,LEN(HF5270)-3),2)=\"--\",0,LOOKUP(10^17,1*RIGHT(LEFT(HF5270,LEN(HF5270)-3),ROW($1:$80))))))","v":""},{"$f":"IF(OR(ISBLANK(HG100),HG5270=\"\"),\"\",IF(ISERROR(LOOKUP(10^17,1*RIGHT(LEFT(HG5270,LEN(HG5270)-3),ROW($1:$80)))),0,IF(RIGHT(LEFT(HG5270,LEN(HG5270)-3),2)=\"--\",0,LOOKUP(10^17,1*RIGHT(LEFT(HG5270,LEN(HG5270)-3),ROW($1:$80))))))","v":""},{"$f":"IF(OR(ISBLANK(HH100),HH5270=\"\"),\"\",IF(ISERROR(LOOKUP(10^17,1*RIGHT(LEFT(HH5270,LEN(HH5270)-3),ROW($1:$80)))),0,IF(RIGHT(LEFT(HH5270,LEN(HH5270)-3),2)=\"--\",0,LOOKUP(10^17,1*RIGHT(LEFT(HH5270,LEN(HH5270)-3),ROW($1:$80))))))","v":""},{"$f":"IF(OR(ISBLANK(HI100),HI5270=\"\"),\"\",IF(ISERROR(LOOKUP(10^17,1*RIGHT(LEFT(HI5270,LEN(HI5270)-3),ROW($1:$80)))),0,IF(RIGHT(LEFT(HI5270,LEN(HI5270)-3),2)=\"--\",0,LOOKUP(10^17,1*RIGHT(LEFT(HI5270,LEN(HI5270)-3),ROW($1:$80))))))","v":""},{"$f":"IF(OR(ISBLANK(HJ100),HJ5270=\"\"),\"\",IF(ISERROR(LOOKUP(10^17,1*RIGHT(LEFT(HJ5270,LEN(HJ5270)-3),ROW($1:$80)))),0,IF(RIGHT(LEFT(HJ5270,LEN(HJ5270)-3),2)=\"--\",0,LOOKUP(10^17,1*RIGHT(LEFT(HJ5270,LEN(HJ5270)-3),ROW($1:$80))))))","v":""},{"$f":"IF(OR(ISBLANK(HK100),HK5270=\"\"),\"\",IF(ISERROR(LOOKUP(10^17,1*RIGHT(LEFT(HK5270,LEN(HK5270)-3),ROW($1:$80)))),0,IF(RIGHT(LEFT(HK5270,LEN(HK5270)-3),2)=\"--\",0,LOOKUP(10^17,1*RIGHT(LEFT(HK5270,LEN(HK5270)-3),ROW($1:$80))))))","v":""},{"$f":"IF(OR(ISBLANK(HL100),HL5270=\"\"),\"\",IF(ISERROR(LOOKUP(10^17,1*RIGHT(LEFT(HL5270,LEN(HL5270)-3),ROW($1:$80)))),0,IF(RIGHT(LEFT(HL5270,LEN(HL5270)-3),2)=\"--\",0,LOOKUP(10^17,1*RIGHT(LEFT(HL5270,LEN(HL5270)-3),ROW($1:$80))))))","v":""},{"$f":"IF(OR(ISBLANK(HM100),HM5270=\"\"),\"\",IF(ISERROR(LOOKUP(10^17,1*RIGHT(LEFT(HM5270,LEN(HM5270)-3),ROW($1:$80)))),0,IF(RIGHT(LEFT(HM5270,LEN(HM5270)-3),2)=\"--\",0,LOOKUP(10^17,1*RIGHT(LEFT(HM5270,LEN(HM5270)-3),ROW($1:$80))))))","v":""},{"$f":"IF(OR(ISBLANK(HN100),HN5270=\"\"),\"\",IF(ISERROR(LOOKUP(10^17,1*RIGHT(LEFT(HN5270,LEN(HN5270)-3),ROW($1:$80)))),0,IF(RIGHT(LEFT(HN5270,LEN(HN5270)-3),2)=\"--\",0,LOOKUP(10^17,1*RIGHT(LEFT(HN5270,LEN(HN5270)-3),ROW($1:$80))))))","v":""},{"$f":"IF(OR(ISBLANK(HO100),HO5270=\"\"),\"\",IF(ISERROR(LOOKUP(10^17,1*RIGHT(LEFT(HO5270,LEN(HO5270)-3),ROW($1:$80)))),0,IF(RIGHT(LEFT(HO5270,LEN(HO5270)-3),2)=\"--\",0,LOOKUP(10^17,1*RIGHT(LEFT(HO5270,LEN(HO5270)-3),ROW($1:$80))))))","v":""},{"$f":"IF(OR(ISBLANK(HP100),HP5270=\"\"),\"\",IF(ISERROR(LOOKUP(10^17,1*RIGHT(LEFT(HP5270,LEN(HP5270)-3),ROW($1:$80)))),0,IF(RIGHT(LEFT(HP5270,LEN(HP5270)-3),2)=\"--\",0,LOOKUP(10^17,1*RIGHT(LEFT(HP5270,LEN(HP5270)-3),ROW($1:$80))))))","v":""},{"$f":"IF(OR(ISBLANK(HQ100),HQ5270=\"\"),\"\",IF(ISERROR(LOOKUP(10^17,1*RIGHT(LEFT(HQ5270,LEN(HQ5270)-3),ROW($1:$80)))),0,IF(RIGHT(LEFT(HQ5270,LEN(HQ5270)-3),2)=\"--\",0,LOOKUP(10^17,1*RIGHT(LEFT(HQ5270,LEN(HQ5270)-3),ROW($1:$80))))))","v":""},{"$f":"IF(OR(ISBLANK(HR100),HR5270=\"\"),\"\",IF(ISERROR(LOOKUP(10^17,1*RIGHT(LEFT(HR5270,LEN(HR5270)-3),ROW($1:$80)))),0,IF(RIGHT(LEFT(HR5270,LEN(HR5270)-3),2)=\"--\",0,LOOKUP(10^17,1*RIGHT(LEFT(HR5270,LEN(HR5270)-3),ROW($1:$80))))))","v":""},{"$f":"IF(OR(ISBLANK(HS100),HS5270=\"\"),\"\",IF(ISERROR(LOOKUP(10^17,1*RIGHT(LEFT(HS5270,LEN(HS5270)-3),ROW($1:$80)))),0,IF(RIGHT(LEFT(HS5270,LEN(HS5270)-3),2)=\"--\",0,LOOKUP(10^17,1*RIGHT(LEFT(HS5270,LEN(HS5270)-3),ROW($1:$80))))))","v":""},{"$f":"IF(OR(ISBLANK(HT100),HT5270=\"\"),\"\",IF(ISERROR(LOOKUP(10^17,1*RIGHT(LEFT(HT5270,LEN(HT5270)-3),ROW($1:$80)))),0,IF(RIGHT(LEFT(HT5270,LEN(HT5270)-3),2)=\"--\",0,LOOKUP(10^17,1*RIGHT(LEFT(HT5270,LEN(HT5270)-3),ROW($1:$80))))))","v":""},{"$f":"IF(OR(ISBLANK(HU100),HU5270=\"\"),\"\",IF(ISERROR(LOOKUP(10^17,1*RIGHT(LEFT(HU5270,LEN(HU5270)-3),ROW($1:$80)))),0,IF(RIGHT(LEFT(HU5270,LEN(HU5270)-3),2)=\"--\",0,LOOKUP(10^17,1*RIGHT(LEFT(HU5270,LEN(HU5270)-3),ROW($1:$80))))))","v":""},{"$f":"IF(OR(ISBLANK(HV100),HV5270=\"\"),\"\",IF(ISERROR(LOOKUP(10^17,1*RIGHT(LEFT(HV5270,LEN(HV5270)-3),ROW($1:$80)))),0,IF(RIGHT(LEFT(HV5270,LEN(HV5270)-3),2)=\"--\",0,LOOKUP(10^17,1*RIGHT(LEFT(HV5270,LEN(HV5270)-3),ROW($1:$80))))))","v":""},{"$f":"IF(OR(ISBLANK(HW100),HW5270=\"\"),\"\",IF(ISERROR(LOOKUP(10^17,1*RIGHT(LEFT(HW5270,LEN(HW5270)-3),ROW($1:$80)))),0,IF(RIGHT(LEFT(HW5270,LEN(HW5270)-3),2)=\"--\",0,LOOKUP(10^17,1*RIGHT(LEFT(HW5270,LEN(HW5270)-3),ROW($1:$80))))))","v":""},{"$f":"IF(OR(ISBLANK(HX100),HX5270=\"\"),\"\",IF(ISERROR(LOOKUP(10^17,1*RIGHT(LEFT(HX5270,LEN(HX5270)-3),ROW($1:$80)))),0,IF(RIGHT(LEFT(HX5270,LEN(HX5270)-3),2)=\"--\",0,LOOKUP(10^17,1*RIGHT(LEFT(HX5270,LEN(HX5270)-3),ROW($1:$80))))))","v":""},{"$f":"IF(OR(ISBLANK(HY100),HY5270=\"\"),\"\",IF(ISERROR(LOOKUP(10^17,1*RIGHT(LEFT(HY5270,LEN(HY5270)-3),ROW($1:$80)))),0,IF(RIGHT(LEFT(HY5270,LEN(HY5270)-3),2)=\"--\",0,LOOKUP(10^17,1*RIGHT(LEFT(HY5270,LEN(HY5270)-3),ROW($1:$80))))))","v":""},{"$f":"IF(OR(ISBLANK(HZ100),HZ5270=\"\"),\"\",IF(ISERROR(LOOKUP(10^17,1*RIGHT(LEFT(HZ5270,LEN(HZ5270)-3),ROW($1:$80)))),0,IF(RIGHT(LEFT(HZ5270,LEN(HZ5270)-3),2)=\"--\",0,LOOKUP(10^17,1*RIGHT(LEFT(HZ5270,LEN(HZ5270)-3),ROW($1:$80))))))","v":""},{"$f":"IF(OR(ISBLANK(IA100),IA5270=\"\"),\"\",IF(ISERROR(LOOKUP(10^17,1*RIGHT(LEFT(IA5270,LEN(IA5270)-3),ROW($1:$80)))),0,IF(RIGHT(LEFT(IA5270,LEN(IA5270)-3),2)=\"--\",0,LOOKUP(10^17,1*RIGHT(LEFT(IA5270,LEN(IA5270)-3),ROW($1:$80))))))","v":""},{"$f":"IF(OR(ISBLANK(IB100),IB5270=\"\"),\"\",IF(ISERROR(LOOKUP(10^17,1*RIGHT(LEFT(IB5270,LEN(IB5270)-3),ROW($1:$80)))),0,IF(RIGHT(LEFT(IB5270,LEN(IB5270)-3),2)=\"--\",0,LOOKUP(10^17,1*RIGHT(LEFT(IB5270,LEN(IB5270)-3),ROW($1:$80))))))","v":""},{"$f":"IF(OR(ISBLANK(IC100),IC5270=\"\"),\"\",IF(ISERROR(LOOKUP(10^17,1*RIGHT(LEFT(IC5270,LEN(IC5270)-3),ROW($1:$80)))),0,IF(RIGHT(LEFT(IC5270,LEN(IC5270)-3),2)=\"--\",0,LOOKUP(10^17,1*RIGHT(LEFT(IC5270,LEN(IC5270)-3),ROW($1:$80))))))","v":""},{"$f":"IF(OR(ISBLANK(ID100),ID5270=\"\"),\"\",IF(ISERROR(LOOKUP(10^17,1*RIGHT(LEFT(ID5270,LEN(ID5270)-3),ROW($1:$80)))),0,IF(RIGHT(LEFT(ID5270,LEN(ID5270)-3),2)=\"--\",0,LOOKUP(10^17,1*RIGHT(LEFT(ID5270,LEN(ID5270)-3),ROW($1:$80))))))","v":""},{"$f":"IF(OR(ISBLANK(IE100),IE5270=\"\"),\"\",IF(ISERROR(LOOKUP(10^17,1*RIGHT(LEFT(IE5270,LEN(IE5270)-3),ROW($1:$80)))),0,IF(RIGHT(LEFT(IE5270,LEN(IE5270)-3),2)=\"--\",0,LOOKUP(10^17,1*RIGHT(LEFT(IE5270,LEN(IE5270)-3),ROW($1:$80))))))","v":""},{"$f":"IF(OR(ISBLANK(IF100),IF5270=\"\"),\"\",IF(ISERROR(LOOKUP(10^17,1*RIGHT(LEFT(IF5270,LEN(IF5270)-3),ROW($1:$80)))),0,IF(RIGHT(LEFT(IF5270,LEN(IF5270)-3),2)=\"--\",0,LOOKUP(10^17,1*RIGHT(LEFT(IF5270,LEN(IF5270)-3),ROW($1:$80))))))","v":""},{"$f":"IF(OR(ISBLANK(IG100),IG5270=\"\"),\"\",IF(ISERROR(LOOKUP(10^17,1*RIGHT(LEFT(IG5270,LEN(IG5270)-3),ROW($1:$80)))),0,IF(RIGHT(LEFT(IG5270,LEN(IG5270)-3),2)=\"--\",0,LOOKUP(10^17,1*RIGHT(LEFT(IG5270,LEN(IG5270)-3),ROW($1:$80))))))","v":""},{"$f":"IF(OR(ISBLANK(IH100),IH5270=\"\"),\"\",IF(ISERROR(LOOKUP(10^17,1*RIGHT(LEFT(IH5270,LEN(IH5270)-3),ROW($1:$80)))),0,IF(RIGHT(LEFT(IH5270,LEN(IH5270)-3),2)=\"--\",0,LOOKUP(10^17,1*RIGHT(LEFT(IH5270,LEN(IH5270)-3),ROW($1:$80))))))","v":""},{"$f":"IF(OR(ISBLANK(II100),II5270=\"\"),\"\",IF(ISERROR(LOOKUP(10^17,1*RIGHT(LEFT(II5270,LEN(II5270)-3),ROW($1:$80)))),0,IF(RIGHT(LEFT(II5270,LEN(II5270)-3),2)=\"--\",0,LOOKUP(10^17,1*RIGHT(LEFT(II5270,LEN(II5270)-3),ROW($1:$80))))))","v":""},{"$f":"IF(OR(ISBLANK(IJ100),IJ5270=\"\"),\"\",IF(ISERROR(LOOKUP(10^17,1*RIGHT(LEFT(IJ5270,LEN(IJ5270)-3),ROW($1:$80)))),0,IF(RIGHT(LEFT(IJ5270,LEN(IJ5270)-3),2)=\"--\",0,LOOKUP(10^17,1*RIGHT(LEFT(IJ5270,LEN(IJ5270)-3),ROW($1:$80))))))","v":""},{"$f":"IF(OR(ISBLANK(IK100),IK5270=\"\"),\"\",IF(ISERROR(LOOKUP(10^17,1*RIGHT(LEFT(IK5270,LEN(IK5270)-3),ROW($1:$80)))),0,IF(RIGHT(LEFT(IK5270,LEN(IK5270)-3),2)=\"--\",0,LOOKUP(10^17,1*RIGHT(LEFT(IK5270,LEN(IK5270)-3),ROW($1:$80))))))","v":""},{"$f":"IF(OR(ISBLANK(IL100),IL5270=\"\"),\"\",IF(ISERROR(LOOKUP(10^17,1*RIGHT(LEFT(IL5270,LEN(IL5270)-3),ROW($1:$80)))),0,IF(RIGHT(LEFT(IL5270,LEN(IL5270)-3),2)=\"--\",0,LOOKUP(10^17,1*RIGHT(LEFT(IL5270,LEN(IL5270)-3),ROW($1:$80))))))","v":""},{"$f":"IF(OR(ISBLANK(IM100),IM5270=\"\"),\"\",IF(ISERROR(LOOKUP(10^17,1*RIGHT(LEFT(IM5270,LEN(IM5270)-3),ROW($1:$80)))),0,IF(RIGHT(LEFT(IM5270,LEN(IM5270)-3),2)=\"--\",0,LOOKUP(10^17,1*RIGHT(LEFT(IM5270,LEN(IM5270)-3),ROW($1:$80))))))","v":""},{"$f":"IF(OR(ISBLANK(IN100),IN5270=\"\"),\"\",IF(ISERROR(LOOKUP(10^17,1*RIGHT(LEFT(IN5270,LEN(IN5270)-3),ROW($1:$80)))),0,IF(RIGHT(LEFT(IN5270,LEN(IN5270)-3),2)=\"--\",0,LOOKUP(10^17,1*RIGHT(LEFT(IN5270,LEN(IN5270)-3),ROW($1:$80))))))","v":""},{"$f":"IF(OR(ISBLANK(IO100),IO5270=\"\"),\"\",IF(ISERROR(LOOKUP(10^17,1*RIGHT(LEFT(IO5270,LEN(IO5270)-3),ROW($1:$80)))),0,IF(RIGHT(LEFT(IO5270,LEN(IO5270)-3),2)=\"--\",0,LOOKUP(10^17,1*RIGHT(LEFT(IO5270,LEN(IO5270)-3),ROW($1:$80))))))","v":""},{"$f":"IF(OR(ISBLANK(IP100),IP5270=\"\"),\"\",IF(ISERROR(LOOKUP(10^17,1*RIGHT(LEFT(IP5270,LEN(IP5270)-3),ROW($1:$80)))),0,IF(RIGHT(LEFT(IP5270,LEN(IP5270)-3),2)=\"--\",0,LOOKUP(10^17,1*RIGHT(LEFT(IP5270,LEN(IP5270)-3),ROW($1:$80))))))","v":""},{"$f":"IF(OR(ISBLANK(IQ100),IQ5270=\"\"),\"\",IF(ISERROR(LOOKUP(10^17,1*RIGHT(LEFT(IQ5270,LEN(IQ5270)-3),ROW($1:$80)))),0,IF(RIGHT(LEFT(IQ5270,LEN(IQ5270)-3),2)=\"--\",0,LOOKUP(10^17,1*RIGHT(LEFT(IQ5270,LEN(IQ5270)-3),ROW($1:$80))))))","v":""},{"$f":"IF(OR(ISBLANK(IR100),IR5270=\"\"),\"\",IF(ISERROR(LOOKUP(10^17,1*RIGHT(LEFT(IR5270,LEN(IR5270)-3),ROW($1:$80)))),0,IF(RIGHT(LEFT(IR5270,LEN(IR5270)-3),2)=\"--\",0,LOOKUP(10^17,1*RIGHT(LEFT(IR5270,LEN(IR5270)-3),ROW($1:$80))))))","v":""},{"$f":"IF(OR(ISBLANK(IS100),IS5270=\"\"),\"\",IF(ISERROR(LOOKUP(10^17,1*RIGHT(LEFT(IS5270,LEN(IS5270)-3),ROW($1:$80)))),0,IF(RIGHT(LEFT(IS5270,LEN(IS5270)-3),2)=\"--\",0,LOOKUP(10^17,1*RIGHT(LEFT(IS5270,LEN(IS5270)-3),ROW($1:$80))))))","v":""},{"$f":"IF(OR(ISBLANK(IT100),IT5270=\"\"),\"\",IF(ISERROR(LOOKUP(10^17,1*RIGHT(LEFT(IT5270,LEN(IT5270)-3),ROW($1:$80)))),0,IF(RIGHT(LEFT(IT5270,LEN(IT5270)-3),2)=\"--\",0,LOOKUP(10^17,1*RIGHT(LEFT(IT5270,LEN(IT5270)-3),ROW($1:$80))))))","v":""},{"$f":"IF(OR(ISBLANK(IU100),IU5270=\"\"),\"\",IF(ISERROR(LOOKUP(10^17,1*RIGHT(LEFT(IU5270,LEN(IU5270)-3),ROW($1:$80)))),0,IF(RIGHT(LEFT(IU5270,LEN(IU5270)-3),2)=\"--\",0,LOOKUP(10^17,1*RIGHT(LEFT(IU5270,LEN(IU5270)-3),ROW($1:$80))))))","v":""},{"$f":"IF(OR(ISBLANK(IV100),IV5270=\"\"),\"\",IF(ISERROR(LOOKUP(10^17,1*RIGHT(LEFT(IV5270,LEN(IV5270)-3),ROW($1:$80)))),0,IF(RIGHT(LEFT(IV5270,LEN(IV5270)-3),2)=\"--\",0,LOOKUP(10^17,1*RIGHT(LEFT(IV5270,LEN(IV5270)-3),ROW($1:$80))))))","v":""},{"$f":"IF(OR(ISBLANK(IW100),IW5270=\"\"),\"\",IF(ISERROR(LOOKUP(10^17,1*RIGHT(LEFT(IW5270,LEN(IW5270)-3),ROW($1:$80)))),0,IF(RIGHT(LEFT(IW5270,LEN(IW5270)-3),2)=\"--\",0,LOOKUP(10^17,1*RIGHT(LEFT(IW5270,LEN(IW5270)-3),ROW($1:$80))))))","v":""},{"$f":"IF(OR(ISBLANK(IX100),IX5270=\"\"),\"\",IF(ISERROR(LOOKUP(10^17,1*RIGHT(LEFT(IX5270,LEN(IX5270)-3),ROW($1:$80)))),0,IF(RIGHT(LEFT(IX5270,LEN(IX5270)-3),2)=\"--\",0,LOOKUP(10^17,1*RIGHT(LEFT(IX5270,LEN(IX5270)-3),ROW($1:$80))))))","v":""},{"$f":"IF(OR(ISBLANK(IY100),IY5270=\"\"),\"\",IF(ISERROR(LOOKUP(10^17,1*RIGHT(LEFT(IY5270,LEN(IY5270)-3),ROW($1:$80)))),0,IF(RIGHT(LEFT(IY5270,LEN(IY5270)-3),2)=\"--\",0,LOOKUP(10^17,1*RIGHT(LEFT(IY5270,LEN(IY5270)-3),ROW($1:$80))))))","v":""},{"$f":"IF(OR(ISBLANK(IZ100),IZ5270=\"\"),\"\",IF(ISERROR(LOOKUP(10^17,1*RIGHT(LEFT(IZ5270,LEN(IZ5270)-3),ROW($1:$80)))),0,IF(RIGHT(LEFT(IZ5270,LEN(IZ5270)-3),2)=\"--\",0,LOOKUP(10^17,1*RIGHT(LEFT(IZ5270,LEN(IZ5270)-3),ROW($1:$80))))))","v":""},{"$f":"IF(OR(ISBLANK(JA100),JA5270=\"\"),\"\",IF(ISERROR(LOOKUP(10^17,1*RIGHT(LEFT(JA5270,LEN(JA5270)-3),ROW($1:$80)))),0,IF(RIGHT(LEFT(JA5270,LEN(JA5270)-3),2)=\"--\",0,LOOKUP(10^17,1*RIGHT(LEFT(JA5270,LEN(JA5270)-3),ROW($1:$80))))))","v":""},{"$f":"IF(OR(ISBLANK(JB100),JB5270=\"\"),\"\",IF(ISERROR(LOOKUP(10^17,1*RIGHT(LEFT(JB5270,LEN(JB5270)-3),ROW($1:$80)))),0,IF(RIGHT(LEFT(JB5270,LEN(JB5270)-3),2)=\"--\",0,LOOKUP(10^17,1*RIGHT(LEFT(JB5270,LEN(JB5270)-3),ROW($1:$80))))))","v":""},{"$f":"IF(OR(ISBLANK(JC100),JC5270=\"\"),\"\",IF(ISERROR(LOOKUP(10^17,1*RIGHT(LEFT(JC5270,LEN(JC5270)-3),ROW($1:$80)))),0,IF(RIGHT(LEFT(JC5270,LEN(JC5270)-3),2)=\"--\",0,LOOKUP(10^17,1*RIGHT(LEFT(JC5270,LEN(JC5270)-3),ROW($1:$80))))))","v":""},{"$f":"IF(OR(ISBLANK(JD100),JD5270=\"\"),\"\",IF(ISERROR(LOOKUP(10^17,1*RIGHT(LEFT(JD5270,LEN(JD5270)-3),ROW($1:$80)))),0,IF(RIGHT(LEFT(JD5270,LEN(JD5270)-3),2)=\"--\",0,LOOKUP(10^17,1*RIGHT(LEFT(JD5270,LEN(JD5270)-3),ROW($1:$80))))))","v":""},{"$f":"IF(OR(ISBLANK(JE100),JE5270=\"\"),\"\",IF(ISERROR(LOOKUP(10^17,1*RIGHT(LEFT(JE5270,LEN(JE5270)-3),ROW($1:$80)))),0,IF(RIGHT(LEFT(JE5270,LEN(JE5270)-3),2)=\"--\",0,LOOKUP(10^17,1*RIGHT(LEFT(JE5270,LEN(JE5270)-3),ROW($1:$80))))))","v":""},{"$f":"IF(OR(ISBLANK(JF100),JF5270=\"\"),\"\",IF(ISERROR(LOOKUP(10^17,1*RIGHT(LEFT(JF5270,LEN(JF5270)-3),ROW($1:$80)))),0,IF(RIGHT(LEFT(JF5270,LEN(JF5270)-3),2)=\"--\",0,LOOKUP(10^17,1*RIGHT(LEFT(JF5270,LEN(JF5270)-3),ROW($1:$80))))))","v":""},{"$f":"IF(OR(ISBLANK(JG100),JG5270=\"\"),\"\",IF(ISERROR(LOOKUP(10^17,1*RIGHT(LEFT(JG5270,LEN(JG5270)-3),ROW($1:$80)))),0,IF(RIGHT(LEFT(JG5270,LEN(JG5270)-3),2)=\"--\",0,LOOKUP(10^17,1*RIGHT(LEFT(JG5270,LEN(JG5270)-3),ROW($1:$80))))))","v":""},{"$f":"IF(OR(ISBLANK(JH100),JH5270=\"\"),\"\",IF(ISERROR(LOOKUP(10^17,1*RIGHT(LEFT(JH5270,LEN(JH5270)-3),ROW($1:$80)))),0,IF(RIGHT(LEFT(JH5270,LEN(JH5270)-3),2)=\"--\",0,LOOKUP(10^17,1*RIGHT(LEFT(JH5270,LEN(JH5270)-3),ROW($1:$80))))))","v":""},{"$f":"IF(OR(ISBLANK(JI100),JI5270=\"\"),\"\",IF(ISERROR(LOOKUP(10^17,1*RIGHT(LEFT(JI5270,LEN(JI5270)-3),ROW($1:$80)))),0,IF(RIGHT(LEFT(JI5270,LEN(JI5270)-3),2)=\"--\",0,LOOKUP(10^17,1*RIGHT(LEFT(JI5270,LEN(JI5270)-3),ROW($1:$80))))))","v":""},{"$f":"IF(OR(ISBLANK(JJ100),JJ5270=\"\"),\"\",IF(ISERROR(LOOKUP(10^17,1*RIGHT(LEFT(JJ5270,LEN(JJ5270)-3),ROW($1:$80)))),0,IF(RIGHT(LEFT(JJ5270,LEN(JJ5270)-3),2)=\"--\",0,LOOKUP(10^17,1*RIGHT(LEFT(JJ5270,LEN(JJ5270)-3),ROW($1:$80))))))","v":""},{"$f":"IF(OR(ISBLANK(JK100),JK5270=\"\"),\"\",IF(ISERROR(LOOKUP(10^17,1*RIGHT(LEFT(JK5270,LEN(JK5270)-3),ROW($1:$80)))),0,IF(RIGHT(LEFT(JK5270,LEN(JK5270)-3),2)=\"--\",0,LOOKUP(10^17,1*RIGHT(LEFT(JK5270,LEN(JK5270)-3),ROW($1:$80))))))","v":""},{"$f":"IF(OR(ISBLANK(JL100),JL5270=\"\"),\"\",IF(ISERROR(LOOKUP(10^17,1*RIGHT(LEFT(JL5270,LEN(JL5270)-3),ROW($1:$80)))),0,IF(RIGHT(LEFT(JL5270,LEN(JL5270)-3),2)=\"--\",0,LOOKUP(10^17,1*RIGHT(LEFT(JL5270,LEN(JL5270)-3),ROW($1:$80))))))","v":""},{"$f":"IF(OR(ISBLANK(JM100),JM5270=\"\"),\"\",IF(ISERROR(LOOKUP(10^17,1*RIGHT(LEFT(JM5270,LEN(JM5270)-3),ROW($1:$80)))),0,IF(RIGHT(LEFT(JM5270,LEN(JM5270)-3),2)=\"--\",0,LOOKUP(10^17,1*RIGHT(LEFT(JM5270,LEN(JM5270)-3),ROW($1:$80))))))","v":""},{"$f":"IF(OR(ISBLANK(JN100),JN5270=\"\"),\"\",IF(ISERROR(LOOKUP(10^17,1*RIGHT(LEFT(JN5270,LEN(JN5270)-3),ROW($1:$80)))),0,IF(RIGHT(LEFT(JN5270,LEN(JN5270)-3),2)=\"--\",0,LOOKUP(10^17,1*RIGHT(LEFT(JN5270,LEN(JN5270)-3),ROW($1:$80))))))","v":""},{"$f":"IF(OR(ISBLANK(JO100),JO5270=\"\"),\"\",IF(ISERROR(LOOKUP(10^17,1*RIGHT(LEFT(JO5270,LEN(JO5270)-3),ROW($1:$80)))),0,IF(RIGHT(LEFT(JO5270,LEN(JO5270)-3),2)=\"--\",0,LOOKUP(10^17,1*RIGHT(LEFT(JO5270,LEN(JO5270)-3),ROW($1:$80))))))","v":""},{"$f":"IF(OR(ISBLANK(JP100),JP5270=\"\"),\"\",IF(ISERROR(LOOKUP(10^17,1*RIGHT(LEFT(JP5270,LEN(JP5270)-3),ROW($1:$80)))),0,IF(RIGHT(LEFT(JP5270,LEN(JP5270)-3),2)=\"--\",0,LOOKUP(10^17,1*RIGHT(LEFT(JP5270,LEN(JP5270)-3),ROW($1:$80))))))","v":""},{"$f":"IF(OR(ISBLANK(JQ100),JQ5270=\"\"),\"\",IF(ISERROR(LOOKUP(10^17,1*RIGHT(LEFT(JQ5270,LEN(JQ5270)-3),ROW($1:$80)))),0,IF(RIGHT(LEFT(JQ5270,LEN(JQ5270)-3),2)=\"--\",0,LOOKUP(10^17,1*RIGHT(LEFT(JQ5270,LEN(JQ5270)-3),ROW($1:$80))))))","v":""},{"$f":"IF(OR(ISBLANK(JR100),JR5270=\"\"),\"\",IF(ISERROR(LOOKUP(10^17,1*RIGHT(LEFT(JR5270,LEN(JR5270)-3),ROW($1:$80)))),0,IF(RIGHT(LEFT(JR5270,LEN(JR5270)-3),2)=\"--\",0,LOOKUP(10^17,1*RIGHT(LEFT(JR5270,LEN(JR5270)-3),ROW($1:$80))))))","v":""},{"$f":"IF(OR(ISBLANK(JS100),JS5270=\"\"),\"\",IF(ISERROR(LOOKUP(10^17,1*RIGHT(LEFT(JS5270,LEN(JS5270)-3),ROW($1:$80)))),0,IF(RIGHT(LEFT(JS5270,LEN(JS5270)-3),2)=\"--\",0,LOOKUP(10^17,1*RIGHT(LEFT(JS5270,LEN(JS5270)-3),ROW($1:$80))))))","v":""},{"$f":"IF(OR(ISBLANK(JT100),JT5270=\"\"),\"\",IF(ISERROR(LOOKUP(10^17,1*RIGHT(LEFT(JT5270,LEN(JT5270)-3),ROW($1:$80)))),0,IF(RIGHT(LEFT(JT5270,LEN(JT5270)-3),2)=\"--\",0,LOOKUP(10^17,1*RIGHT(LEFT(JT5270,LEN(JT5270)-3),ROW($1:$80))))))","v":""},{"$f":"IF(OR(ISBLANK(JU100),JU5270=\"\"),\"\",IF(ISERROR(LOOKUP(10^17,1*RIGHT(LEFT(JU5270,LEN(JU5270)-3),ROW($1:$80)))),0,IF(RIGHT(LEFT(JU5270,LEN(JU5270)-3),2)=\"--\",0,LOOKUP(10^17,1*RIGHT(LEFT(JU5270,LEN(JU5270)-3),ROW($1:$80))))))","v":""},{"$f":"IF(OR(ISBLANK(JV100),JV5270=\"\"),\"\",IF(ISERROR(LOOKUP(10^17,1*RIGHT(LEFT(JV5270,LEN(JV5270)-3),ROW($1:$80)))),0,IF(RIGHT(LEFT(JV5270,LEN(JV5270)-3),2)=\"--\",0,LOOKUP(10^17,1*RIGHT(LEFT(JV5270,LEN(JV5270)-3),ROW($1:$80))))))","v":""},{"$f":"IF(OR(ISBLANK(JW100),JW5270=\"\"),\"\",IF(ISERROR(LOOKUP(10^17,1*RIGHT(LEFT(JW5270,LEN(JW5270)-3),ROW($1:$80)))),0,IF(RIGHT(LEFT(JW5270,LEN(JW5270)-3),2)=\"--\",0,LOOKUP(10^17,1*RIGHT(LEFT(JW5270,LEN(JW5270)-3),ROW($1:$80))))))","v":""},{"$f":"IF(OR(ISBLANK(JX100),JX5270=\"\"),\"\",IF(ISERROR(LOOKUP(10^17,1*RIGHT(LEFT(JX5270,LEN(JX5270)-3),ROW($1:$80)))),0,IF(RIGHT(LEFT(JX5270,LEN(JX5270)-3),2)=\"--\",0,LOOKUP(10^17,1*RIGHT(LEFT(JX5270,LEN(JX5270)-3),ROW($1:$80))))))","v":""},{"$f":"IF(OR(ISBLANK(JY100),JY5270=\"\"),\"\",IF(ISERROR(LOOKUP(10^17,1*RIGHT(LEFT(JY5270,LEN(JY5270)-3),ROW($1:$80)))),0,IF(RIGHT(LEFT(JY5270,LEN(JY5270)-3),2)=\"--\",0,LOOKUP(10^17,1*RIGHT(LEFT(JY5270,LEN(JY5270)-3),ROW($1:$80))))))","v":""},{"$f":"IF(OR(ISBLANK(JZ100),JZ5270=\"\"),\"\",IF(ISERROR(LOOKUP(10^17,1*RIGHT(LEFT(JZ5270,LEN(JZ5270)-3),ROW($1:$80)))),0,IF(RIGHT(LEFT(JZ5270,LEN(JZ5270)-3),2)=\"--\",0,LOOKUP(10^17,1*RIGHT(LEFT(JZ5270,LEN(JZ5270)-3),ROW($1:$80))))))","v":""},{"$f":"IF(OR(ISBLANK(KA100),KA5270=\"\"),\"\",IF(ISERROR(LOOKUP(10^17,1*RIGHT(LEFT(KA5270,LEN(KA5270)-3),ROW($1:$80)))),0,IF(RIGHT(LEFT(KA5270,LEN(KA5270)-3),2)=\"--\",0,LOOKUP(10^17,1*RIGHT(LEFT(KA5270,LEN(KA5270)-3),ROW($1:$80))))))","v":""},{"$f":"IF(OR(ISBLANK(KB100),KB5270=\"\"),\"\",IF(ISERROR(LOOKUP(10^17,1*RIGHT(LEFT(KB5270,LEN(KB5270)-3),ROW($1:$80)))),0,IF(RIGHT(LEFT(KB5270,LEN(KB5270)-3),2)=\"--\",0,LOOKUP(10^17,1*RIGHT(LEFT(KB5270,LEN(KB5270)-3),ROW($1:$80))))))","v":""},{"$f":"IF(OR(ISBLANK(KC100),KC5270=\"\"),\"\",IF(ISERROR(LOOKUP(10^17,1*RIGHT(LEFT(KC5270,LEN(KC5270)-3),ROW($1:$80)))),0,IF(RIGHT(LEFT(KC5270,LEN(KC5270)-3),2)=\"--\",0,LOOKUP(10^17,1*RIGHT(LEFT(KC5270,LEN(KC5270)-3),ROW($1:$80))))))","v":""},{"$f":"IF(OR(ISBLANK(KD100),KD5270=\"\"),\"\",IF(ISERROR(LOOKUP(10^17,1*RIGHT(LEFT(KD5270,LEN(KD5270)-3),ROW($1:$80)))),0,IF(RIGHT(LEFT(KD5270,LEN(KD5270)-3),2)=\"--\",0,LOOKUP(10^17,1*RIGHT(LEFT(KD5270,LEN(KD5270)-3),ROW($1:$80))))))","v":""},{"$f":"IF(OR(ISBLANK(KE100),KE5270=\"\"),\"\",IF(ISERROR(LOOKUP(10^17,1*RIGHT(LEFT(KE5270,LEN(KE5270)-3),ROW($1:$80)))),0,IF(RIGHT(LEFT(KE5270,LEN(KE5270)-3),2)=\"--\",0,LOOKUP(10^17,1*RIGHT(LEFT(KE5270,LEN(KE5270)-3),ROW($1:$80))))))","v":""},{"$f":"IF(OR(ISBLANK(KF100),KF5270=\"\"),\"\",IF(ISERROR(LOOKUP(10^17,1*RIGHT(LEFT(KF5270,LEN(KF5270)-3),ROW($1:$80)))),0,IF(RIGHT(LEFT(KF5270,LEN(KF5270)-3),2)=\"--\",0,LOOKUP(10^17,1*RIGHT(LEFT(KF5270,LEN(KF5270)-3),ROW($1:$80))))))","v":""},{"$f":"IF(OR(ISBLANK(KG100),KG5270=\"\"),\"\",IF(ISERROR(LOOKUP(10^17,1*RIGHT(LEFT(KG5270,LEN(KG5270)-3),ROW($1:$80)))),0,IF(RIGHT(LEFT(KG5270,LEN(KG5270)-3),2)=\"--\",0,LOOKUP(10^17,1*RIGHT(LEFT(KG5270,LEN(KG5270)-3),ROW($1:$80))))))","v":""},{"$f":"IF(OR(ISBLANK(KH100),KH5270=\"\"),\"\",IF(ISERROR(LOOKUP(10^17,1*RIGHT(LEFT(KH5270,LEN(KH5270)-3),ROW($1:$80)))),0,IF(RIGHT(LEFT(KH5270,LEN(KH5270)-3),2)=\"--\",0,LOOKUP(10^17,1*RIGHT(LEFT(KH5270,LEN(KH5270)-3),ROW($1:$80))))))","v":""},{"$f":"IF(OR(ISBLANK(KI100),KI5270=\"\"),\"\",IF(ISERROR(LOOKUP(10^17,1*RIGHT(LEFT(KI5270,LEN(KI5270)-3),ROW($1:$80)))),0,IF(RIGHT(LEFT(KI5270,LEN(KI5270)-3),2)=\"--\",0,LOOKUP(10^17,1*RIGHT(LEFT(KI5270,LEN(KI5270)-3),ROW($1:$80))))))","v":""},{"$f":"IF(OR(ISBLANK(KJ100),KJ5270=\"\"),\"\",IF(ISERROR(LOOKUP(10^17,1*RIGHT(LEFT(KJ5270,LEN(KJ5270)-3),ROW($1:$80)))),0,IF(RIGHT(LEFT(KJ5270,LEN(KJ5270)-3),2)=\"--\",0,LOOKUP(10^17,1*RIGHT(LEFT(KJ5270,LEN(KJ5270)-3),ROW($1:$80))))))","v":""},{"$f":"IF(OR(ISBLANK(KK100),KK5270=\"\"),\"\",IF(ISERROR(LOOKUP(10^17,1*RIGHT(LEFT(KK5270,LEN(KK5270)-3),ROW($1:$80)))),0,IF(RIGHT(LEFT(KK5270,LEN(KK5270)-3),2)=\"--\",0,LOOKUP(10^17,1*RIGHT(LEFT(KK5270,LEN(KK5270)-3),ROW($1:$80))))))","v":""},{"$f":"IF(OR(ISBLANK(KL100),KL5270=\"\"),\"\",IF(ISERROR(LOOKUP(10^17,1*RIGHT(LEFT(KL5270,LEN(KL5270)-3),ROW($1:$80)))),0,IF(RIGHT(LEFT(KL5270,LEN(KL5270)-3),2)=\"--\",0,LOOKUP(10^17,1*RIGHT(LEFT(KL5270,LEN(KL5270)-3),ROW($1:$80))))))","v":""},{"$f":"IF(OR(ISBLANK(KM100),KM5270=\"\"),\"\",IF(ISERROR(LOOKUP(10^17,1*RIGHT(LEFT(KM5270,LEN(KM5270)-3),ROW($1:$80)))),0,IF(RIGHT(LEFT(KM5270,LEN(KM5270)-3),2)=\"--\",0,LOOKUP(10^17,1*RIGHT(LEFT(KM5270,LEN(KM5270)-3),ROW($1:$80))))))","v":""},{"$f":"IF(OR(ISBLANK(KN100),KN5270=\"\"),\"\",IF(ISERROR(LOOKUP(10^17,1*RIGHT(LEFT(KN5270,LEN(KN5270)-3),ROW($1:$80)))),0,IF(RIGHT(LEFT(KN5270,LEN(KN5270)-3),2)=\"--\",0,LOOKUP(10^17,1*RIGHT(LEFT(KN5270,LEN(KN5270)-3),ROW($1:$80))))))","v":""},{"$f":"IF(OR(ISBLANK(KO100),KO5270=\"\"),\"\",IF(ISERROR(LOOKUP(10^17,1*RIGHT(LEFT(KO5270,LEN(KO5270)-3),ROW($1:$80)))),0,IF(RIGHT(LEFT(KO5270,LEN(KO5270)-3),2)=\"--\",0,LOOKUP(10^17,1*RIGHT(LEFT(KO5270,LEN(KO5270)-3),ROW($1:$80))))))","v":""},{"$f":"IF(OR(ISBLANK(KP100),KP5270=\"\"),\"\",IF(ISERROR(LOOKUP(10^17,1*RIGHT(LEFT(KP5270,LEN(KP5270)-3),ROW($1:$80)))),0,IF(RIGHT(LEFT(KP5270,LEN(KP5270)-3),2)=\"--\",0,LOOKUP(10^17,1*RIGHT(LEFT(KP5270,LEN(KP5270)-3),ROW($1:$80))))))","v":""},{"$f":"IF(OR(ISBLANK(KQ100),KQ5270=\"\"),\"\",IF(ISERROR(LOOKUP(10^17,1*RIGHT(LEFT(KQ5270,LEN(KQ5270)-3),ROW($1:$80)))),0,IF(RIGHT(LEFT(KQ5270,LEN(KQ5270)-3),2)=\"--\",0,LOOKUP(10^17,1*RIGHT(LEFT(KQ5270,LEN(KQ5270)-3),ROW($1:$80))))))","v":""},{"$f":"IF(OR(ISBLANK(KR100),KR5270=\"\"),\"\",IF(ISERROR(LOOKUP(10^17,1*RIGHT(LEFT(KR5270,LEN(KR5270)-3),ROW($1:$80)))),0,IF(RIGHT(LEFT(KR5270,LEN(KR5270)-3),2)=\"--\",0,LOOKUP(10^17,1*RIGHT(LEFT(KR5270,LEN(KR5270)-3),ROW($1:$80))))))","v":""},{"$f":"IF(OR(ISBLANK(KS100),KS5270=\"\"),\"\",IF(ISERROR(LOOKUP(10^17,1*RIGHT(LEFT(KS5270,LEN(KS5270)-3),ROW($1:$80)))),0,IF(RIGHT(LEFT(KS5270,LEN(KS5270)-3),2)=\"--\",0,LOOKUP(10^17,1*RIGHT(LEFT(KS5270,LEN(KS5270)-3),ROW($1:$80))))))","v":""},{"$f":"IF(OR(ISBLANK(KT100),KT5270=\"\"),\"\",IF(ISERROR(LOOKUP(10^17,1*RIGHT(LEFT(KT5270,LEN(KT5270)-3),ROW($1:$80)))),0,IF(RIGHT(LEFT(KT5270,LEN(KT5270)-3),2)=\"--\",0,LOOKUP(10^17,1*RIGHT(LEFT(KT5270,LEN(KT5270)-3),ROW($1:$80))))))","v":""},{"$f":"IF(OR(ISBLANK(KU100),KU5270=\"\"),\"\",IF(ISERROR(LOOKUP(10^17,1*RIGHT(LEFT(KU5270,LEN(KU5270)-3),ROW($1:$80)))),0,IF(RIGHT(LEFT(KU5270,LEN(KU5270)-3),2)=\"--\",0,LOOKUP(10^17,1*RIGHT(LEFT(KU5270,LEN(KU5270)-3),ROW($1:$80))))))","v":""},{"$f":"IF(OR(ISBLANK(KV100),KV5270=\"\"),\"\",IF(ISERROR(LOOKUP(10^17,1*RIGHT(LEFT(KV5270,LEN(KV5270)-3),ROW($1:$80)))),0,IF(RIGHT(LEFT(KV5270,LEN(KV5270)-3),2)=\"--\",0,LOOKUP(10^17,1*RIGHT(LEFT(KV5270,LEN(KV5270)-3),ROW($1:$80))))))","v":""},{"$f":"IF(OR(ISBLANK(KW100),KW5270=\"\"),\"\",IF(ISERROR(LOOKUP(10^17,1*RIGHT(LEFT(KW5270,LEN(KW5270)-3),ROW($1:$80)))),0,IF(RIGHT(LEFT(KW5270,LEN(KW5270)-3),2)=\"--\",0,LOOKUP(10^17,1*RIGHT(LEFT(KW5270,LEN(KW5270)-3),ROW($1:$80))))))","v":""},{"$f":"IF(OR(ISBLANK(KX100),KX5270=\"\"),\"\",IF(ISERROR(LOOKUP(10^17,1*RIGHT(LEFT(KX5270,LEN(KX5270)-3),ROW($1:$80)))),0,IF(RIGHT(LEFT(KX5270,LEN(KX5270)-3),2)=\"--\",0,LOOKUP(10^17,1*RIGHT(LEFT(KX5270,LEN(KX5270)-3),ROW($1:$80))))))","v":""},{"$f":"IF(OR(ISBLANK(KY100),KY5270=\"\"),\"\",IF(ISERROR(LOOKUP(10^17,1*RIGHT(LEFT(KY5270,LEN(KY5270)-3),ROW($1:$80)))),0,IF(RIGHT(LEFT(KY5270,LEN(KY5270)-3),2)=\"--\",0,LOOKUP(10^17,1*RIGHT(LEFT(KY5270,LEN(KY5270)-3),ROW($1:$80))))))","v":""},{"$f":"IF(OR(ISBLANK(KZ100),KZ5270=\"\"),\"\",IF(ISERROR(LOOKUP(10^17,1*RIGHT(LEFT(KZ5270,LEN(KZ5270)-3),ROW($1:$80)))),0,IF(RIGHT(LEFT(KZ5270,LEN(KZ5270)-3),2)=\"--\",0,LOOKUP(10^17,1*RIGHT(LEFT(KZ5270,LEN(KZ5270)-3),ROW($1:$80))))))","v":""},{"$f":"IF(OR(ISBLANK(LA100),LA5270=\"\"),\"\",IF(ISERROR(LOOKUP(10^17,1*RIGHT(LEFT(LA5270,LEN(LA5270)-3),ROW($1:$80)))),0,IF(RIGHT(LEFT(LA5270,LEN(LA5270)-3),2)=\"--\",0,LOOKUP(10^17,1*RIGHT(LEFT(LA5270,LEN(LA5270)-3),ROW($1:$80))))))","v":""},{"$f":"IF(OR(ISBLANK(LB100),LB5270=\"\"),\"\",IF(ISERROR(LOOKUP(10^17,1*RIGHT(LEFT(LB5270,LEN(LB5270)-3),ROW($1:$80)))),0,IF(RIGHT(LEFT(LB5270,LEN(LB5270)-3),2)=\"--\",0,LOOKUP(10^17,1*RIGHT(LEFT(LB5270,LEN(LB5270)-3),ROW($1:$80))))))","v":""},{"$f":"IF(OR(ISBLANK(LC100),LC5270=\"\"),\"\",IF(ISERROR(LOOKUP(10^17,1*RIGHT(LEFT(LC5270,LEN(LC5270)-3),ROW($1:$80)))),0,IF(RIGHT(LEFT(LC5270,LEN(LC5270)-3),2)=\"--\",0,LOOKUP(10^17,1*RIGHT(LEFT(LC5270,LEN(LC5270)-3),ROW($1:$80))))))","v":""},{"$f":"IF(OR(ISBLANK(LD100),LD5270=\"\"),\"\",IF(ISERROR(LOOKUP(10^17,1*RIGHT(LEFT(LD5270,LEN(LD5270)-3),ROW($1:$80)))),0,IF(RIGHT(LEFT(LD5270,LEN(LD5270)-3),2)=\"--\",0,LOOKUP(10^17,1*RIGHT(LEFT(LD5270,LEN(LD5270)-3),ROW($1:$80))))))","v":""},{"$f":"IF(OR(ISBLANK(LE100),LE5270=\"\"),\"\",IF(ISERROR(LOOKUP(10^17,1*RIGHT(LEFT(LE5270,LEN(LE5270)-3),ROW($1:$80)))),0,IF(RIGHT(LEFT(LE5270,LEN(LE5270)-3),2)=\"--\",0,LOOKUP(10^17,1*RIGHT(LEFT(LE5270,LEN(LE5270)-3),ROW($1:$80))))))","v":""},{"$f":"IF(OR(ISBLANK(LF100),LF5270=\"\"),\"\",IF(ISERROR(LOOKUP(10^17,1*RIGHT(LEFT(LF5270,LEN(LF5270)-3),ROW($1:$80)))),0,IF(RIGHT(LEFT(LF5270,LEN(LF5270)-3),2)=\"--\",0,LOOKUP(10^17,1*RIGHT(LEFT(LF5270,LEN(LF5270)-3),ROW($1:$80))))))","v":""},{"$f":"IF(OR(ISBLANK(LG100),LG5270=\"\"),\"\",IF(ISERROR(LOOKUP(10^17,1*RIGHT(LEFT(LG5270,LEN(LG5270)-3),ROW($1:$80)))),0,IF(RIGHT(LEFT(LG5270,LEN(LG5270)-3),2)=\"--\",0,LOOKUP(10^17,1*RIGHT(LEFT(LG5270,LEN(LG5270)-3),ROW($1:$80))))))","v":""},{"$f":"IF(OR(ISBLANK(LH100),LH5270=\"\"),\"\",IF(ISERROR(LOOKUP(10^17,1*RIGHT(LEFT(LH5270,LEN(LH5270)-3),ROW($1:$80)))),0,IF(RIGHT(LEFT(LH5270,LEN(LH5270)-3),2)=\"--\",0,LOOKUP(10^17,1*RIGHT(LEFT(LH5270,LEN(LH5270)-3),ROW($1:$80))))))","v":""},{"$f":"IF(OR(ISBLANK(LI100),LI5270=\"\"),\"\",IF(ISERROR(LOOKUP(10^17,1*RIGHT(LEFT(LI5270,LEN(LI5270)-3),ROW($1:$80)))),0,IF(RIGHT(LEFT(LI5270,LEN(LI5270)-3),2)=\"--\",0,LOOKUP(10^17,1*RIGHT(LEFT(LI5270,LEN(LI5270)-3),ROW($1:$80))))))","v":""},{"$f":"IF(OR(ISBLANK(LJ100),LJ5270=\"\"),\"\",IF(ISERROR(LOOKUP(10^17,1*RIGHT(LEFT(LJ5270,LEN(LJ5270)-3),ROW($1:$80)))),0,IF(RIGHT(LEFT(LJ5270,LEN(LJ5270)-3),2)=\"--\",0,LOOKUP(10^17,1*RIGHT(LEFT(LJ5270,LEN(LJ5270)-3),ROW($1:$80))))))","v":""},{"$f":"IF(OR(ISBLANK(LK100),LK5270=\"\"),\"\",IF(ISERROR(LOOKUP(10^17,1*RIGHT(LEFT(LK5270,LEN(LK5270)-3),ROW($1:$80)))),0,IF(RIGHT(LEFT(LK5270,LEN(LK5270)-3),2)=\"--\",0,LOOKUP(10^17,1*RIGHT(LEFT(LK5270,LEN(LK5270)-3),ROW($1:$80))))))","v":""},{"$f":"IF(OR(ISBLANK(LL100),LL5270=\"\"),\"\",IF(ISERROR(LOOKUP(10^17,1*RIGHT(LEFT(LL5270,LEN(LL5270)-3),ROW($1:$80)))),0,IF(RIGHT(LEFT(LL5270,LEN(LL5270)-3),2)=\"--\",0,LOOKUP(10^17,1*RIGHT(LEFT(LL5270,LEN(LL5270)-3),ROW($1:$80))))))","v":""},{"$f":"IF(OR(ISBLANK(LM100),LM5270=\"\"),\"\",IF(ISERROR(LOOKUP(10^17,1*RIGHT(LEFT(LM5270,LEN(LM5270)-3),ROW($1:$80)))),0,IF(RIGHT(LEFT(LM5270,LEN(LM5270)-3),2)=\"--\",0,LOOKUP(10^17,1*RIGHT(LEFT(LM5270,LEN(LM5270)-3),ROW($1:$80))))))","v":""},{"$f":"IF(OR(ISBLANK(LN100),LN5270=\"\"),\"\",IF(ISERROR(LOOKUP(10^17,1*RIGHT(LEFT(LN5270,LEN(LN5270)-3),ROW($1:$80)))),0,IF(RIGHT(LEFT(LN5270,LEN(LN5270)-3),2)=\"--\",0,LOOKUP(10^17,1*RIGHT(LEFT(LN5270,LEN(LN5270)-3),ROW($1:$80))))))","v":""},{"$f":"IF(OR(ISBLANK(LO100),LO5270=\"\"),\"\",IF(ISERROR(LOOKUP(10^17,1*RIGHT(LEFT(LO5270,LEN(LO5270)-3),ROW($1:$80)))),0,IF(RIGHT(LEFT(LO5270,LEN(LO5270)-3),2)=\"--\",0,LOOKUP(10^17,1*RIGHT(LEFT(LO5270,LEN(LO5270)-3),ROW($1:$80))))))","v":""},{"$f":"IF(OR(ISBLANK(LP100),LP5270=\"\"),\"\",IF(ISERROR(LOOKUP(10^17,1*RIGHT(LEFT(LP5270,LEN(LP5270)-3),ROW($1:$80)))),0,IF(RIGHT(LEFT(LP5270,LEN(LP5270)-3),2)=\"--\",0,LOOKUP(10^17,1*RIGHT(LEFT(LP5270,LEN(LP5270)-3),ROW($1:$80))))))","v":""},{"$f":"IF(OR(ISBLANK(LQ100),LQ5270=\"\"),\"\",IF(ISERROR(LOOKUP(10^17,1*RIGHT(LEFT(LQ5270,LEN(LQ5270)-3),ROW($1:$80)))),0,IF(RIGHT(LEFT(LQ5270,LEN(LQ5270)-3),2)=\"--\",0,LOOKUP(10^17,1*RIGHT(LEFT(LQ5270,LEN(LQ5270)-3),ROW($1:$80))))))","v":""},{"$f":"IF(OR(ISBLANK(LR100),LR5270=\"\"),\"\",IF(ISERROR(LOOKUP(10^17,1*RIGHT(LEFT(LR5270,LEN(LR5270)-3),ROW($1:$80)))),0,IF(RIGHT(LEFT(LR5270,LEN(LR5270)-3),2)=\"--\",0,LOOKUP(10^17,1*RIGHT(LEFT(LR5270,LEN(LR5270)-3),ROW($1:$80))))))","v":""},{"$f":"IF(OR(ISBLANK(LS100),LS5270=\"\"),\"\",IF(ISERROR(LOOKUP(10^17,1*RIGHT(LEFT(LS5270,LEN(LS5270)-3),ROW($1:$80)))),0,IF(RIGHT(LEFT(LS5270,LEN(LS5270)-3),2)=\"--\",0,LOOKUP(10^17,1*RIGHT(LEFT(LS5270,LEN(LS5270)-3),ROW($1:$80))))))","v":""},{"$f":"IF(OR(ISBLANK(LT100),LT5270=\"\"),\"\",IF(ISERROR(LOOKUP(10^17,1*RIGHT(LEFT(LT5270,LEN(LT5270)-3),ROW($1:$80)))),0,IF(RIGHT(LEFT(LT5270,LEN(LT5270)-3),2)=\"--\",0,LOOKUP(10^17,1*RIGHT(LEFT(LT5270,LEN(LT5270)-3),ROW($1:$80))))))","v":""},{"$f":"IF(OR(ISBLANK(LU100),LU5270=\"\"),\"\",IF(ISERROR(LOOKUP(10^17,1*RIGHT(LEFT(LU5270,LEN(LU5270)-3),ROW($1:$80)))),0,IF(RIGHT(LEFT(LU5270,LEN(LU5270)-3),2)=\"--\",0,LOOKUP(10^17,1*RIGHT(LEFT(LU5270,LEN(LU5270)-3),ROW($1:$80))))))","v":""},{"$f":"IF(OR(ISBLANK(LV100),LV5270=\"\"),\"\",IF(ISERROR(LOOKUP(10^17,1*RIGHT(LEFT(LV5270,LEN(LV5270)-3),ROW($1:$80)))),0,IF(RIGHT(LEFT(LV5270,LEN(LV5270)-3),2)=\"--\",0,LOOKUP(10^17,1*RIGHT(LEFT(LV5270,LEN(LV5270)-3),ROW($1:$80))))))","v":""},{"$f":"IF(OR(ISBLANK(LW100),LW5270=\"\"),\"\",IF(ISERROR(LOOKUP(10^17,1*RIGHT(LEFT(LW5270,LEN(LW5270)-3),ROW($1:$80)))),0,IF(RIGHT(LEFT(LW5270,LEN(LW5270)-3),2)=\"--\",0,LOOKUP(10^17,1*RIGHT(LEFT(LW5270,LEN(LW5270)-3),ROW($1:$80))))))","v":""},{"$f":"IF(OR(ISBLANK(LX100),LX5270=\"\"),\"\",IF(ISERROR(LOOKUP(10^17,1*RIGHT(LEFT(LX5270,LEN(LX5270)-3),ROW($1:$80)))),0,IF(RIGHT(LEFT(LX5270,LEN(LX5270)-3),2)=\"--\",0,LOOKUP(10^17,1*RIGHT(LEFT(LX5270,LEN(LX5270)-3),ROW($1:$80))))))","v":""},{"$f":"IF(OR(ISBLANK(LY100),LY5270=\"\"),\"\",IF(ISERROR(LOOKUP(10^17,1*RIGHT(LEFT(LY5270,LEN(LY5270)-3),ROW($1:$80)))),0,IF(RIGHT(LEFT(LY5270,LEN(LY5270)-3),2)=\"--\",0,LOOKUP(10^17,1*RIGHT(LEFT(LY5270,LEN(LY5270)-3),ROW($1:$80))))))","v":""},{"$f":"IF(OR(ISBLANK(LZ100),LZ5270=\"\"),\"\",IF(ISERROR(LOOKUP(10^17,1*RIGHT(LEFT(LZ5270,LEN(LZ5270)-3),ROW($1:$80)))),0,IF(RIGHT(LEFT(LZ5270,LEN(LZ5270)-3),2)=\"--\",0,LOOKUP(10^17,1*RIGHT(LEFT(LZ5270,LEN(LZ5270)-3),ROW($1:$80))))))","v":""},{"$f":"IF(OR(ISBLANK(MA100),MA5270=\"\"),\"\",IF(ISERROR(LOOKUP(10^17,1*RIGHT(LEFT(MA5270,LEN(MA5270)-3),ROW($1:$80)))),0,IF(RIGHT(LEFT(MA5270,LEN(MA5270)-3),2)=\"--\",0,LOOKUP(10^17,1*RIGHT(LEFT(MA5270,LEN(MA5270)-3),ROW($1:$80))))))","v":""},{"$f":"IF(OR(ISBLANK(MB100),MB5270=\"\"),\"\",IF(ISERROR(LOOKUP(10^17,1*RIGHT(LEFT(MB5270,LEN(MB5270)-3),ROW($1:$80)))),0,IF(RIGHT(LEFT(MB5270,LEN(MB5270)-3),2)=\"--\",0,LOOKUP(10^17,1*RIGHT(LEFT(MB5270,LEN(MB5270)-3),ROW($1:$80))))))","v":""},{"$f":"IF(OR(ISBLANK(MC100),MC5270=\"\"),\"\",IF(ISERROR(LOOKUP(10^17,1*RIGHT(LEFT(MC5270,LEN(MC5270)-3),ROW($1:$80)))),0,IF(RIGHT(LEFT(MC5270,LEN(MC5270)-3),2)=\"--\",0,LOOKUP(10^17,1*RIGHT(LEFT(MC5270,LEN(MC5270)-3),ROW($1:$80))))))","v":""},{"$f":"IF(OR(ISBLANK(MD100),MD5270=\"\"),\"\",IF(ISERROR(LOOKUP(10^17,1*RIGHT(LEFT(MD5270,LEN(MD5270)-3),ROW($1:$80)))),0,IF(RIGHT(LEFT(MD5270,LEN(MD5270)-3),2)=\"--\",0,LOOKUP(10^17,1*RIGHT(LEFT(MD5270,LEN(MD5270)-3),ROW($1:$80))))))","v":""},{"$f":"IF(OR(ISBLANK(ME100),ME5270=\"\"),\"\",IF(ISERROR(LOOKUP(10^17,1*RIGHT(LEFT(ME5270,LEN(ME5270)-3),ROW($1:$80)))),0,IF(RIGHT(LEFT(ME5270,LEN(ME5270)-3),2)=\"--\",0,LOOKUP(10^17,1*RIGHT(LEFT(ME5270,LEN(ME5270)-3),ROW($1:$80))))))","v":""},{"$f":"IF(OR(ISBLANK(MF100),MF5270=\"\"),\"\",IF(ISERROR(LOOKUP(10^17,1*RIGHT(LEFT(MF5270,LEN(MF5270)-3),ROW($1:$80)))),0,IF(RIGHT(LEFT(MF5270,LEN(MF5270)-3),2)=\"--\",0,LOOKUP(10^17,1*RIGHT(LEFT(MF5270,LEN(MF5270)-3),ROW($1:$80))))))","v":""},{"$f":"IF(OR(ISBLANK(MG100),MG5270=\"\"),\"\",IF(ISERROR(LOOKUP(10^17,1*RIGHT(LEFT(MG5270,LEN(MG5270)-3),ROW($1:$80)))),0,IF(RIGHT(LEFT(MG5270,LEN(MG5270)-3),2)=\"--\",0,LOOKUP(10^17,1*RIGHT(LEFT(MG5270,LEN(MG5270)-3),ROW($1:$80))))))","v":""},{"$f":"IF(OR(ISBLANK(MH100),MH5270=\"\"),\"\",IF(ISERROR(LOOKUP(10^17,1*RIGHT(LEFT(MH5270,LEN(MH5270)-3),ROW($1:$80)))),0,IF(RIGHT(LEFT(MH5270,LEN(MH5270)-3),2)=\"--\",0,LOOKUP(10^17,1*RIGHT(LEFT(MH5270,LEN(MH5270)-3),ROW($1:$80))))))","v":""},{"$f":"IF(OR(ISBLANK(MI100),MI5270=\"\"),\"\",IF(ISERROR(LOOKUP(10^17,1*RIGHT(LEFT(MI5270,LEN(MI5270)-3),ROW($1:$80)))),0,IF(RIGHT(LEFT(MI5270,LEN(MI5270)-3),2)=\"--\",0,LOOKUP(10^17,1*RIGHT(LEFT(MI5270,LEN(MI5270)-3),ROW($1:$80))))))","v":""},{"$f":"IF(OR(ISBLANK(MJ100),MJ5270=\"\"),\"\",IF(ISERROR(LOOKUP(10^17,1*RIGHT(LEFT(MJ5270,LEN(MJ5270)-3),ROW($1:$80)))),0,IF(RIGHT(LEFT(MJ5270,LEN(MJ5270)-3),2)=\"--\",0,LOOKUP(10^17,1*RIGHT(LEFT(MJ5270,LEN(MJ5270)-3),ROW($1:$80))))))","v":""},{"$f":"IF(OR(ISBLANK(MK100),MK5270=\"\"),\"\",IF(ISERROR(LOOKUP(10^17,1*RIGHT(LEFT(MK5270,LEN(MK5270)-3),ROW($1:$80)))),0,IF(RIGHT(LEFT(MK5270,LEN(MK5270)-3),2)=\"--\",0,LOOKUP(10^17,1*RIGHT(LEFT(MK5270,LEN(MK5270)-3),ROW($1:$80))))))","v":""},{"$f":"IF(OR(ISBLANK(ML100),ML5270=\"\"),\"\",IF(ISERROR(LOOKUP(10^17,1*RIGHT(LEFT(ML5270,LEN(ML5270)-3),ROW($1:$80)))),0,IF(RIGHT(LEFT(ML5270,LEN(ML5270)-3),2)=\"--\",0,LOOKUP(10^17,1*RIGHT(LEFT(ML5270,LEN(ML5270)-3),ROW($1:$80))))))","v":""},{"$f":"IF(OR(ISBLANK(MM100),MM5270=\"\"),\"\",IF(ISERROR(LOOKUP(10^17,1*RIGHT(LEFT(MM5270,LEN(MM5270)-3),ROW($1:$80)))),0,IF(RIGHT(LEFT(MM5270,LEN(MM5270)-3),2)=\"--\",0,LOOKUP(10^17,1*RIGHT(LEFT(MM5270,LEN(MM5270)-3),ROW($1:$80))))))","v":""},{"$f":"IF(OR(ISBLANK(MN100),MN5270=\"\"),\"\",IF(ISERROR(LOOKUP(10^17,1*RIGHT(LEFT(MN5270,LEN(MN5270)-3),ROW($1:$80)))),0,IF(RIGHT(LEFT(MN5270,LEN(MN5270)-3),2)=\"--\",0,LOOKUP(10^17,1*RIGHT(LEFT(MN5270,LEN(MN5270)-3),ROW($1:$80))))))","v":""},{"$f":"IF(OR(ISBLANK(MO100),MO5270=\"\"),\"\",IF(ISERROR(LOOKUP(10^17,1*RIGHT(LEFT(MO5270,LEN(MO5270)-3),ROW($1:$80)))),0,IF(RIGHT(LEFT(MO5270,LEN(MO5270)-3),2)=\"--\",0,LOOKUP(10^17,1*RIGHT(LEFT(MO5270,LEN(MO5270)-3),ROW($1:$80))))))","v":""},{"$f":"IF(OR(ISBLANK(MP100),MP5270=\"\"),\"\",IF(ISERROR(LOOKUP(10^17,1*RIGHT(LEFT(MP5270,LEN(MP5270)-3),ROW($1:$80)))),0,IF(RIGHT(LEFT(MP5270,LEN(MP5270)-3),2)=\"--\",0,LOOKUP(10^17,1*RIGHT(LEFT(MP5270,LEN(MP5270)-3),ROW($1:$80))))))","v":""},{"$f":"IF(OR(ISBLANK(MQ100),MQ5270=\"\"),\"\",IF(ISERROR(LOOKUP(10^17,1*RIGHT(LEFT(MQ5270,LEN(MQ5270)-3),ROW($1:$80)))),0,IF(RIGHT(LEFT(MQ5270,LEN(MQ5270)-3),2)=\"--\",0,LOOKUP(10^17,1*RIGHT(LEFT(MQ5270,LEN(MQ5270)-3),ROW($1:$80))))))","v":""},{"$f":"IF(OR(ISBLANK(MR100),MR5270=\"\"),\"\",IF(ISERROR(LOOKUP(10^17,1*RIGHT(LEFT(MR5270,LEN(MR5270)-3),ROW($1:$80)))),0,IF(RIGHT(LEFT(MR5270,LEN(MR5270)-3),2)=\"--\",0,LOOKUP(10^17,1*RIGHT(LEFT(MR5270,LEN(MR5270)-3),ROW($1:$80))))))","v":""},{"$f":"IF(OR(ISBLANK(MS100),MS5270=\"\"),\"\",IF(ISERROR(LOOKUP(10^17,1*RIGHT(LEFT(MS5270,LEN(MS5270)-3),ROW($1:$80)))),0,IF(RIGHT(LEFT(MS5270,LEN(MS5270)-3),2)=\"--\",0,LOOKUP(10^17,1*RIGHT(LEFT(MS5270,LEN(MS5270)-3),ROW($1:$80))))))","v":""},{"$f":"IF(OR(ISBLANK(MT100),MT5270=\"\"),\"\",IF(ISERROR(LOOKUP(10^17,1*RIGHT(LEFT(MT5270,LEN(MT5270)-3),ROW($1:$80)))),0,IF(RIGHT(LEFT(MT5270,LEN(MT5270)-3),2)=\"--\",0,LOOKUP(10^17,1*RIGHT(LEFT(MT5270,LEN(MT5270)-3),ROW($1:$80))))))","v":""},{"$f":"IF(OR(ISBLANK(MU100),MU5270=\"\"),\"\",IF(ISERROR(LOOKUP(10^17,1*RIGHT(LEFT(MU5270,LEN(MU5270)-3),ROW($1:$80)))),0,IF(RIGHT(LEFT(MU5270,LEN(MU5270)-3),2)=\"--\",0,LOOKUP(10^17,1*RIGHT(LEFT(MU5270,LEN(MU5270)-3),ROW($1:$80))))))","v":""},{"$f":"IF(OR(ISBLANK(MV100),MV5270=\"\"),\"\",IF(ISERROR(LOOKUP(10^17,1*RIGHT(LEFT(MV5270,LEN(MV5270)-3),ROW($1:$80)))),0,IF(RIGHT(LEFT(MV5270,LEN(MV5270)-3),2)=\"--\",0,LOOKUP(10^17,1*RIGHT(LEFT(MV5270,LEN(MV5270)-3),ROW($1:$80))))))","v":""},{"$f":"IF(OR(ISBLANK(MW100),MW5270=\"\"),\"\",IF(ISERROR(LOOKUP(10^17,1*RIGHT(LEFT(MW5270,LEN(MW5270)-3),ROW($1:$80)))),0,IF(RIGHT(LEFT(MW5270,LEN(MW5270)-3),2)=\"--\",0,LOOKUP(10^17,1*RIGHT(LEFT(MW5270,LEN(MW5270)-3),ROW($1:$80))))))","v":""},{"$f":"IF(OR(ISBLANK(MX100),MX5270=\"\"),\"\",IF(ISERROR(LOOKUP(10^17,1*RIGHT(LEFT(MX5270,LEN(MX5270)-3),ROW($1:$80)))),0,IF(RIGHT(LEFT(MX5270,LEN(MX5270)-3),2)=\"--\",0,LOOKUP(10^17,1*RIGHT(LEFT(MX5270,LEN(MX5270)-3),ROW($1:$80))))))","v":""},{"$f":"IF(OR(ISBLANK(MY100),MY5270=\"\"),\"\",IF(ISERROR(LOOKUP(10^17,1*RIGHT(LEFT(MY5270,LEN(MY5270)-3),ROW($1:$80)))),0,IF(RIGHT(LEFT(MY5270,LEN(MY5270)-3),2)=\"--\",0,LOOKUP(10^17,1*RIGHT(LEFT(MY5270,LEN(MY5270)-3),ROW($1:$80))))))","v":""},{"$f":"IF(OR(ISBLANK(MZ100),MZ5270=\"\"),\"\",IF(ISERROR(LOOKUP(10^17,1*RIGHT(LEFT(MZ5270,LEN(MZ5270)-3),ROW($1:$80)))),0,IF(RIGHT(LEFT(MZ5270,LEN(MZ5270)-3),2)=\"--\",0,LOOKUP(10^17,1*RIGHT(LEFT(MZ5270,LEN(MZ5270)-3),ROW($1:$80))))))","v":""},{"$f":"IF(OR(ISBLANK(NA100),NA5270=\"\"),\"\",IF(ISERROR(LOOKUP(10^17,1*RIGHT(LEFT(NA5270,LEN(NA5270)-3),ROW($1:$80)))),0,IF(RIGHT(LEFT(NA5270,LEN(NA5270)-3),2)=\"--\",0,LOOKUP(10^17,1*RIGHT(LEFT(NA5270,LEN(NA5270)-3),ROW($1:$80))))))","v":""},{"$f":"IF(OR(ISBLANK(NB100),NB5270=\"\"),\"\",IF(ISERROR(LOOKUP(10^17,1*RIGHT(LEFT(NB5270,LEN(NB5270)-3),ROW($1:$80)))),0,IF(RIGHT(LEFT(NB5270,LEN(NB5270)-3),2)=\"--\",0,LOOKUP(10^17,1*RIGHT(LEFT(NB5270,LEN(NB5270)-3),ROW($1:$80))))))","v":""},{"$f":"IF(OR(ISBLANK(NC100),NC5270=\"\"),\"\",IF(ISERROR(LOOKUP(10^17,1*RIGHT(LEFT(NC5270,LEN(NC5270)-3),ROW($1:$80)))),0,IF(RIGHT(LEFT(NC5270,LEN(NC5270)-3),2)=\"--\",0,LOOKUP(10^17,1*RIGHT(LEFT(NC5270,LEN(NC5270)-3),ROW($1:$80))))))","v":""},{"$f":"IF(OR(ISBLANK(ND100),ND5270=\"\"),\"\",IF(ISERROR(LOOKUP(10^17,1*RIGHT(LEFT(ND5270,LEN(ND5270)-3),ROW($1:$80)))),0,IF(RIGHT(LEFT(ND5270,LEN(ND5270)-3),2)=\"--\",0,LOOKUP(10^17,1*RIGHT(LEFT(ND5270,LEN(ND5270)-3),ROW($1:$80))))))","v":""},{"$f":"IF(OR(ISBLANK(NE100),NE5270=\"\"),\"\",IF(ISERROR(LOOKUP(10^17,1*RIGHT(LEFT(NE5270,LEN(NE5270)-3),ROW($1:$80)))),0,IF(RIGHT(LEFT(NE5270,LEN(NE5270)-3),2)=\"--\",0,LOOKUP(10^17,1*RIGHT(LEFT(NE5270,LEN(NE5270)-3),ROW($1:$80))))))","v":""},{"$f":"IF(OR(ISBLANK(NF100),NF5270=\"\"),\"\",IF(ISERROR(LOOKUP(10^17,1*RIGHT(LEFT(NF5270,LEN(NF5270)-3),ROW($1:$80)))),0,IF(RIGHT(LEFT(NF5270,LEN(NF5270)-3),2)=\"--\",0,LOOKUP(10^17,1*RIGHT(LEFT(NF5270,LEN(NF5270)-3),ROW($1:$80))))))","v":""},{"$f":"IF(OR(ISBLANK(NG100),NG5270=\"\"),\"\",IF(ISERROR(LOOKUP(10^17,1*RIGHT(LEFT(NG5270,LEN(NG5270)-3),ROW($1:$80)))),0,IF(RIGHT(LEFT(NG5270,LEN(NG5270)-3),2)=\"--\",0,LOOKUP(10^17,1*RIGHT(LEFT(NG5270,LEN(NG5270)-3),ROW($1:$80))))))","v":""},{"$f":"IF(OR(ISBLANK(NH100),NH5270=\"\"),\"\",IF(ISERROR(LOOKUP(10^17,1*RIGHT(LEFT(NH5270,LEN(NH5270)-3),ROW($1:$80)))),0,IF(RIGHT(LEFT(NH5270,LEN(NH5270)-3),2)=\"--\",0,LOOKUP(10^17,1*RIGHT(LEFT(NH5270,LEN(NH5270)-3),ROW($1:$80))))))","v":""},{"$f":"IF(OR(ISBLANK(NI100),NI5270=\"\"),\"\",IF(ISERROR(LOOKUP(10^17,1*RIGHT(LEFT(NI5270,LEN(NI5270)-3),ROW($1:$80)))),0,IF(RIGHT(LEFT(NI5270,LEN(NI5270)-3),2)=\"--\",0,LOOKUP(10^17,1*RIGHT(LEFT(NI5270,LEN(NI5270)-3),ROW($1:$80))))))","v":""},{"$f":"IF(OR(ISBLANK(NJ100),NJ5270=\"\"),\"\",IF(ISERROR(LOOKUP(10^17,1*RIGHT(LEFT(NJ5270,LEN(NJ5270)-3),ROW($1:$80)))),0,IF(RIGHT(LEFT(NJ5270,LEN(NJ5270)-3),2)=\"--\",0,LOOKUP(10^17,1*RIGHT(LEFT(NJ5270,LEN(NJ5270)-3),ROW($1:$80))))))","v":""},{"$f":"IF(OR(ISBLANK(NK100),NK5270=\"\"),\"\",IF(ISERROR(LOOKUP(10^17,1*RIGHT(LEFT(NK5270,LEN(NK5270)-3),ROW($1:$80)))),0,IF(RIGHT(LEFT(NK5270,LEN(NK5270)-3),2)=\"--\",0,LOOKUP(10^17,1*RIGHT(LEFT(NK5270,LEN(NK5270)-3),ROW($1:$80))))))","v":""},{"$f":"IF(OR(ISBLANK(NL100),NL5270=\"\"),\"\",IF(ISERROR(LOOKUP(10^17,1*RIGHT(LEFT(NL5270,LEN(NL5270)-3),ROW($1:$80)))),0,IF(RIGHT(LEFT(NL5270,LEN(NL5270)-3),2)=\"--\",0,LOOKUP(10^17,1*RIGHT(LEFT(NL5270,LEN(NL5270)-3),ROW($1:$80))))))","v":""},{"$f":"IF(OR(ISBLANK(NM100),NM5270=\"\"),\"\",IF(ISERROR(LOOKUP(10^17,1*RIGHT(LEFT(NM5270,LEN(NM5270)-3),ROW($1:$80)))),0,IF(RIGHT(LEFT(NM5270,LEN(NM5270)-3),2)=\"--\",0,LOOKUP(10^17,1*RIGHT(LEFT(NM5270,LEN(NM5270)-3),ROW($1:$80))))))","v":""},{"$f":"IF(OR(ISBLANK(NN100),NN5270=\"\"),\"\",IF(ISERROR(LOOKUP(10^17,1*RIGHT(LEFT(NN5270,LEN(NN5270)-3),ROW($1:$80)))),0,IF(RIGHT(LEFT(NN5270,LEN(NN5270)-3),2)=\"--\",0,LOOKUP(10^17,1*RIGHT(LEFT(NN5270,LEN(NN5270)-3),ROW($1:$80))))))","v":""},{"$f":"IF(OR(ISBLANK(NO100),NO5270=\"\"),\"\",IF(ISERROR(LOOKUP(10^17,1*RIGHT(LEFT(NO5270,LEN(NO5270)-3),ROW($1:$80)))),0,IF(RIGHT(LEFT(NO5270,LEN(NO5270)-3),2)=\"--\",0,LOOKUP(10^17,1*RIGHT(LEFT(NO5270,LEN(NO5270)-3),ROW($1:$80))))))","v":""},{"$f":"IF(OR(ISBLANK(NP100),NP5270=\"\"),\"\",IF(ISERROR(LOOKUP(10^17,1*RIGHT(LEFT(NP5270,LEN(NP5270)-3),ROW($1:$80)))),0,IF(RIGHT(LEFT(NP5270,LEN(NP5270)-3),2)=\"--\",0,LOOKUP(10^17,1*RIGHT(LEFT(NP5270,LEN(NP5270)-3),ROW($1:$80))))))","v":""},{"$f":"IF(OR(ISBLANK(NQ100),NQ5270=\"\"),\"\",IF(ISERROR(LOOKUP(10^17,1*RIGHT(LEFT(NQ5270,LEN(NQ5270)-3),ROW($1:$80)))),0,IF(RIGHT(LEFT(NQ5270,LEN(NQ5270)-3),2)=\"--\",0,LOOKUP(10^17,1*RIGHT(LEFT(NQ5270,LEN(NQ5270)-3),ROW($1:$80))))))","v":""},{"$f":"IF(OR(ISBLANK(NR100),NR5270=\"\"),\"\",IF(ISERROR(LOOKUP(10^17,1*RIGHT(LEFT(NR5270,LEN(NR5270)-3),ROW($1:$80)))),0,IF(RIGHT(LEFT(NR5270,LEN(NR5270)-3),2)=\"--\",0,LOOKUP(10^17,1*RIGHT(LEFT(NR5270,LEN(NR5270)-3),ROW($1:$80))))))","v":""},{"$f":"IF(OR(ISBLANK(NS100),NS5270=\"\"),\"\",IF(ISERROR(LOOKUP(10^17,1*RIGHT(LEFT(NS5270,LEN(NS5270)-3),ROW($1:$80)))),0,IF(RIGHT(LEFT(NS5270,LEN(NS5270)-3),2)=\"--\",0,LOOKUP(10^17,1*RIGHT(LEFT(NS5270,LEN(NS5270)-3),ROW($1:$80))))))","v":""},{"$f":"IF(OR(ISBLANK(NT100),NT5270=\"\"),\"\",IF(ISERROR(LOOKUP(10^17,1*RIGHT(LEFT(NT5270,LEN(NT5270)-3),ROW($1:$80)))),0,IF(RIGHT(LEFT(NT5270,LEN(NT5270)-3),2)=\"--\",0,LOOKUP(10^17,1*RIGHT(LEFT(NT5270,LEN(NT5270)-3),ROW($1:$80))))))","v":""},{"$f":"IF(OR(ISBLANK(NU100),NU5270=\"\"),\"\",IF(ISERROR(LOOKUP(10^17,1*RIGHT(LEFT(NU5270,LEN(NU5270)-3),ROW($1:$80)))),0,IF(RIGHT(LEFT(NU5270,LEN(NU5270)-3),2)=\"--\",0,LOOKUP(10^17,1*RIGHT(LEFT(NU5270,LEN(NU5270)-3),ROW($1:$80))))))","v":""},{"$f":"IF(OR(ISBLANK(NV100),NV5270=\"\"),\"\",IF(ISERROR(LOOKUP(10^17,1*RIGHT(LEFT(NV5270,LEN(NV5270)-3),ROW($1:$80)))),0,IF(RIGHT(LEFT(NV5270,LEN(NV5270)-3),2)=\"--\",0,LOOKUP(10^17,1*RIGHT(LEFT(NV5270,LEN(NV5270)-3),ROW($1:$80))))))","v":""},{"$f":"IF(OR(ISBLANK(NW100),NW5270=\"\"),\"\",IF(ISERROR(LOOKUP(10^17,1*RIGHT(LEFT(NW5270,LEN(NW5270)-3),ROW($1:$80)))),0,IF(RIGHT(LEFT(NW5270,LEN(NW5270)-3),2)=\"--\",0,LOOKUP(10^17,1*RIGHT(LEFT(NW5270,LEN(NW5270)-3),ROW($1:$80))))))","v":""},{"$f":"IF(OR(ISBLANK(NX100),NX5270=\"\"),\"\",IF(ISERROR(LOOKUP(10^17,1*RIGHT(LEFT(NX5270,LEN(NX5270)-3),ROW($1:$80)))),0,IF(RIGHT(LEFT(NX5270,LEN(NX5270)-3),2)=\"--\",0,LOOKUP(10^17,1*RIGHT(LEFT(NX5270,LEN(NX5270)-3),ROW($1:$80))))))","v":""},{"$f":"IF(OR(ISBLANK(NY100),NY5270=\"\"),\"\",IF(ISERROR(LOOKUP(10^17,1*RIGHT(LEFT(NY5270,LEN(NY5270)-3),ROW($1:$80)))),0,IF(RIGHT(LEFT(NY5270,LEN(NY5270)-3),2)=\"--\",0,LOOKUP(10^17,1*RIGHT(LEFT(NY5270,LEN(NY5270)-3),ROW($1:$80))))))","v":""},{"$f":"IF(OR(ISBLANK(NZ100),NZ5270=\"\"),\"\",IF(ISERROR(LOOKUP(10^17,1*RIGHT(LEFT(NZ5270,LEN(NZ5270)-3),ROW($1:$80)))),0,IF(RIGHT(LEFT(NZ5270,LEN(NZ5270)-3),2)=\"--\",0,LOOKUP(10^17,1*RIGHT(LEFT(NZ5270,LEN(NZ5270)-3),ROW($1:$80))))))","v":""},{"$f":"IF(OR(ISBLANK(OA100),OA5270=\"\"),\"\",IF(ISERROR(LOOKUP(10^17,1*RIGHT(LEFT(OA5270,LEN(OA5270)-3),ROW($1:$80)))),0,IF(RIGHT(LEFT(OA5270,LEN(OA5270)-3),2)=\"--\",0,LOOKUP(10^17,1*RIGHT(LEFT(OA5270,LEN(OA5270)-3),ROW($1:$80))))))","v":""},{"$f":"IF(OR(ISBLANK(OB100),OB5270=\"\"),\"\",IF(ISERROR(LOOKUP(10^17,1*RIGHT(LEFT(OB5270,LEN(OB5270)-3),ROW($1:$80)))),0,IF(RIGHT(LEFT(OB5270,LEN(OB5270)-3),2)=\"--\",0,LOOKUP(10^17,1*RIGHT(LEFT(OB5270,LEN(OB5270)-3),ROW($1:$80))))))","v":""},{"$f":"IF(OR(ISBLANK(OC100),OC5270=\"\"),\"\",IF(ISERROR(LOOKUP(10^17,1*RIGHT(LEFT(OC5270,LEN(OC5270)-3),ROW($1:$80)))),0,IF(RIGHT(LEFT(OC5270,LEN(OC5270)-3),2)=\"--\",0,LOOKUP(10^17,1*RIGHT(LEFT(OC5270,LEN(OC5270)-3),ROW($1:$80))))))","v":""},{"$f":"IF(OR(ISBLANK(OD100),OD5270=\"\"),\"\",IF(ISERROR(LOOKUP(10^17,1*RIGHT(LEFT(OD5270,LEN(OD5270)-3),ROW($1:$80)))),0,IF(RIGHT(LEFT(OD5270,LEN(OD5270)-3),2)=\"--\",0,LOOKUP(10^17,1*RIGHT(LEFT(OD5270,LEN(OD5270)-3),ROW($1:$80))))))","v":""},{"$f":"IF(OR(ISBLANK(OE100),OE5270=\"\"),\"\",IF(ISERROR(LOOKUP(10^17,1*RIGHT(LEFT(OE5270,LEN(OE5270)-3),ROW($1:$80)))),0,IF(RIGHT(LEFT(OE5270,LEN(OE5270)-3),2)=\"--\",0,LOOKUP(10^17,1*RIGHT(LEFT(OE5270,LEN(OE5270)-3),ROW($1:$80))))))","v":""},{"$f":"IF(OR(ISBLANK(OF100),OF5270=\"\"),\"\",IF(ISERROR(LOOKUP(10^17,1*RIGHT(LEFT(OF5270,LEN(OF5270)-3),ROW($1:$80)))),0,IF(RIGHT(LEFT(OF5270,LEN(OF5270)-3),2)=\"--\",0,LOOKUP(10^17,1*RIGHT(LEFT(OF5270,LEN(OF5270)-3),ROW($1:$80))))))","v":""},{"$f":"IF(OR(ISBLANK(OG100),OG5270=\"\"),\"\",IF(ISERROR(LOOKUP(10^17,1*RIGHT(LEFT(OG5270,LEN(OG5270)-3),ROW($1:$80)))),0,IF(RIGHT(LEFT(OG5270,LEN(OG5270)-3),2)=\"--\",0,LOOKUP(10^17,1*RIGHT(LEFT(OG5270,LEN(OG5270)-3),ROW($1:$80))))))","v":""},{"$f":"IF(OR(ISBLANK(OH100),OH5270=\"\"),\"\",IF(ISERROR(LOOKUP(10^17,1*RIGHT(LEFT(OH5270,LEN(OH5270)-3),ROW($1:$80)))),0,IF(RIGHT(LEFT(OH5270,LEN(OH5270)-3),2)=\"--\",0,LOOKUP(10^17,1*RIGHT(LEFT(OH5270,LEN(OH5270)-3),ROW($1:$80))))))","v":""},{"$f":"IF(OR(ISBLANK(OI100),OI5270=\"\"),\"\",IF(ISERROR(LOOKUP(10^17,1*RIGHT(LEFT(OI5270,LEN(OI5270)-3),ROW($1:$80)))),0,IF(RIGHT(LEFT(OI5270,LEN(OI5270)-3),2)=\"--\",0,LOOKUP(10^17,1*RIGHT(LEFT(OI5270,LEN(OI5270)-3),ROW($1:$80))))))","v":""},{"$f":"IF(OR(ISBLANK(OJ100),OJ5270=\"\"),\"\",IF(ISERROR(LOOKUP(10^17,1*RIGHT(LEFT(OJ5270,LEN(OJ5270)-3),ROW($1:$80)))),0,IF(RIGHT(LEFT(OJ5270,LEN(OJ5270)-3),2)=\"--\",0,LOOKUP(10^17,1*RIGHT(LEFT(OJ5270,LEN(OJ5270)-3),ROW($1:$80))))))","v":""},{"$f":"IF(OR(ISBLANK(OK100),OK5270=\"\"),\"\",IF(ISERROR(LOOKUP(10^17,1*RIGHT(LEFT(OK5270,LEN(OK5270)-3),ROW($1:$80)))),0,IF(RIGHT(LEFT(OK5270,LEN(OK5270)-3),2)=\"--\",0,LOOKUP(10^17,1*RIGHT(LEFT(OK5270,LEN(OK5270)-3),ROW($1:$80))))))","v":""},{"$f":"IF(OR(ISBLANK(OL100),OL5270=\"\"),\"\",IF(ISERROR(LOOKUP(10^17,1*RIGHT(LEFT(OL5270,LEN(OL5270)-3),ROW($1:$80)))),0,IF(RIGHT(LEFT(OL5270,LEN(OL5270)-3),2)=\"--\",0,LOOKUP(10^17,1*RIGHT(LEFT(OL5270,LEN(OL5270)-3),ROW($1:$80))))))","v":""},{"$f":"IF(OR(ISBLANK(OM100),OM5270=\"\"),\"\",IF(ISERROR(LOOKUP(10^17,1*RIGHT(LEFT(OM5270,LEN(OM5270)-3),ROW($1:$80)))),0,IF(RIGHT(LEFT(OM5270,LEN(OM5270)-3),2)=\"--\",0,LOOKUP(10^17,1*RIGHT(LEFT(OM5270,LEN(OM5270)-3),ROW($1:$80))))))","v":""},{"$f":"IF(OR(ISBLANK(ON100),ON5270=\"\"),\"\",IF(ISERROR(LOOKUP(10^17,1*RIGHT(LEFT(ON5270,LEN(ON5270)-3),ROW($1:$80)))),0,IF(RIGHT(LEFT(ON5270,LEN(ON5270)-3),2)=\"--\",0,LOOKUP(10^17,1*RIGHT(LEFT(ON5270,LEN(ON5270)-3),ROW($1:$80))))))","v":""},{"$f":"IF(OR(ISBLANK(OO100),OO5270=\"\"),\"\",IF(ISERROR(LOOKUP(10^17,1*RIGHT(LEFT(OO5270,LEN(OO5270)-3),ROW($1:$80)))),0,IF(RIGHT(LEFT(OO5270,LEN(OO5270)-3),2)=\"--\",0,LOOKUP(10^17,1*RIGHT(LEFT(OO5270,LEN(OO5270)-3),ROW($1:$80))))))","v":""},{"$f":"IF(OR(ISBLANK(OP100),OP5270=\"\"),\"\",IF(ISERROR(LOOKUP(10^17,1*RIGHT(LEFT(OP5270,LEN(OP5270)-3),ROW($1:$80)))),0,IF(RIGHT(LEFT(OP5270,LEN(OP5270)-3),2)=\"--\",0,LOOKUP(10^17,1*RIGHT(LEFT(OP5270,LEN(OP5270)-3),ROW($1:$80))))))","v":""},{"$f":"IF(OR(ISBLANK(OQ100),OQ5270=\"\"),\"\",IF(ISERROR(LOOKUP(10^17,1*RIGHT(LEFT(OQ5270,LEN(OQ5270)-3),ROW($1:$80)))),0,IF(RIGHT(LEFT(OQ5270,LEN(OQ5270)-3),2)=\"--\",0,LOOKUP(10^17,1*RIGHT(LEFT(OQ5270,LEN(OQ5270)-3),ROW($1:$80))))))","v":""}]
[null,"ＢＥＩ"," 設計一次ｴﾈ消費量(その他除く)[GJ]",null,{"$f":"IF(SUM(F26:G26)=0,\"\",SUM(F26:G26))","v":""},{"$f":"IF(OR(F6=\"共用部除外\",F6=\"共用部なし\",F6=\"\",F9=\"\"),\"\",IF(T5201=0,\"\",W5218))","v":""},{"$f":"IF(OR(E$6<>$D$5209,COUNTBLANK(H26)=1),\"\",G5359)","v":""},{"$f":"IF(OR(ISBLANK(H100),H5255=\"\"),\"\",H5286)","v":""},{"$f":"IF(OR(ISBLANK(I100),I5255=\"\"),\"\",I5286)","v":""},"","","","","","","","","","","","","","","","","","","","","","","","","","","","","","","","","","","","","","","","","","","","","","","","","","","","","","","","","","","","","","","",{"$f":"IF(OR(ISBLANK(BU100),BU5255=\"\"),\"\",BU5286)","v":""},"","","","","","","","","","","","","","","","","","","","","","","","","","","","","","","","","","","","","","","","","","","","","","","","","","","","","","","","","","","","","","","",{"$f":"IF(OR(ISBLANK(EG100),EG5255=\"\"),\"\",EG5286)","v":""},"","","","","","","","","","","","","","","","","","","","","","","","","","","","","","","","","","","","","","","","","","","","","","","","","","","","","","","","","","","","","","","",{"$f":"IF(OR(ISBLANK(GS100),GS5255=\"\"),\"\",GS5286)","v":""},"","","","","","","","","","","","","","","","","","","","","","","","","","","","","","","","","","","","","","","","","","","","","","","","","","","","","","","","","","","","","","","",{"$f":"IF(OR(ISBLANK(JE100),JE5255=\"\"),\"\",JE5286)","v":""},"","","","","","","","","","","","","","","","","","","","","","","","","","","","","","","","","","","","","","","","","","","","","","","","","","","","","","","","","","","","","","","",{"$f":"IF(OR(ISBLANK(LQ100),LQ5255=\"\"),\"\",LQ5286)","v":""},"","","","","","","","","","","","","","","","","","","","","","","","","","","","","","","","","","","","","","","","","","","","","","","","","","","","","","","","","","","","","","","",{"$f":"IF(OR(ISBLANK(OC100),OC5255=\"\"),\"\",OC5286)","v":""},"","","","","","","","","","","","","",""]
[null,null," 基準一次ｴﾈ消費量(その他除く)[GJ]",null,{"$f":"IF(SUM(F27:G27)=0,\"\",SUM(F27:G27))","v":""},{"$f":"IF(OR(F6=\"共用部除外\",F6=\"共用部なし\",F6=\"\",F9=\"\"),\"\",IF(T5201=0,\"\",W5216))","v":""},{"$f":"IF(OR(E$6<>$D$5209,COUNTBLANK(H27)=1),\"\",G5360)","v":""},{"$f":"IF(OR(ISBLANK(H100),H5256=\"\"),\"\",H5285)","v":""},{"$f":"IF(OR(ISBLANK(I100),I5256=\"\"),\"\",I5285)","v":""},"","","","","","","","","","","","","","","","","","","","","","","","","","","","","","","","","","","","","","","","","","","","","","","","","","","","","","","","","","","","","","","",{"$f":"IF(OR(ISBLANK(BU100),BU5256=\"\"),\"\",BU5285)","v":""},"","","","","","","","","","","","","","","","","","","","","","","","","","","","","","","","","","","","","","","","","","","","","","","","","","","","","","","","","","","","","","","",{"$f":"IF(OR(ISBLANK(EG100),EG5256=\"\"),\"\",EG5285)","v":""},"","","","","","","","","","","","","","","","","","","","","","","","","","","","","","","","","","","","","","","","","","","","","","","","","","","","","","","","","","","","","","","",{"$f":"IF(OR(ISBLANK(GS100),GS5256=\"\"),\"\",GS5285)","v":""},"","","","","","","","","","","","","","","","","","","","","","","","","","","","","","","","","","","","","","","","","","","","","","","","","","","","","","","","","","","","","","","",{"$f":"IF(OR(ISBLANK(JE100),JE5256=\"\"),\"\",JE5285)","v":""},"","","","","","","","","","","","","","","","","","","","","","","","","","","","","","","","","","","","","","","","","","","","","","","","","","","","","","","","","","","","","","","",{"$f":"IF(OR(ISBLANK(LQ100),LQ5256=\"\"),\"\",LQ5285)","v":""},"","","","","","","","","","","","","","","","","","","","","","","","","","","","","","","","","","","","","","","","","","","","","","","","","","","","","","","","","","","","","","","",{"$f":"IF(OR(ISBLANK(OC100),OC5256=\"\"),\"\",OC5285)","v":""},"","","","","","","","","","","","","",""]
[null,null,"ＢＥＩ",null,{"$f":"IF(OR(COUNTIF(H41:OQ41,\"\"),ISERROR(E26/E27),LEFT(I5103,7)=\"※共有選択不適\"),\"\",ROUNDUP(D91/D92,2))","v":""},null,null,{"$f":"IF(OR(H41=\"\",ISBLANK(H100),H5257=\"\"),\"\",H5287)","v":""},"","","","","","","","","","","","","","","","","","","","","","","","","","","","","","","","","","","","","","","","","","","","","","","","","","","","","","","","","","","","","","","",{"$f":"IF(OR(BT41=\"\",ISBLANK(BT100),BT5257=\"\"),\"\",BT5287)","v":""},"","","","","","","","","","","","","","","","","","","","","","","","","","","","","","","","","","","","","","","","","","","","","","","","","","","","","","","","","","","","","","","",{"$f":"IF(OR(EF41=\"\",ISBLANK(EF100),EF5257=\"\"),\"\",EF5287)","v":""},"","","","","","","","","","","","","","","","","","","","","","","","","","","","","","","","","","","","","","","","","","","","","","","","","","","","","","","","","","","","","","","",{"$f":"IF(OR(GR41=\"\",ISBLANK(GR100),GR5257=\"\"),\"\",GR5287)","v":""},"","","","","","","","","","","","","","","","","","","","","","","","","","","","","","","","","","","","","","","","","","","","","","","","","","","","","","","","","","","","","","","",{"$f":"IF(OR(JD41=\"\",ISBLANK(JD100),JD5257=\"\"),\"\",JD5287)","v":""},"","","","","","","","","","","","","","","","","","","","","","","","","","","","","","","","","","","","","","","","","","","","","","","","","","","","","","","","","","","","","","","",{"$f":"IF(OR(LP41=\"\",ISBLANK(LP100),LP5257=\"\"),\"\",LP5287)","v":""},"","","","","","","","","","","","","","","","","","","","","","","","","","","","","","","","","","","","","","","","","","","","","","","","","","","","","","","","","","","","","","","",{"$f":"IF(OR(OB41=\"\",ISBLANK(OB100),OB5257=\"\"),\"\",OB5287)","v":""},"","","","","","","","","","","","","","",""]
[null,"参考値"," 発電量(コージェネレーション)[MJ]",null,null,{"$f":"IF(OR(F6=\"共用部除外\",F6=\"共用部なし\",F6=\"\"),\"\",IF(OR(F9<>\"標準入力法\",ISBLANK(E100),ISERROR(E5244)),\"\",-V5213))","v":""},{"$f":"IF(OR(E$6<>$D$5209,COUNTBLANK(H29)=1),\"\",G5350)","v":""},{"$f":"IF(OR(ISBLANK(H100),H5326=\"\"),\"\",IF(ISERROR(-LOOKUP(1,-LEFT(H5326,ROW($1:$80)))),0,-LOOKUP(1,-LEFT(H5326,ROW($1:$80)))))","v":""},{"$f":"IF(OR(ISBLANK(I100),I5326=\"\"),\"\",IF(ISERROR(-LOOKUP(1,-LEFT(I5326,ROW($1:$80)))),0,-LOOKUP(1,-LEFT(I5326,ROW($1:$80)))))","v":""},{"$f":"IF(OR(ISBLANK(J100),J5326=\"\"),\"\",IF(ISERROR(-LOOKUP(1,-LEFT(J5326,ROW($1:$80)))),0,-LOOKUP(1,-LEFT(J5326,ROW($1:$80)))))","v":""},{"$f":"IF(OR(ISBLANK(K100),K5326=\"\"),\"\",IF(ISERROR(-LOOKUP(1,-LEFT(K5326,ROW($1:$80)))),0,-LOOKUP(1,-LEFT(K5326,ROW($1:$80)))))","v":""},{"$f":"IF(OR(ISBLANK(L100),L5326=\"\"),\"\",IF(ISERROR(-LOOKUP(1,-LEFT(L5326,ROW($1:$80)))),0,-LOOKUP(1,-LEFT(L5326,ROW($1:$80)))))","v":""},{"$f":"IF(OR(ISBLANK(M100),M5326=\"\"),\"\",IF(ISERROR(-LOOKUP(1,-LEFT(M5326,ROW($1:$80)))),0,-LOOKUP(1,-LEFT(M5326,ROW($1:$80)))))","v":""},{"$f":"IF(OR(ISBLANK(N100),N5326=\"\"),\"\",IF(ISERROR(-LOOKUP(1,-LEFT(N5326,ROW($1:$80)))),0,-LOOKUP(1,-LEFT(N5326,ROW($1:$80)))))","v":""},{"$f":"IF(OR(ISBLANK(O100),O5326=\"\"),\"\",IF(ISERROR(-LOOKUP(1,-LEFT(O5326,ROW($1:$80)))),0,-LOOKUP(1,-LEFT(O5326,ROW($1:$80)))))","v":""},{"$f":"IF(OR(ISBLANK(P100),P5326=\"\"),\"\",IF(ISERROR(-LOOKUP(1,-LEFT(P5326,ROW($1:$80)))),0,-LOOKUP(1,-LEFT(P5326,ROW($1:$80)))))","v":""},{"$f":"IF(OR(ISBLANK(Q100),Q5326=\"\"),\"\",IF(ISERROR(-LOOKUP(1,-LEFT(Q5326,ROW($1:$80)))),0,-LOOKUP(1,-LEFT(Q5326,ROW($1:$80)))))","v":""},{"$f":"IF(OR(ISBLANK(R100),R5326=\"\"),\"\",IF(ISERROR(-LOOKUP(1,-LEFT(R5326,ROW($1:$80)))),0,-LOOKUP(1,-LEFT(R5326,ROW($1:$80)))))","v":""},{"$f":"IF(OR(ISBLANK(S100),S5326=\"\"),\"\",IF(ISERROR(-LOOKUP(1,-LEFT(S5326,ROW($1:$80)))),0,-LOOKUP(1,-LEFT(S5326,ROW($1:$80)))))","v":""},{"$f":"IF(OR(ISBLANK(T100),T5326=\"\"),\"\",IF(ISERROR(-LOOKUP(1,-LEFT(T5326,ROW($1:$80)))),0,-LOOKUP(1,-LEFT(T5326,ROW($1:$80)))))","v":""},{"$f":"IF(OR(ISBLANK(U100),U5326=\"\"),\"\",IF(ISERROR(-LOOKUP(1,-LEFT(U5326,ROW($1:$80)))),0,-LOOKUP(1,-LEFT(U5326,ROW($1:$80)))))","v":""},{"$f":"IF(OR(ISBLANK(V100),V5326=\"\"),\"\",IF(ISERROR(-LOOKUP(1,-LEFT(V5326,ROW($1:$80)))),0,-LOOKUP(1,-LEFT(V5326,ROW($1:$80)))))","v":""},{"$f":"IF(OR(ISBLANK(W100),W5326=\"\"),\"\",IF(ISERROR(-LOOKUP(1,-LEFT(W5326,ROW($1:$80)))),0,-LOOKUP(1,-LEFT(W5326,ROW($1:$80)))))","v":""},{"$f":"IF(OR(ISBLANK(X100),X5326=\"\"),\"\",IF(ISERROR(-LOOKUP(1,-LEFT(X5326,ROW($1:$80)))),0,-LOOKUP(1,-LEFT(X5326,ROW($1:$80)))))","v":""},{"$f":"IF(OR(ISBLANK(Y100),Y5326=\"\"),\"\",IF(ISERROR(-LOOKUP(1,-LEFT(Y5326,ROW($1:$80)))),0,-LOOKUP(1,-LEFT(Y5326,ROW($1:$80)))))","v":""},{"$f":"IF(OR(ISBLANK(Z100),Z5326=\"\"),\"\",IF(ISERROR(-LOOKUP(1,-LEFT(Z5326,ROW($1:$80)))),0,-LOOKUP(1,-LEFT(Z5326,ROW($1:$80)))))","v":""},{"$f":"IF(OR(ISBLANK(AA100),AA5326=\"\"),\"\",IF(ISERROR(-LOOKUP(1,-LEFT(AA5326,ROW($1:$80)))),0,-LOOKUP(1,-LEFT(AA5326,ROW($1:$80)))))","v":""},{"$f":"IF(OR(ISBLANK(AB100),AB5326=\"\"),\"\",IF(ISERROR(-LOOKUP(1,-LEFT(AB5326,ROW($1:$80)))),0,-LOOKUP(1,-LEFT(AB5326,ROW($1:$80)))))","v":""},{"$f":"IF(OR(ISBLANK(AC100),AC5326=\"\"),\"\",IF(ISERROR(-LOOKUP(1,-LEFT(AC5326,ROW($1:$80)))),0,-LOOKUP(1,-LEFT(AC5326,ROW($1:$80)))))","v":""},{"$f":"IF(OR(ISBLANK(AD100),AD5326=\"\"),\"\",IF(ISERROR(-LOOKUP(1,-LEFT(AD5326,ROW($1:$80)))),0,-LOOKUP(1,-LEFT(AD5326,ROW($1:$80)))))","v":""},{"$f":"IF(OR(ISBLANK(AE100),AE5326=\"\"),\"\",IF(ISERROR(-LOOKUP(1,-LEFT(AE5326,ROW($1:$80)))),0,-LOOKUP(1,-LEFT(AE5326,ROW($1:$80)))))","v":""},{"$f":"IF(OR(ISBLANK(AF100),AF5326=\"\"),\"\",IF(ISERROR(-LOOKUP(1,-LEFT(AF5326,ROW($1:$80)))),0,-LOOKUP(1,-LEFT(AF5326,ROW($1:$80)))))","v":""},{"$f":"IF(OR(ISBLANK(AG100),AG5326=\"\"),\"\",IF(ISERROR(-LOOKUP(1,-LEFT(AG5326,ROW($1:$80)))),0,-LOOKUP(1,-LEFT(AG5326,ROW($1:$80)))))","v":""},{"$f":"IF(OR(ISBLANK(AH100),AH5326=\"\"),\"\",IF(ISERROR(-LOOKUP(1,-LEFT(AH5326,ROW($1:$80)))),0,-LOOKUP(1,-LEFT(AH5326,ROW($1:$80)))))","v":""},{"$f":"IF(OR(ISBLANK(AI100),AI5326=\"\"),\"\",IF(ISERROR(-LOOKUP(1,-LEFT(AI5326,ROW($1:$80)))),0,-LOOKUP(1,-LEFT(AI5326,ROW($1:$80)))))","v":""},{"$f":"IF(OR(ISBLANK(AJ100),AJ5326=\"\"),\"\",IF(ISERROR(-LOOKUP(1,-LEFT(AJ5326,ROW($1:$80)))),0,-LOOKUP(1,-LEFT(AJ5326,ROW($1:$80)))))","v":""},{"$f":"IF(OR(ISBLANK(AK100),AK5326=\"\"),\"\",IF(ISERROR(-LOOKUP(1,-LEFT(AK5326,ROW($1:$80)))),0,-LOOKUP(1,-LEFT(AK5326,ROW($1:$80)))))","v":""},{"$f":"IF(OR(ISBLANK(AL100),AL5326=\"\"),\"\",IF(ISERROR(-LOOKUP(1,-LEFT(AL5326,ROW($1:$80)))),0,-LOOKUP(1,-LEFT(AL5326,ROW($1:$80)))))","v":""},{"$f":"IF(OR(ISBLANK(AM100),AM5326=\"\"),\"\",IF(ISERROR(-LOOKUP(1,-LEFT(AM5326,ROW($1:$80)))),0,-LOOKUP(1,-LEFT(AM5326,ROW($1:$80)))))","v":""},{"$f":"IF(OR(ISBLANK(AN100),AN5326=\"\"),\"\",IF(ISERROR(-LOOKUP(1,-LEFT(AN5326,ROW($1:$80)))),0,-LOOKUP(1,-LEFT(AN5326,ROW($1:$80)))))","v":""},{"$f":"IF(OR(ISBLANK(AO100),AO5326=\"\"),\"\",IF(ISERROR(-LOOKUP(1,-LEFT(AO5326,ROW($1:$80)))),0,-LOOKUP(1,-LEFT(AO5326,ROW($1:$80)))))","v":""},{"$f":"IF(OR(ISBLANK(AP100),AP5326=\"\"),\"\",IF(ISERROR(-LOOKUP(1,-LEFT(AP5326,ROW($1:$80)))),0,-LOOKUP(1,-LEFT(AP5326,ROW($1:$80)))))","v":""},{"$f":"IF(OR(ISBLANK(AQ100),AQ5326=\"\"),\"\",IF(ISERROR(-LOOKUP(1,-LEFT(AQ5326,ROW($1:$80)))),0,-LOOKUP(1,-LEFT(AQ5326,ROW($1:$80)))))","v":""},{"$f":"IF(OR(ISBLANK(AR100),AR5326=\"\"),\"\",IF(ISERROR(-LOOKUP(1,-LEFT(AR5326,ROW($1:$80)))),0,-LOOKUP(1,-LEFT(AR5326,ROW($1:$80)))))","v":""},{"$f":"IF(OR(ISBLANK(AS100),AS5326=\"\"),\"\",IF(ISERROR(-LOOKUP(1,-LEFT(AS5326,ROW($1:$80)))),0,-LOOKUP(1,-LEFT(AS5326,ROW($1:$80)))))","v":""},{"$f":"IF(OR(ISBLANK(AT100),AT5326=\"\"),\"\",IF(ISERROR(-LOOKUP(1,-LEFT(AT5326,ROW($1:$80)))),0,-LOOKUP(1,-LEFT(AT5326,ROW($1:$80)))))","v":""},{"$f":"IF(OR(ISBLANK(AU100),AU5326=\"\"),\"\",IF(ISERROR(-LOOKUP(1,-LEFT(AU5326,ROW($1:$80)))),0,-LOOKUP(1,-LEFT(AU5326,ROW($1:$80)))))","v":""},{"$f":"IF(OR(ISBLANK(AV100),AV5326=\"\"),\"\",IF(ISERROR(-LOOKUP(1,-LEFT(AV5326,ROW($1:$80)))),0,-LOOKUP(1,-LEFT(AV5326,ROW($1:$80)))))","v":""},{"$f":"IF(OR(ISBLANK(AW100),AW5326=\"\"),\"\",IF(ISERROR(-LOOKUP(1,-LEFT(AW5326,ROW($1:$80)))),0,-LOOKUP(1,-LEFT(AW5326,ROW($1:$80)))))","v":""},{"$f":"IF(OR(ISBLANK(AX100),AX5326=\"\"),\"\",IF(ISERROR(-LOOKUP(1,-LEFT(AX5326,ROW($1:$80)))),0,-LOOKUP(1,-LEFT(AX5326,ROW($1:$80)))))","v":""},{"$f":"IF(OR(ISBLANK(AY100),AY5326=\"\"),\"\",IF(ISERROR(-LOOKUP(1,-LEFT(AY5326,ROW($1:$80)))),0,-LOOKUP(1,-LEFT(AY5326,ROW($1:$80)))))","v":""},{"$f":"IF(OR(ISBLANK(AZ100),AZ5326=\"\"),\"\",IF(ISERROR(-LOOKUP(1,-LEFT(AZ5326,ROW($1:$80)))),0,-LOOKUP(1,-LEFT(AZ5326,ROW($1:$80)))))","v":""},{"$f":"IF(OR(ISBLANK(BA100),BA5326=\"\"),\"\",IF(ISERROR(-LOOKUP(1,-LEFT(BA5326,ROW($1:$80)))),0,-LOOKUP(1,-LEFT(BA5326,ROW($1:$80)))))","v":""},{"$f":"IF(OR(ISBLANK(BB100),BB5326=\"\"),\"\",IF(ISERROR(-LOOKUP(1,-LEFT(BB5326,ROW($1:$80)))),0,-LOOKUP(1,-LEFT(BB5326,ROW($1:$80)))))","v":""},{"$f":"IF(OR(ISBLANK(BC100),BC5326=\"\"),\"\",IF(ISERROR(-LOOKUP(1,-LEFT(BC5326,ROW($1:$80)))),0,-LOOKUP(1,-LEFT(BC5326,ROW($1:$80)))))","v":""},{"$f":"IF(OR(ISBLANK(BD100),BD5326=\"\"),\"\",IF(ISERROR(-LOOKUP(1,-LEFT(BD5326,ROW($1:$80)))),0,-LOOKUP(1,-LEFT(BD5326,ROW($1:$80)))))","v":""},{"$f":"IF(OR(ISBLANK(BE100),BE5326=\"\"),\"\",IF(ISERROR(-LOOKUP(1,-LEFT(BE5326,ROW($1:$80)))),0,-LOOKUP(1,-LEFT(BE5326,ROW($1:$80)))))","v":""},{"$f":"IF(OR(ISBLANK(BF100),BF5326=\"\"),\"\",IF(ISERROR(-LOOKUP(1,-LEFT(BF5326,ROW($1:$80)))),0,-LOOKUP(1,-LEFT(BF5326,ROW($1:$80)))))","v":""},{"$f":"IF(OR(ISBLANK(BG100),BG5326=\"\"),\"\",IF(ISERROR(-LOOKUP(1,-LEFT(BG5326,ROW($1:$80)))),0,-LOOKUP(1,-LEFT(BG5326,ROW($1:$80)))))","v":""},{"$f":"IF(OR(ISBLANK(BH100),BH5326=\"\"),\"\",IF(ISERROR(-LOOKUP(1,-LEFT(BH5326,ROW($1:$80)))),0,-LOOKUP(1,-LEFT(BH5326,ROW($1:$80)))))","v":""},{"$f":"IF(OR(ISBLANK(BI100),BI5326=\"\"),\"\",IF(ISERROR(-LOOKUP(1,-LEFT(BI5326,ROW($1:$80)))),0,-LOOKUP(1,-LEFT(BI5326,ROW($1:$80)))))","v":""},{"$f":"IF(OR(ISBLANK(BJ100),BJ5326=\"\"),\"\",IF(ISERROR(-LOOKUP(1,-LEFT(BJ5326,ROW($1:$80)))),0,-LOOKUP(1,-LEFT(BJ5326,ROW($1:$80)))))","v":""},{"$f":"IF(OR(ISBLANK(BK100),BK5326=\"\"),\"\",IF(ISERROR(-LOOKUP(1,-LEFT(BK5326,ROW($1:$80)))),0,-LOOKUP(1,-LEFT(BK5326,ROW($1:$80)))))","v":""},{"$f":"IF(OR(ISBLANK(BL100),BL5326=\"\"),\"\",IF(ISERROR(-LOOKUP(1,-LEFT(BL5326,ROW($1:$80)))),0,-LOOKUP(1,-LEFT(BL5326,ROW($1:$80)))))","v":""},{"$f":"IF(OR(ISBLANK(BM100),BM5326=\"\"),\"\",IF(ISERROR(-LOOKUP(1,-LEFT(BM5326,ROW($1:$80)))),0,-LOOKUP(1,-LEFT(BM5326,ROW($1:$80)))))","v":""},{"$f":"IF(OR(ISBLANK(BN100),BN5326=\"\"),\"\",IF(ISERROR(-LOOKUP(1,-LEFT(BN5326,ROW($1:$80)))),0,-LOOKUP(1,-LEFT(BN5326,ROW($1:$80)))))","v":""},{"$f":"IF(OR(ISBLANK(BO100),BO5326=\"\"),\"\",IF(ISERROR(-LOOKUP(1,-LEFT(BO5326,ROW($1:$80)))),0,-LOOKUP(1,-LEFT(BO5326,ROW($1:$80)))))","v":""},{"$f":"IF(OR(ISBLANK(BP100),BP5326=\"\"),\"\",IF(ISERROR(-LOOKUP(1,-LEFT(BP5326,ROW($1:$80)))),0,-LOOKUP(1,-LEFT(BP5326,ROW($1:$80)))))","v":""},{"$f":"IF(OR(ISBLANK(BQ100),BQ5326=\"\"),\"\",IF(ISERROR(-LOOKUP(1,-LEFT(BQ5326,ROW($1:$80)))),0,-LOOKUP(1,-LEFT(BQ5326,ROW($1:$80)))))","v":""},{"$f":"IF(OR(ISBLANK(BR100),BR5326=\"\"),\"\",IF(ISERROR(-LOOKUP(1,-LEFT(BR5326,ROW($1:$80)))),0,-LOOKUP(1,-LEFT(BR5326,ROW($1:$80)))))","v":""},{"$f":"IF(OR(ISBLANK(BS100),BS5326=\"\"),\"\",IF(ISERROR(-LOOKUP(1,-LEFT(BS5326,ROW($1:$80)))),0,-LOOKUP(1,-LEFT(BS5326,ROW($1:$80)))))","v":""},{"$f":"IF(OR(ISBLANK(BT100),BT5326=\"\"),\"\",IF(ISERROR(-LOOKUP(1,-LEFT(BT5326,ROW($1:$80)))),0,-LOOKUP(1,-LEFT(BT5326,ROW($1:$80)))))","v":""},{"$f":"IF(OR(ISBLANK(BU100),BU5326=\"\"),\"\",IF(ISERROR(-LOOKUP(1,-LEFT(BU5326,ROW($1:$80)))),0,-LOOKUP(1,-LEFT(BU5326,ROW($1:$80)))))","v":""},{"$f":"IF(OR(ISBLANK(BV100),BV5326=\"\"),\"\",IF(ISERROR(-LOOKUP(1,-LEFT(BV5326,ROW($1:$80)))),0,-LOOKUP(1,-LEFT(BV5326,ROW($1:$80)))))","v":""},{"$f":"IF(OR(ISBLANK(BW100),BW5326=\"\"),\"\",IF(ISERROR(-LOOKUP(1,-LEFT(BW5326,ROW($1:$80)))),0,-LOOKUP(1,-LEFT(BW5326,ROW($1:$80)))))","v":""},{"$f":"IF(OR(ISBLANK(BX100),BX5326=\"\"),\"\",IF(ISERROR(-LOOKUP(1,-LEFT(BX5326,ROW($1:$80)))),0,-LOOKUP(1,-LEFT(BX5326,ROW($1:$80)))))","v":""},{"$f":"IF(OR(ISBLANK(BY100),BY5326=\"\"),\"\",IF(ISERROR(-LOOKUP(1,-LEFT(BY5326,ROW($1:$80)))),0,-LOOKUP(1,-LEFT(BY5326,ROW($1:$80)))))","v":""},{"$f":"IF(OR(ISBLANK(BZ100),BZ5326=\"\"),\"\",IF(ISERROR(-LOOKUP(1,-LEFT(BZ5326,ROW($1:$80)))),0,-LOOKUP(1,-LEFT(BZ5326,ROW($1:$80)))))","v":""},{"$f":"IF(OR(ISBLANK(CA100),CA5326=\"\"),\"\",IF(ISERROR(-LOOKUP(1,-LEFT(CA5326,ROW($1:$80)))),0,-LOOKUP(1,-LEFT(CA5326,ROW($1:$80)))))","v":""},{"$f":"IF(OR(ISBLANK(CB100),CB5326=\"\"),\"\",IF(ISERROR(-LOOKUP(1,-LEFT(CB5326,ROW($1:$80)))),0,-LOOKUP(1,-LEFT(CB5326,ROW($1:$80)))))","v":""},{"$f":"IF(OR(ISBLANK(CC100),CC5326=\"\"),\"\",IF(ISERROR(-LOOKUP(1,-LEFT(CC5326,ROW($1:$80)))),0,-LOOKUP(1,-LEFT(CC5326,ROW($1:$80)))))","v":""},{"$f":"IF(OR(ISBLANK(CD100),CD5326=\"\"),\"\",IF(ISERROR(-LOOKUP(1,-LEFT(CD5326,ROW($1:$80)))),0,-LOOKUP(1,-LEFT(CD5326,ROW($1:$80)))))","v":""},{"$f":"IF(OR(ISBLANK(CE100),CE5326=\"\"),\"\",IF(ISERROR(-LOOKUP(1,-LEFT(CE5326,ROW($1:$80)))),0,-LOOKUP(1,-LEFT(CE5326,ROW($1:$80)))))","v":""},{"$f":"IF(OR(ISBLANK(CF100),CF5326=\"\"),\"\",IF(ISERROR(-LOOKUP(1,-LEFT(CF5326,ROW($1:$80)))),0,-LOOKUP(1,-LEFT(CF5326,ROW($1:$80)))))","v":""},{"$f":"IF(OR(ISBLANK(CG100),CG5326=\"\"),\"\",IF(ISERROR(-LOOKUP(1,-LEFT(CG5326,ROW($1:$80)))),0,-LOOKUP(1,-LEFT(CG5326,ROW($1:$80)))))","v":""},{"$f":"IF(OR(ISBLANK(CH100),CH5326=\"\"),\"\",IF(ISERROR(-LOOKUP(1,-LEFT(CH5326,ROW($1:$80)))),0,-LOOKUP(1,-LEFT(CH5326,ROW($1:$80)))))","v":""},{"$f":"IF(OR(ISBLANK(CI100),CI5326=\"\"),\"\",IF(ISERROR(-LOOKUP(1,-LEFT(CI5326,ROW($1:$80)))),0,-LOOKUP(1,-LEFT(CI5326,ROW($1:$80)))))","v":""},{"$f":"IF(OR(ISBLANK(CJ100),CJ5326=\"\"),\"\",IF(ISERROR(-LOOKUP(1,-LEFT(CJ5326,ROW($1:$80)))),0,-LOOKUP(1,-LEFT(CJ5326,ROW($1:$80)))))","v":""},{"$f":"IF(OR(ISBLANK(CK100),CK5326=\"\"),\"\",IF(ISERROR(-LOOKUP(1,-LEFT(CK5326,ROW($1:$80)))),0,-LOOKUP(1,-LEFT(CK5326,ROW($1:$80)))))","v":""},{"$f":"IF(OR(ISBLANK(CL100),CL5326=\"\"),\"\",IF(ISERROR(-LOOKUP(1,-LEFT(CL5326,ROW($1:$80)))),0,-LOOKUP(1,-LEFT(CL5326,ROW($1:$80)))))","v":""},{"$f":"IF(OR(ISBLANK(CM100),CM5326=\"\"),\"\",IF(ISERROR(-LOOKUP(1,-LEFT(CM5326,ROW($1:$80)))),0,-LOOKUP(1,-LEFT(CM5326,ROW($1:$80)))))","v":""},{"$f":"IF(OR(ISBLANK(CN100),CN5326=\"\"),\"\",IF(ISERROR(-LOOKUP(1,-LEFT(CN5326,ROW($1:$80)))),0,-LOOKUP(1,-LEFT(CN5326,ROW($1:$80)))))","v":""},{"$f":"IF(OR(ISBLANK(CO100),CO5326=\"\"),\"\",IF(ISERROR(-LOOKUP(1,-LEFT(CO5326,ROW($1:$80)))),0,-LOOKUP(1,-LEFT(CO5326,ROW($1:$80)))))","v":""},{"$f":"IF(OR(ISBLANK(CP100),CP5326=\"\"),\"\",IF(ISERROR(-LOOKUP(1,-LEFT(CP5326,ROW($1:$80)))),0,-LOOKUP(1,-LEFT(CP5326,ROW($1:$80)))))","v":""},{"$f":"IF(OR(ISBLANK(CQ100),CQ5326=\"\"),\"\",IF(ISERROR(-LOOKUP(1,-LEFT(CQ5326,ROW($1:$80)))),0,-LOOKUP(1,-LEFT(CQ5326,ROW($1:$80)))))","v":""},{"$f":"IF(OR(ISBLANK(CR100),CR5326=\"\"),\"\",IF(ISERROR(-LOOKUP(1,-LEFT(CR5326,ROW($1:$80)))),0,-LOOKUP(1,-LEFT(CR5326,ROW($1:$80)))))","v":""},{"$f":"IF(OR(ISBLANK(CS100),CS5326=\"\"),\"\",IF(ISERROR(-LOOKUP(1,-LEFT(CS5326,ROW($1:$80)))),0,-LOOKUP(1,-LEFT(CS5326,ROW($1:$80)))))","v":""},{"$f":"IF(OR(ISBLANK(CT100),CT5326=\"\"),\"\",IF(ISERROR(-LOOKUP(1,-LEFT(CT5326,ROW($1:$80)))),0,-LOOKUP(1,-LEFT(CT5326,ROW($1:$80)))))","v":""},{"$f":"IF(OR(ISBLANK(CU100),CU5326=\"\"),\"\",IF(ISERROR(-LOOKUP(1,-LEFT(CU5326,ROW($1:$80)))),0,-LOOKUP(1,-LEFT(CU5326,ROW($1:$80)))))","v":""},{"$f":"IF(OR(ISBLANK(CV100),CV5326=\"\"),\"\",IF(ISERROR(-LOOKUP(1,-LEFT(CV5326,ROW($1:$80)))),0,-LOOKUP(1,-LEFT(CV5326,ROW($1:$80)))))","v":""},{"$f":"IF(OR(ISBLANK(CW100),CW5326=\"\"),\"\",IF(ISERROR(-LOOKUP(1,-LEFT(CW5326,ROW($1:$80)))),0,-LOOKUP(1,-LEFT(CW5326,ROW($1:$80)))))","v":""},{"$f":"IF(OR(ISBLANK(CX100),CX5326=\"\"),\"\",IF(ISERROR(-LOOKUP(1,-LEFT(CX5326,ROW($1:$80)))),0,-LOOKUP(1,-LEFT(CX5326,ROW($1:$80)))))","v":""},{"$f":"IF(OR(ISBLANK(CY100),CY5326=\"\"),\"\",IF(ISERROR(-LOOKUP(1,-LEFT(CY5326,ROW($1:$80)))),0,-LOOKUP(1,-LEFT(CY5326,ROW($1:$80)))))","v":""},{"$f":"IF(OR(ISBLANK(CZ100),CZ5326=\"\"),\"\",IF(ISERROR(-LOOKUP(1,-LEFT(CZ5326,ROW($1:$80)))),0,-LOOKUP(1,-LEFT(CZ5326,ROW($1:$80)))))","v":""},{"$f":"IF(OR(ISBLANK(DA100),DA5326=\"\"),\"\",IF(ISERROR(-LOOKUP(1,-LEFT(DA5326,ROW($1:$80)))),0,-LOOKUP(1,-LEFT(DA5326,ROW($1:$80)))))","v":""},{"$f":"IF(OR(ISBLANK(DB100),DB5326=\"\"),\"\",IF(ISERROR(-LOOKUP(1,-LEFT(DB5326,ROW($1:$80)))),0,-LOOKUP(1,-LEFT(DB5326,ROW($1:$80)))))","v":""},{"$f":"IF(OR(ISBLANK(DC100),DC5326=\"\"),\"\",IF(ISERROR(-LOOKUP(1,-LEFT(DC5326,ROW($1:$80)))),0,-LOOKUP(1,-LEFT(DC5326,ROW($1:$80)))))","v":""},{"$f":"IF(OR(ISBLANK(DD100),DD5326=\"\"),\"\",IF(ISERROR(-LOOKUP(1,-LEFT(DD5326,ROW($1:$80)))),0,-LOOKUP(1,-LEFT(DD5326,ROW($1:$80)))))","v":""},{"$f":"IF(OR(ISBLANK(DE100),DE5326=\"\"),\"\",IF(ISERROR(-LOOKUP(1,-LEFT(DE5326,ROW($1:$80)))),0,-LOOKUP(1,-LEFT(DE5326,ROW($1:$80)))))","v":""},{"$f":"IF(OR(ISBLANK(DF100),DF5326=\"\"),\"\",IF(ISERROR(-LOOKUP(1,-LEFT(DF5326,ROW($1:$80)))),0,-LOOKUP(1,-LEFT(DF5326,ROW($1:$80)))))","v":""},{"$f":"IF(OR(ISBLANK(DG100),DG5326=\"\"),\"\",IF(ISERROR(-LOOKUP(1,-LEFT(DG5326,ROW($1:$80)))),0,-LOOKUP(1,-LEFT(DG5326,ROW($1:$80)))))","v":""},{"$f":"IF(OR(ISBLANK(DH100),DH5326=\"\"),\"\",IF(ISERROR(-LOOKUP(1,-LEFT(DH5326,ROW($1:$80)))),0,-LOOKUP(1,-LEFT(DH5326,ROW($1:$80)))))","v":""},{"$f":"IF(OR(ISBLANK(DI100),DI5326=\"\"),\"\",IF(ISERROR(-LOOKUP(1,-LEFT(DI5326,ROW($1:$80)))),0,-LOOKUP(1,-LEFT(DI5326,ROW($1:$80)))))","v":""},{"$f":"IF(OR(ISBLANK(DJ100),DJ5326=\"\"),\"\",IF(ISERROR(-LOOKUP(1,-LEFT(DJ5326,ROW($1:$80)))),0,-LOOKUP(1,-LEFT(DJ5326,ROW($1:$80)))))","v":""},{"$f":"IF(OR(ISBLANK(DK100),DK5326=\"\"),\"\",IF(ISERROR(-LOOKUP(1,-LEFT(DK5326,ROW($1:$80)))),0,-LOOKUP(1,-LEFT(DK5326,ROW($1:$80)))))","v":""},{"$f":"IF(OR(ISBLANK(DL100),DL5326=\"\"),\"\",IF(ISERROR(-LOOKUP(1,-LEFT(DL5326,ROW($1:$80)))),0,-LOOKUP(1,-LEFT(DL5326,ROW($1:$80)))))","v":""},{"$f":"IF(OR(ISBLANK(DM100),DM5326=\"\"),\"\",IF(ISERROR(-LOOKUP(1,-LEFT(DM5326,ROW($1:$80)))),0,-LOOKUP(1,-LEFT(DM5326,ROW($1:$80)))))","v":""},{"$f":"IF(OR(ISBLANK(DN100),DN5326=\"\"),\"\",IF(ISERROR(-LOOKUP(1,-LEFT(DN5326,ROW($1:$80)))),0,-LOOKUP(1,-LEFT(DN5326,ROW($1:$80)))))","v":""},{"$f":"IF(OR(ISBLANK(DO100),DO5326=\"\"),\"\",IF(ISERROR(-LOOKUP(1,-LEFT(DO5326,ROW($1:$80)))),0,-LOOKUP(1,-LEFT(DO5326,ROW($1:$80)))))","v":""},{"$f":"IF(OR(ISBLANK(DP100),DP5326=\"\"),\"\",IF(ISERROR(-LOOKUP(1,-LEFT(DP5326,ROW($1:$80)))),0,-LOOKUP(1,-LEFT(DP5326,ROW($1:$80)))))","v":""},{"$f":"IF(OR(ISBLANK(DQ100),DQ5326=\"\"),\"\",IF(ISERROR(-LOOKUP(1,-LEFT(DQ5326,ROW($1:$80)))),0,-LOOKUP(1,-LEFT(DQ5326,ROW($1:$80)))))","v":""},{"$f":"IF(OR(ISBLANK(DR100),DR5326=\"\"),\"\",IF(ISERROR(-LOOKUP(1,-LEFT(DR5326,ROW($1:$80)))),0,-LOOKUP(1,-LEFT(DR5326,ROW($1:$80)))))","v":""},{"$f":"IF(OR(ISBLANK(DS100),DS5326=\"\"),\"\",IF(ISERROR(-LOOKUP(1,-LEFT(DS5326,ROW($1:$80)))),0,-LOOKUP(1,-LEFT(DS5326,ROW($1:$80)))))","v":""},{"$f":"IF(OR(ISBLANK(DT100),DT5326=\"\"),\"\",IF(ISERROR(-LOOKUP(1,-LEFT(DT5326,ROW($1:$80)))),0,-LOOKUP(1,-LEFT(DT5326,ROW($1:$80)))))","v":""},{"$f":"IF(OR(ISBLANK(DU100),DU5326=\"\"),\"\",IF(ISERROR(-LOOKUP(1,-LEFT(DU5326,ROW($1:$80)))),0,-LOOKUP(1,-LEFT(DU5326,ROW($1:$80)))))","v":""},{"$f":"IF(OR(ISBLANK(DV100),DV5326=\"\"),\"\",IF(ISERROR(-LOOKUP(1,-LEFT(DV5326,ROW($1:$80)))),0,-LOOKUP(1,-LEFT(DV5326,ROW($1:$80)))))","v":""},{"$f":"IF(OR(ISBLANK(DW100),DW5326=\"\"),\"\",IF(ISERROR(-LOOKUP(1,-LEFT(DW5326,ROW($1:$80)))),0,-LOOKUP(1,-LEFT(DW5326,ROW($1:$80)))))","v":""},{"$f":"IF(OR(ISBLANK(DX100),DX5326=\"\"),\"\",IF(ISERROR(-LOOKUP(1,-LEFT(DX5326,ROW($1:$80)))),0,-LOOKUP(1,-LEFT(DX5326,ROW($1:$80)))))","v":""},{"$f":"IF(OR(ISBLANK(DY100),DY5326=\"\"),\"\",IF(ISERROR(-LOOKUP(1,-LEFT(DY5326,ROW($1:$80)))),0,-LOOKUP(1,-LEFT(DY5326,ROW($1:$80)))))","v":""},{"$f":"IF(OR(ISBLANK(DZ100),DZ5326=\"\"),\"\",IF(ISERROR(-LOOKUP(1,-LEFT(DZ5326,ROW($1:$80)))),0,-LOOKUP(1,-LEFT(DZ5326,ROW($1:$80)))))","v":""},{"$f":"IF(OR(ISBLANK(EA100),EA5326=\"\"),\"\",IF(ISERROR(-LOOKUP(1,-LEFT(EA5326,ROW($1:$80)))),0,-LOOKUP(1,-LEFT(EA5326,ROW($1:$80)))))","v":""},{"$f":"IF(OR(ISBLANK(EB100),EB5326=\"\"),\"\",IF(ISERROR(-LOOKUP(1,-LEFT(EB5326,ROW($1:$80)))),0,-LOOKUP(1,-LEFT(EB5326,ROW($1:$80)))))","v":""},{"$f":"IF(OR(ISBLANK(EC100),EC5326=\"\"),\"\",IF(ISERROR(-LOOKUP(1,-LEFT(EC5326,ROW($1:$80)))),0,-LOOKUP(1,-LEFT(EC5326,ROW($1:$80)))))","v":""},{"$f":"IF(OR(ISBLANK(ED100),ED5326=\"\"),\"\",IF(ISERROR(-LOOKUP(1,-LEFT(ED5326,ROW($1:$80)))),0,-LOOKUP(1,-LEFT(ED5326,ROW($1:$80)))))","v":""},{"$f":"IF(OR(ISBLANK(EE100),EE5326=\"\"),\"\",IF(ISERROR(-LOOKUP(1,-LEFT(EE5326,ROW($1:$80)))),0,-LOOKUP(1,-LEFT(EE5326,ROW($1:$80)))))","v":""},{"$f":"IF(OR(ISBLANK(EF100),EF5326=\"\"),\"\",IF(ISERROR(-LOOKUP(1,-LEFT(EF5326,ROW($1:$80)))),0,-LOOKUP(1,-LEFT(EF5326,ROW($1:$80)))))","v":""},{"$f":"IF(OR(ISBLANK(EG100),EG5326=\"\"),\"\",IF(ISERROR(-LOOKUP(1,-LEFT(EG5326,ROW($1:$80)))),0,-LOOKUP(1,-LEFT(EG5326,ROW($1:$80)))))","v":""},{"$f":"IF(OR(ISBLANK(EH100),EH5326=\"\"),\"\",IF(ISERROR(-LOOKUP(1,-LEFT(EH5326,ROW($1:$80)))),0,-LOOKUP(1,-LEFT(EH5326,ROW($1:$80)))))","v":""},{"$f":"IF(OR(ISBLANK(EI100),EI5326=\"\"),\"\",IF(ISERROR(-LOOKUP(1,-LEFT(EI5326,ROW($1:$80)))),0,-LOOKUP(1,-LEFT(EI5326,ROW($1:$80)))))","v":""},{"$f":"IF(OR(ISBLANK(EJ100),EJ5326=\"\"),\"\",IF(ISERROR(-LOOKUP(1,-LEFT(EJ5326,ROW($1:$80)))),0,-LOOKUP(1,-LEFT(EJ5326,ROW($1:$80)))))","v":""},{"$f":"IF(OR(ISBLANK(EK100),EK5326=\"\"),\"\",IF(ISERROR(-LOOKUP(1,-LEFT(EK5326,ROW($1:$80)))),0,-LOOKUP(1,-LEFT(EK5326,ROW($1:$80)))))","v":""},{"$f":"IF(OR(ISBLANK(EL100),EL5326=\"\"),\"\",IF(ISERROR(-LOOKUP(1,-LEFT(EL5326,ROW($1:$80)))),0,-LOOKUP(1,-LEFT(EL5326,ROW($1:$80)))))","v":""},{"$f":"IF(OR(ISBLANK(EM100),EM5326=\"\"),\"\",IF(ISERROR(-LOOKUP(1,-LEFT(EM5326,ROW($1:$80)))),0,-LOOKUP(1,-LEFT(EM5326,ROW($1:$80)))))","v":""},{"$f":"IF(OR(ISBLANK(EN100),EN5326=\"\"),\"\",IF(ISERROR(-LOOKUP(1,-LEFT(EN5326,ROW($1:$80)))),0,-LOOKUP(1,-LEFT(EN5326,ROW($1:$80)))))","v":""},{"$f":"IF(OR(ISBLANK(EO100),EO5326=\"\"),\"\",IF(ISERROR(-LOOKUP(1,-LEFT(EO5326,ROW($1:$80)))),0,-LOOKUP(1,-LEFT(EO5326,ROW($1:$80)))))","v":""},{"$f":"IF(OR(ISBLANK(EP100),EP5326=\"\"),\"\",IF(ISERROR(-LOOKUP(1,-LEFT(EP5326,ROW($1:$80)))),0,-LOOKUP(1,-LEFT(EP5326,ROW($1:$80)))))","v":""},{"$f":"IF(OR(ISBLANK(EQ100),EQ5326=\"\"),\"\",IF(ISERROR(-LOOKUP(1,-LEFT(EQ5326,ROW($1:$80)))),0,-LOOKUP(1,-LEFT(EQ5326,ROW($1:$80)))))","v":""},{"$f":"IF(OR(ISBLANK(ER100),ER5326=\"\"),\"\",IF(ISERROR(-LOOKUP(1,-LEFT(ER5326,ROW($1:$80)))),0,-LOOKUP(1,-LEFT(ER5326,ROW($1:$80)))))","v":""},{"$f":"IF(OR(ISBLANK(ES100),ES5326=\"\"),\"\",IF(ISERROR(-LOOKUP(1,-LEFT(ES5326,ROW($1:$80)))),0,-LOOKUP(1,-LEFT(ES5326,ROW($1:$80)))))","v":""},{"$f":"IF(OR(ISBLANK(ET100),ET5326=\"\"),\"\",IF(ISERROR(-LOOKUP(1,-LEFT(ET5326,ROW($1:$80)))),0,-LOOKUP(1,-LEFT(ET5326,ROW($1:$80)))))","v":""},{"$f":"IF(OR(ISBLANK(EU100),EU5326=\"\"),\"\",IF(ISERROR(-LOOKUP(1,-LEFT(EU5326,ROW($1:$80)))),0,-LOOKUP(1,-LEFT(EU5326,ROW($1:$80)))))","v":""},{"$f":"IF(OR(ISBLANK(EV100),EV5326=\"\"),\"\",IF(ISERROR(-LOOKUP(1,-LEFT(EV5326,ROW($1:$80)))),0,-LOOKUP(1,-LEFT(EV5326,ROW($1:$80)))))","v":""},{"$f":"IF(OR(ISBLANK(EW100),EW5326=\"\"),\"\",IF(ISERROR(-LOOKUP(1,-LEFT(EW5326,ROW($1:$80)))),0,-LOOKUP(1,-LEFT(EW5326,ROW($1:$80)))))","v":""},{"$f":"IF(OR(ISBLANK(EX100),EX5326=\"\"),\"\",IF(ISERROR(-LOOKUP(1,-LEFT(EX5326,ROW($1:$80)))),0,-LOOKUP(1,-LEFT(EX5326,ROW($1:$80)))))","v":""},{"$f":"IF(OR(ISBLANK(EY100),EY5326=\"\"),\"\",IF(ISERROR(-LOOKUP(1,-LEFT(EY5326,ROW($1:$80)))),0,-LOOKUP(1,-LEFT(EY5326,ROW($1:$80)))))","v":""},{"$f":"IF(OR(ISBLANK(EZ100),EZ5326=\"\"),\"\",IF(ISERROR(-LOOKUP(1,-LEFT(EZ5326,ROW($1:$80)))),0,-LOOKUP(1,-LEFT(EZ5326,ROW($1:$80)))))","v":""},{"$f":"IF(OR(ISBLANK(FA100),FA5326=\"\"),\"\",IF(ISERROR(-LOOKUP(1,-LEFT(FA5326,ROW($1:$80)))),0,-LOOKUP(1,-LEFT(FA5326,ROW($1:$80)))))","v":""},{"$f":"IF(OR(ISBLANK(FB100),FB5326=\"\"),\"\",IF(ISERROR(-LOOKUP(1,-LEFT(FB5326,ROW($1:$80)))),0,-LOOKUP(1,-LEFT(FB5326,ROW($1:$80)))))","v":""},{"$f":"IF(OR(ISBLANK(FC100),FC5326=\"\"),\"\",IF(ISERROR(-LOOKUP(1,-LEFT(FC5326,ROW($1:$80)))),0,-LOOKUP(1,-LEFT(FC5326,ROW($1:$80)))))","v":""},{"$f":"IF(OR(ISBLANK(FD100),FD5326=\"\"),\"\",IF(ISERROR(-LOOKUP(1,-LEFT(FD5326,ROW($1:$80)))),0,-LOOKUP(1,-LEFT(FD5326,ROW($1:$80)))))","v":""},{"$f":"IF(OR(ISBLANK(FE100),FE5326=\"\"),\"\",IF(ISERROR(-LOOKUP(1,-LEFT(FE5326,ROW($1:$80)))),0,-LOOKUP(1,-LEFT(FE5326,ROW($1:$80)))))","v":""},{"$f":"IF(OR(ISBLANK(FF100),FF5326=\"\"),\"\",IF(ISERROR(-LOOKUP(1,-LEFT(FF5326,ROW($1:$80)))),0,-LOOKUP(1,-LEFT(FF5326,ROW($1:$80)))))","v":""},{"$f":"IF(OR(ISBLANK(FG100),FG5326=\"\"),\"\",IF(ISERROR(-LOOKUP(1,-LEFT(FG5326,ROW($1:$80)))),0,-LOOKUP(1,-LEFT(FG5326,ROW($1:$80)))))","v":""},{"$f":"IF(OR(ISBLANK(FH100),FH5326=\"\"),\"\",IF(ISERROR(-LOOKUP(1,-LEFT(FH5326,ROW($1:$80)))),0,-LOOKUP(1,-LEFT(FH5326,ROW($1:$80)))))","v":""},{"$f":"IF(OR(ISBLANK(FI100),FI5326=\"\"),\"\",IF(ISERROR(-LOOKUP(1,-LEFT(FI5326,ROW($1:$80)))),0,-LOOKUP(1,-LEFT(FI5326,ROW($1:$80)))))","v":""},{"$f":"IF(OR(ISBLANK(FJ100),FJ5326=\"\"),\"\",IF(ISERROR(-LOOKUP(1,-LEFT(FJ5326,ROW($1:$80)))),0,-LOOKUP(1,-LEFT(FJ5326,ROW($1:$80)))))","v":""},{"$f":"IF(OR(ISBLANK(FK100),FK5326=\"\"),\"\",IF(ISERROR(-LOOKUP(1,-LEFT(FK5326,ROW($1:$80)))),0,-LOOKUP(1,-LEFT(FK5326,ROW($1:$80)))))","v":""},{"$f":"IF(OR(ISBLANK(FL100),FL5326=\"\"),\"\",IF(ISERROR(-LOOKUP(1,-LEFT(FL5326,ROW($1:$80)))),0,-LOOKUP(1,-LEFT(FL5326,ROW($1:$80)))))","v":""},{"$f":"IF(OR(ISBLANK(FM100),FM5326=\"\"),\"\",IF(ISERROR(-LOOKUP(1,-LEFT(FM5326,ROW($1:$80)))),0,-LOOKUP(1,-LEFT(FM5326,ROW($1:$80)))))","v":""},{"$f":"IF(OR(ISBLANK(FN100),FN5326=\"\"),\"\",IF(ISERROR(-LOOKUP(1,-LEFT(FN5326,ROW($1:$80)))),0,-LOOKUP(1,-LEFT(FN5326,ROW($1:$80)))))","v":""},{"$f":"IF(OR(ISBLANK(FO100),FO5326=\"\"),\"\",IF(ISERROR(-LOOKUP(1,-LEFT(FO5326,ROW($1:$80)))),0,-LOOKUP(1,-LEFT(FO5326,ROW($1:$80)))))","v":""},{"$f":"IF(OR(ISBLANK(FP100),FP5326=\"\"),\"\",IF(ISERROR(-LOOKUP(1,-LEFT(FP5326,ROW($1:$80)))),0,-LOOKUP(1,-LEFT(FP5326,ROW($1:$80)))))","v":""},{"$f":"IF(OR(ISBLANK(FQ100),FQ5326=\"\"),\"\",IF(ISERROR(-LOOKUP(1,-LEFT(FQ5326,ROW($1:$80)))),0,-LOOKUP(1,-LEFT(FQ5326,ROW($1:$80)))))","v":""},{"$f":"IF(OR(ISBLANK(FR100),FR5326=\"\"),\"\",IF(ISERROR(-LOOKUP(1,-LEFT(FR5326,ROW($1:$80)))),0,-LOOKUP(1,-LEFT(FR5326,ROW($1:$80)))))","v":""},{"$f":"IF(OR(ISBLANK(FS100),FS5326=\"\"),\"\",IF(ISERROR(-LOOKUP(1,-LEFT(FS5326,ROW($1:$80)))),0,-LOOKUP(1,-LEFT(FS5326,ROW($1:$80)))))","v":""},{"$f":"IF(OR(ISBLANK(FT100),FT5326=\"\"),\"\",IF(ISERROR(-LOOKUP(1,-LEFT(FT5326,ROW($1:$80)))),0,-LOOKUP(1,-LEFT(FT5326,ROW($1:$80)))))","v":""},{"$f":"IF(OR(ISBLANK(FU100),FU5326=\"\"),\"\",IF(ISERROR(-LOOKUP(1,-LEFT(FU5326,ROW($1:$80)))),0,-LOOKUP(1,-LEFT(FU5326,ROW($1:$80)))))","v":""},{"$f":"IF(OR(ISBLANK(FV100),FV5326=\"\"),\"\",IF(ISERROR(-LOOKUP(1,-LEFT(FV5326,ROW($1:$80)))),0,-LOOKUP(1,-LEFT(FV5326,ROW($1:$80)))))","v":""},{"$f":"IF(OR(ISBLANK(FW100),FW5326=\"\"),\"\",IF(ISERROR(-LOOKUP(1,-LEFT(FW5326,ROW($1:$80)))),0,-LOOKUP(1,-LEFT(FW5326,ROW($1:$80)))))","v":""},{"$f":"IF(OR(ISBLANK(FX100),FX5326=\"\"),\"\",IF(ISERROR(-LOOKUP(1,-LEFT(FX5326,ROW($1:$80)))),0,-LOOKUP(1,-LEFT(FX5326,ROW($1:$80)))))","v":""},{"$f":"IF(OR(ISBLANK(FY100),FY5326=\"\"),\"\",IF(ISERROR(-LOOKUP(1,-LEFT(FY5326,ROW($1:$80)))),0,-LOOKUP(1,-LEFT(FY5326,ROW($1:$80)))))","v":""},{"$f":"IF(OR(ISBLANK(FZ100),FZ5326=\"\"),\"\",IF(ISERROR(-LOOKUP(1,-LEFT(FZ5326,ROW($1:$80)))),0,-LOOKUP(1,-LEFT(FZ5326,ROW($1:$80)))))","v":""},{"$f":"IF(OR(ISBLANK(GA100),GA5326=\"\"),\"\",IF(ISERROR(-LOOKUP(1,-LEFT(GA5326,ROW($1:$80)))),0,-LOOKUP(1,-LEFT(GA5326,ROW($1:$80)))))","v":""},{"$f":"IF(OR(ISBLANK(GB100),GB5326=\"\"),\"\",IF(ISERROR(-LOOKUP(1,-LEFT(GB5326,ROW($1:$80)))),0,-LOOKUP(1,-LEFT(GB5326,ROW($1:$80)))))","v":""},{"$f":"IF(OR(ISBLANK(GC100),GC5326=\"\"),\"\",IF(ISERROR(-LOOKUP(1,-LEFT(GC5326,ROW($1:$80)))),0,-LOOKUP(1,-LEFT(GC5326,ROW($1:$80)))))","v":""},{"$f":"IF(OR(ISBLANK(GD100),GD5326=\"\"),\"\",IF(ISERROR(-LOOKUP(1,-LEFT(GD5326,ROW($1:$80)))),0,-LOOKUP(1,-LEFT(GD5326,ROW($1:$80)))))","v":""},{"$f":"IF(OR(ISBLANK(GE100),GE5326=\"\"),\"\",IF(ISERROR(-LOOKUP(1,-LEFT(GE5326,ROW($1:$80)))),0,-LOOKUP(1,-LEFT(GE5326,ROW($1:$80)))))","v":""},{"$f":"IF(OR(ISBLANK(GF100),GF5326=\"\"),\"\",IF(ISERROR(-LOOKUP(1,-LEFT(GF5326,ROW($1:$80)))),0,-LOOKUP(1,-LEFT(GF5326,ROW($1:$80)))))","v":""},{"$f":"IF(OR(ISBLANK(GG100),GG5326=\"\"),\"\",IF(ISERROR(-LOOKUP(1,-LEFT(GG5326,ROW($1:$80)))),0,-LOOKUP(1,-LEFT(GG5326,ROW($1:$80)))))","v":""},{"$f":"IF(OR(ISBLANK(GH100),GH5326=\"\"),\"\",IF(ISERROR(-LOOKUP(1,-LEFT(GH5326,ROW($1:$80)))),0,-LOOKUP(1,-LEFT(GH5326,ROW($1:$80)))))","v":""},{"$f":"IF(OR(ISBLANK(GI100),GI5326=\"\"),\"\",IF(ISERROR(-LOOKUP(1,-LEFT(GI5326,ROW($1:$80)))),0,-LOOKUP(1,-LEFT(GI5326,ROW($1:$80)))))","v":""},{"$f":"IF(OR(ISBLANK(GJ100),GJ5326=\"\"),\"\",IF(ISERROR(-LOOKUP(1,-LEFT(GJ5326,ROW($1:$80)))),0,-LOOKUP(1,-LEFT(GJ5326,ROW($1:$80)))))","v":""},{"$f":"IF(OR(ISBLANK(GK100),GK5326=\"\"),\"\",IF(ISERROR(-LOOKUP(1,-LEFT(GK5326,ROW($1:$80)))),0,-LOOKUP(1,-LEFT(GK5326,ROW($1:$80)))))","v":""},{"$f":"IF(OR(ISBLANK(GL100),GL5326=\"\"),\"\",IF(ISERROR(-LOOKUP(1,-LEFT(GL5326,ROW($1:$80)))),0,-LOOKUP(1,-LEFT(GL5326,ROW($1:$80)))))","v":""},{"$f":"IF(OR(ISBLANK(GM100),GM5326=\"\"),\"\",IF(ISERROR(-LOOKUP(1,-LEFT(GM5326,ROW($1:$80)))),0,-LOOKUP(1,-LEFT(GM5326,ROW($1:$80)))))","v":""},{"$f":"IF(OR(ISBLANK(GN100),GN5326=\"\"),\"\",IF(ISERROR(-LOOKUP(1,-LEFT(GN5326,ROW($1:$80)))),0,-LOOKUP(1,-LEFT(GN5326,ROW($1:$80)))))","v":""},{"$f":"IF(OR(ISBLANK(GO100),GO5326=\"\"),\"\",IF(ISERROR(-LOOKUP(1,-LEFT(GO5326,ROW($1:$80)))),0,-LOOKUP(1,-LEFT(GO5326,ROW($1:$80)))))","v":""},{"$f":"IF(OR(ISBLANK(GP100),GP5326=\"\"),\"\",IF(ISERROR(-LOOKUP(1,-LEFT(GP5326,ROW($1:$80)))),0,-LOOKUP(1,-LEFT(GP5326,ROW($1:$80)))))","v":""},{"$f":"IF(OR(ISBLANK(GQ100),GQ5326=\"\"),\"\",IF(ISERROR(-LOOKUP(1,-LEFT(GQ5326,ROW($1:$80)))),0,-LOOKUP(1,-LEFT(GQ5326,ROW($1:$80)))))","v":""},{"$f":"IF(OR(ISBLANK(GR100),GR5326=\"\"),\"\",IF(ISERROR(-LOOKUP(1,-LEFT(GR5326,ROW($1:$80)))),0,-LOOKUP(1,-LEFT(GR5326,ROW($1:$80)))))","v":""},{"$f":"IF(OR(ISBLANK(GS100),GS5326=\"\"),\"\",IF(ISERROR(-LOOKUP(1,-LEFT(GS5326,ROW($1:$80)))),0,-LOOKUP(1,-LEFT(GS5326,ROW($1:$80)))))","v":""},{"$f":"IF(OR(ISBLANK(GT100),GT5326=\"\"),\"\",IF(ISERROR(-LOOKUP(1,-LEFT(GT5326,ROW($1:$80)))),0,-LOOKUP(1,-LEFT(GT5326,ROW($1:$80)))))","v":""},{"$f":"IF(OR(ISBLANK(GU100),GU5326=\"\"),\"\",IF(ISERROR(-LOOKUP(1,-LEFT(GU5326,ROW($1:$80)))),0,-LOOKUP(1,-LEFT(GU5326,ROW($1:$80)))))","v":""},{"$f":"IF(OR(ISBLANK(GV100),GV5326=\"\"),\"\",IF(ISERROR(-LOOKUP(1,-LEFT(GV5326,ROW($1:$80)))),0,-LOOKUP(1,-LEFT(GV5326,ROW($1:$80)))))","v":""},{"$f":"IF(OR(ISBLANK(GW100),GW5326=\"\"),\"\",IF(ISERROR(-LOOKUP(1,-LEFT(GW5326,ROW($1:$80)))),0,-LOOKUP(1,-LEFT(GW5326,ROW($1:$80)))))","v":""},{"$f":"IF(OR(ISBLANK(GX100),GX5326=\"\"),\"\",IF(ISERROR(-LOOKUP(1,-LEFT(GX5326,ROW($1:$80)))),0,-LOOKUP(1,-LEFT(GX5326,ROW($1:$80)))))","v":""},{"$f":"IF(OR(ISBLANK(GY100),GY5326=\"\"),\"\",IF(ISERROR(-LOOKUP(1,-LEFT(GY5326,ROW($1:$80)))),0,-LOOKUP(1,-LEFT(GY5326,ROW($1:$80)))))","v":""},{"$f":"IF(OR(ISBLANK(GZ100),GZ5326=\"\"),\"\",IF(ISERROR(-LOOKUP(1,-LEFT(GZ5326,ROW($1:$80)))),0,-LOOKUP(1,-LEFT(GZ5326,ROW($1:$80)))))","v":""},{"$f":"IF(OR(ISBLANK(HA100),HA5326=\"\"),\"\",IF(ISERROR(-LOOKUP(1,-LEFT(HA5326,ROW($1:$80)))),0,-LOOKUP(1,-LEFT(HA5326,ROW($1:$80)))))","v":""},{"$f":"IF(OR(ISBLANK(HB100),HB5326=\"\"),\"\",IF(ISERROR(-LOOKUP(1,-LEFT(HB5326,ROW($1:$80)))),0,-LOOKUP(1,-LEFT(HB5326,ROW($1:$80)))))","v":""},{"$f":"IF(OR(ISBLANK(HC100),HC5326=\"\"),\"\",IF(ISERROR(-LOOKUP(1,-LEFT(HC5326,ROW($1:$80)))),0,-LOOKUP(1,-LEFT(HC5326,ROW($1:$80)))))","v":""},{"$f":"IF(OR(ISBLANK(HD100),HD5326=\"\"),\"\",IF(ISERROR(-LOOKUP(1,-LEFT(HD5326,ROW($1:$80)))),0,-LOOKUP(1,-LEFT(HD5326,ROW($1:$80)))))","v":""},{"$f":"IF(OR(ISBLANK(HE100),HE5326=\"\"),\"\",IF(ISERROR(-LOOKUP(1,-LEFT(HE5326,ROW($1:$80)))),0,-LOOKUP(1,-LEFT(HE5326,ROW($1:$80)))))","v":""},{"$f":"IF(OR(ISBLANK(HF100),HF5326=\"\"),\"\",IF(ISERROR(-LOOKUP(1,-LEFT(HF5326,ROW($1:$80)))),0,-LOOKUP(1,-LEFT(HF5326,ROW($1:$80)))))","v":""},{"$f":"IF(OR(ISBLANK(HG100),HG5326=\"\"),\"\",IF(ISERROR(-LOOKUP(1,-LEFT(HG5326,ROW($1:$80)))),0,-LOOKUP(1,-LEFT(HG5326,ROW($1:$80)))))","v":""},{"$f":"IF(OR(ISBLANK(HH100),HH5326=\"\"),\"\",IF(ISERROR(-LOOKUP(1,-LEFT(HH5326,ROW($1:$80)))),0,-LOOKUP(1,-LEFT(HH5326,ROW($1:$80)))))","v":""},{"$f":"IF(OR(ISBLANK(HI100),HI5326=\"\"),\"\",IF(ISERROR(-LOOKUP(1,-LEFT(HI5326,ROW($1:$80)))),0,-LOOKUP(1,-LEFT(HI5326,ROW($1:$80)))))","v":""},{"$f":"IF(OR(ISBLANK(HJ100),HJ5326=\"\"),\"\",IF(ISERROR(-LOOKUP(1,-LEFT(HJ5326,ROW($1:$80)))),0,-LOOKUP(1,-LEFT(HJ5326,ROW($1:$80)))))","v":""},{"$f":"IF(OR(ISBLANK(HK100),HK5326=\"\"),\"\",IF(ISERROR(-LOOKUP(1,-LEFT(HK5326,ROW($1:$80)))),0,-LOOKUP(1,-LEFT(HK5326,ROW($1:$80)))))","v":""},{"$f":"IF(OR(ISBLANK(HL100),HL5326=\"\"),\"\",IF(ISERROR(-LOOKUP(1,-LEFT(HL5326,ROW($1:$80)))),0,-LOOKUP(1,-LEFT(HL5326,ROW($1:$80)))))","v":""},{"$f":"IF(OR(ISBLANK(HM100),HM5326=\"\"),\"\",IF(ISERROR(-LOOKUP(1,-LEFT(HM5326,ROW($1:$80)))),0,-LOOKUP(1,-LEFT(HM5326,ROW($1:$80)))))","v":""},{"$f":"IF(OR(ISBLANK(HN100),HN5326=\"\"),\"\",IF(ISERROR(-LOOKUP(1,-LEFT(HN5326,ROW($1:$80)))),0,-LOOKUP(1,-LEFT(HN5326,ROW($1:$80)))))","v":""},{"$f":"IF(OR(ISBLANK(HO100),HO5326=\"\"),\"\",IF(ISERROR(-LOOKUP(1,-LEFT(HO5326,ROW($1:$80)))),0,-LOOKUP(1,-LEFT(HO5326,ROW($1:$80)))))","v":""},{"$f":"IF(OR(ISBLANK(HP100),HP5326=\"\"),\"\",IF(ISERROR(-LOOKUP(1,-LEFT(HP5326,ROW($1:$80)))),0,-LOOKUP(1,-LEFT(HP5326,ROW($1:$80)))))","v":""},{"$f":"IF(OR(ISBLANK(HQ100),HQ5326=\"\"),\"\",IF(ISERROR(-LOOKUP(1,-LEFT(HQ5326,ROW($1:$80)))),0,-LOOKUP(1,-LEFT(HQ5326,ROW($1:$80)))))","v":""},{"$f":"IF(OR(ISBLANK(HR100),HR5326=\"\"),\"\",IF(ISERROR(-LOOKUP(1,-LEFT(HR5326,ROW($1:$80)))),0,-LOOKUP(1,-LEFT(HR5326,ROW($1:$80)))))","v":""},{"$f":"IF(OR(ISBLANK(HS100),HS5326=\"\"),\"\",IF(ISERROR(-LOOKUP(1,-LEFT(HS5326,ROW($1:$80)))),0,-LOOKUP(1,-LEFT(HS5326,ROW($1:$80)))))","v":""},{"$f":"IF(OR(ISBLANK(HT100),HT5326=\"\"),\"\",IF(ISERROR(-LOOKUP(1,-LEFT(HT5326,ROW($1:$80)))),0,-LOOKUP(1,-LEFT(HT5326,ROW($1:$80)))))","v":""},{"$f":"IF(OR(ISBLANK(HU100),HU5326=\"\"),\"\",IF(ISERROR(-LOOKUP(1,-LEFT(HU5326,ROW($1:$80)))),0,-LOOKUP(1,-LEFT(HU5326,ROW($1:$80)))))","v":""},{"$f":"IF(OR(ISBLANK(HV100),HV5326=\"\"),\"\",IF(ISERROR(-LOOKUP(1,-LEFT(HV5326,ROW($1:$80)))),0,-LOOKUP(1,-LEFT(HV5326,ROW($1:$80)))))","v":""},{"$f":"IF(OR(ISBLANK(HW100),HW5326=\"\"),\"\",IF(ISERROR(-LOOKUP(1,-LEFT(HW5326,ROW($1:$80)))),0,-LOOKUP(1,-LEFT(HW5326,ROW($1:$80)))))","v":""},{"$f":"IF(OR(ISBLANK(HX100),HX5326=\"\"),\"\",IF(ISERROR(-LOOKUP(1,-LEFT(HX5326,ROW($1:$80)))),0,-LOOKUP(1,-LEFT(HX5326,ROW($1:$80)))))","v":""},{"$f":"IF(OR(ISBLANK(HY100),HY5326=\"\"),\"\",IF(ISERROR(-LOOKUP(1,-LEFT(HY5326,ROW($1:$80)))),0,-LOOKUP(1,-LEFT(HY5326,ROW($1:$80)))))","v":""},{"$f":"IF(OR(ISBLANK(HZ100),HZ5326=\"\"),\"\",IF(ISERROR(-LOOKUP(1,-LEFT(HZ5326,ROW($1:$80)))),0,-LOOKUP(1,-LEFT(HZ5326,ROW($1:$80)))))","v":""},{"$f":"IF(OR(ISBLANK(IA100),IA5326=\"\"),\"\",IF(ISERROR(-LOOKUP(1,-LEFT(IA5326,ROW($1:$80)))),0,-LOOKUP(1,-LEFT(IA5326,ROW($1:$80)))))","v":""},{"$f":"IF(OR(ISBLANK(IB100),IB5326=\"\"),\"\",IF(ISERROR(-LOOKUP(1,-LEFT(IB5326,ROW($1:$80)))),0,-LOOKUP(1,-LEFT(IB5326,ROW($1:$80)))))","v":""},{"$f":"IF(OR(ISBLANK(IC100),IC5326=\"\"),\"\",IF(ISERROR(-LOOKUP(1,-LEFT(IC5326,ROW($1:$80)))),0,-LOOKUP(1,-LEFT(IC5326,ROW($1:$80)))))","v":""},{"$f":"IF(OR(ISBLANK(ID100),ID5326=\"\"),\"\",IF(ISERROR(-LOOKUP(1,-LEFT(ID5326,ROW($1:$80)))),0,-LOOKUP(1,-LEFT(ID5326,ROW($1:$80)))))","v":""},{"$f":"IF(OR(ISBLANK(IE100),IE5326=\"\"),\"\",IF(ISERROR(-LOOKUP(1,-LEFT(IE5326,ROW($1:$80)))),0,-LOOKUP(1,-LEFT(IE5326,ROW($1:$80)))))","v":""},{"$f":"IF(OR(ISBLANK(IF100),IF5326=\"\"),\"\",IF(ISERROR(-LOOKUP(1,-LEFT(IF5326,ROW($1:$80)))),0,-LOOKUP(1,-LEFT(IF5326,ROW($1:$80)))))","v":""},{"$f":"IF(OR(ISBLANK(IG100),IG5326=\"\"),\"\",IF(ISERROR(-LOOKUP(1,-LEFT(IG5326,ROW($1:$80)))),0,-LOOKUP(1,-LEFT(IG5326,ROW($1:$80)))))","v":""},{"$f":"IF(OR(ISBLANK(IH100),IH5326=\"\"),\"\",IF(ISERROR(-LOOKUP(1,-LEFT(IH5326,ROW($1:$80)))),0,-LOOKUP(1,-LEFT(IH5326,ROW($1:$80)))))","v":""},{"$f":"IF(OR(ISBLANK(II100),II5326=\"\"),\"\",IF(ISERROR(-LOOKUP(1,-LEFT(II5326,ROW($1:$80)))),0,-LOOKUP(1,-LEFT(II5326,ROW($1:$80)))))","v":""},{"$f":"IF(OR(ISBLANK(IJ100),IJ5326=\"\"),\"\",IF(ISERROR(-LOOKUP(1,-LEFT(IJ5326,ROW($1:$80)))),0,-LOOKUP(1,-LEFT(IJ5326,ROW($1:$80)))))","v":""},{"$f":"IF(OR(ISBLANK(IK100),IK5326=\"\"),\"\",IF(ISERROR(-LOOKUP(1,-LEFT(IK5326,ROW($1:$80)))),0,-LOOKUP(1,-LEFT(IK5326,ROW($1:$80)))))","v":""},{"$f":"IF(OR(ISBLANK(IL100),IL5326=\"\"),\"\",IF(ISERROR(-LOOKUP(1,-LEFT(IL5326,ROW($1:$80)))),0,-LOOKUP(1,-LEFT(IL5326,ROW($1:$80)))))","v":""},{"$f":"IF(OR(ISBLANK(IM100),IM5326=\"\"),\"\",IF(ISERROR(-LOOKUP(1,-LEFT(IM5326,ROW($1:$80)))),0,-LOOKUP(1,-LEFT(IM5326,ROW($1:$80)))))","v":""},{"$f":"IF(OR(ISBLANK(IN100),IN5326=\"\"),\"\",IF(ISERROR(-LOOKUP(1,-LEFT(IN5326,ROW($1:$80)))),0,-LOOKUP(1,-LEFT(IN5326,ROW($1:$80)))))","v":""},{"$f":"IF(OR(ISBLANK(IO100),IO5326=\"\"),\"\",IF(ISERROR(-LOOKUP(1,-LEFT(IO5326,ROW($1:$80)))),0,-LOOKUP(1,-LEFT(IO5326,ROW($1:$80)))))","v":""},{"$f":"IF(OR(ISBLANK(IP100),IP5326=\"\"),\"\",IF(ISERROR(-LOOKUP(1,-LEFT(IP5326,ROW($1:$80)))),0,-LOOKUP(1,-LEFT(IP5326,ROW($1:$80)))))","v":""},{"$f":"IF(OR(ISBLANK(IQ100),IQ5326=\"\"),\"\",IF(ISERROR(-LOOKUP(1,-LEFT(IQ5326,ROW($1:$80)))),0,-LOOKUP(1,-LEFT(IQ5326,ROW($1:$80)))))","v":""},{"$f":"IF(OR(ISBLANK(IR100),IR5326=\"\"),\"\",IF(ISERROR(-LOOKUP(1,-LEFT(IR5326,ROW($1:$80)))),0,-LOOKUP(1,-LEFT(IR5326,ROW($1:$80)))))","v":""},{"$f":"IF(OR(ISBLANK(IS100),IS5326=\"\"),\"\",IF(ISERROR(-LOOKUP(1,-LEFT(IS5326,ROW($1:$80)))),0,-LOOKUP(1,-LEFT(IS5326,ROW($1:$80)))))","v":""},{"$f":"IF(OR(ISBLANK(IT100),IT5326=\"\"),\"\",IF(ISERROR(-LOOKUP(1,-LEFT(IT5326,ROW($1:$80)))),0,-LOOKUP(1,-LEFT(IT5326,ROW($1:$80)))))","v":""},{"$f":"IF(OR(ISBLANK(IU100),IU5326=\"\"),\"\",IF(ISERROR(-LOOKUP(1,-LEFT(IU5326,ROW($1:$80)))),0,-LOOKUP(1,-LEFT(IU5326,ROW($1:$80)))))","v":""},{"$f":"IF(OR(ISBLANK(IV100),IV5326=\"\"),\"\",IF(ISERROR(-LOOKUP(1,-LEFT(IV5326,ROW($1:$80)))),0,-LOOKUP(1,-LEFT(IV5326,ROW($1:$80)))))","v":""},{"$f":"IF(OR(ISBLANK(IW100),IW5326=\"\"),\"\",IF(ISERROR(-LOOKUP(1,-LEFT(IW5326,ROW($1:$80)))),0,-LOOKUP(1,-LEFT(IW5326,ROW($1:$80)))))","v":""},{"$f":"IF(OR(ISBLANK(IX100),IX5326=\"\"),\"\",IF(ISERROR(-LOOKUP(1,-LEFT(IX5326,ROW($1:$80)))),0,-LOOKUP(1,-LEFT(IX5326,ROW($1:$80)))))","v":""},{"$f":"IF(OR(ISBLANK(IY100),IY5326=\"\"),\"\",IF(ISERROR(-LOOKUP(1,-LEFT(IY5326,ROW($1:$80)))),0,-LOOKUP(1,-LEFT(IY5326,ROW($1:$80)))))","v":""},{"$f":"IF(OR(ISBLANK(IZ100),IZ5326=\"\"),\"\",IF(ISERROR(-LOOKUP(1,-LEFT(IZ5326,ROW($1:$80)))),0,-LOOKUP(1,-LEFT(IZ5326,ROW($1:$80)))))","v":""},{"$f":"IF(OR(ISBLANK(JA100),JA5326=\"\"),\"\",IF(ISERROR(-LOOKUP(1,-LEFT(JA5326,ROW($1:$80)))),0,-LOOKUP(1,-LEFT(JA5326,ROW($1:$80)))))","v":""},{"$f":"IF(OR(ISBLANK(JB100),JB5326=\"\"),\"\",IF(ISERROR(-LOOKUP(1,-LEFT(JB5326,ROW($1:$80)))),0,-LOOKUP(1,-LEFT(JB5326,ROW($1:$80)))))","v":""},{"$f":"IF(OR(ISBLANK(JC100),JC5326=\"\"),\"\",IF(ISERROR(-LOOKUP(1,-LEFT(JC5326,ROW($1:$80)))),0,-LOOKUP(1,-LEFT(JC5326,ROW($1:$80)))))","v":""},{"$f":"IF(OR(ISBLANK(JD100),JD5326=\"\"),\"\",IF(ISERROR(-LOOKUP(1,-LEFT(JD5326,ROW($1:$80)))),0,-LOOKUP(1,-LEFT(JD5326,ROW($1:$80)))))","v":""},{"$f":"IF(OR(ISBLANK(JE100),JE5326=\"\"),\"\",IF(ISERROR(-LOOKUP(1,-LEFT(JE5326,ROW($1:$80)))),0,-LOOKUP(1,-LEFT(JE5326,ROW($1:$80)))))","v":""},{"$f":"IF(OR(ISBLANK(JF100),JF5326=\"\"),\"\",IF(ISERROR(-LOOKUP(1,-LEFT(JF5326,ROW($1:$80)))),0,-LOOKUP(1,-LEFT(JF5326,ROW($1:$80)))))","v":""},{"$f":"IF(OR(ISBLANK(JG100),JG5326=\"\"),\"\",IF(ISERROR(-LOOKUP(1,-LEFT(JG5326,ROW($1:$80)))),0,-LOOKUP(1,-LEFT(JG5326,ROW($1:$80)))))","v":""},{"$f":"IF(OR(ISBLANK(JH100),JH5326=\"\"),\"\",IF(ISERROR(-LOOKUP(1,-LEFT(JH5326,ROW($1:$80)))),0,-LOOKUP(1,-LEFT(JH5326,ROW($1:$80)))))","v":""},{"$f":"IF(OR(ISBLANK(JI100),JI5326=\"\"),\"\",IF(ISERROR(-LOOKUP(1,-LEFT(JI5326,ROW($1:$80)))),0,-LOOKUP(1,-LEFT(JI5326,ROW($1:$80)))))","v":""},{"$f":"IF(OR(ISBLANK(JJ100),JJ5326=\"\"),\"\",IF(ISERROR(-LOOKUP(1,-LEFT(JJ5326,ROW($1:$80)))),0,-LOOKUP(1,-LEFT(JJ5326,ROW($1:$80)))))","v":""},{"$f":"IF(OR(ISBLANK(JK100),JK5326=\"\"),\"\",IF(ISERROR(-LOOKUP(1,-LEFT(JK5326,ROW($1:$80)))),0,-LOOKUP(1,-LEFT(JK5326,ROW($1:$80)))))","v":""},{"$f":"IF(OR(ISBLANK(JL100),JL5326=\"\"),\"\",IF(ISERROR(-LOOKUP(1,-LEFT(JL5326,ROW($1:$80)))),0,-LOOKUP(1,-LEFT(JL5326,ROW($1:$80)))))","v":""},{"$f":"IF(OR(ISBLANK(JM100),JM5326=\"\"),\"\",IF(ISERROR(-LOOKUP(1,-LEFT(JM5326,ROW($1:$80)))),0,-LOOKUP(1,-LEFT(JM5326,ROW($1:$80)))))","v":""},{"$f":"IF(OR(ISBLANK(JN100),JN5326=\"\"),\"\",IF(ISERROR(-LOOKUP(1,-LEFT(JN5326,ROW($1:$80)))),0,-LOOKUP(1,-LEFT(JN5326,ROW($1:$80)))))","v":""},{"$f":"IF(OR(ISBLANK(JO100),JO5326=\"\"),\"\",IF(ISERROR(-LOOKUP(1,-LEFT(JO5326,ROW($1:$80)))),0,-LOOKUP(1,-LEFT(JO5326,ROW($1:$80)))))","v":""},{"$f":"IF(OR(ISBLANK(JP100),JP5326=\"\"),\"\",IF(ISERROR(-LOOKUP(1,-LEFT(JP5326,ROW($1:$80)))),0,-LOOKUP(1,-LEFT(JP5326,ROW($1:$80)))))","v":""},{"$f":"IF(OR(ISBLANK(JQ100),JQ5326=\"\"),\"\",IF(ISERROR(-LOOKUP(1,-LEFT(JQ5326,ROW($1:$80)))),0,-LOOKUP(1,-LEFT(JQ5326,ROW($1:$80)))))","v":""},{"$f":"IF(OR(ISBLANK(JR100),JR5326=\"\"),\"\",IF(ISERROR(-LOOKUP(1,-LEFT(JR5326,ROW($1:$80)))),0,-LOOKUP(1,-LEFT(JR5326,ROW($1:$80)))))","v":""},{"$f":"IF(OR(ISBLANK(JS100),JS5326=\"\"),\"\",IF(ISERROR(-LOOKUP(1,-LEFT(JS5326,ROW($1:$80)))),0,-LOOKUP(1,-LEFT(JS5326,ROW($1:$80)))))","v":""},{"$f":"IF(OR(ISBLANK(JT100),JT5326=\"\"),\"\",IF(ISERROR(-LOOKUP(1,-LEFT(JT5326,ROW($1:$80)))),0,-LOOKUP(1,-LEFT(JT5326,ROW($1:$80)))))","v":""},{"$f":"IF(OR(ISBLANK(JU100),JU5326=\"\"),\"\",IF(ISERROR(-LOOKUP(1,-LEFT(JU5326,ROW($1:$80)))),0,-LOOKUP(1,-LEFT(JU5326,ROW($1:$80)))))","v":""},{"$f":"IF(OR(ISBLANK(JV100),JV5326=\"\"),\"\",IF(ISERROR(-LOOKUP(1,-LEFT(JV5326,ROW($1:$80)))),0,-LOOKUP(1,-LEFT(JV5326,ROW($1:$80)))))","v":""},{"$f":"IF(OR(ISBLANK(JW100),JW5326=\"\"),\"\",IF(ISERROR(-LOOKUP(1,-LEFT(JW5326,ROW($1:$80)))),0,-LOOKUP(1,-LEFT(JW5326,ROW($1:$80)))))","v":""},{"$f":"IF(OR(ISBLANK(JX100),JX5326=\"\"),\"\",IF(ISERROR(-LOOKUP(1,-LEFT(JX5326,ROW($1:$80)))),0,-LOOKUP(1,-LEFT(JX5326,ROW($1:$80)))))","v":""},{"$f":"IF(OR(ISBLANK(JY100),JY5326=\"\"),\"\",IF(ISERROR(-LOOKUP(1,-LEFT(JY5326,ROW($1:$80)))),0,-LOOKUP(1,-LEFT(JY5326,ROW($1:$80)))))","v":""},{"$f":"IF(OR(ISBLANK(JZ100),JZ5326=\"\"),\"\",IF(ISERROR(-LOOKUP(1,-LEFT(JZ5326,ROW($1:$80)))),0,-LOOKUP(1,-LEFT(JZ5326,ROW($1:$80)))))","v":""},{"$f":"IF(OR(ISBLANK(KA100),KA5326=\"\"),\"\",IF(ISERROR(-LOOKUP(1,-LEFT(KA5326,ROW($1:$80)))),0,-LOOKUP(1,-LEFT(KA5326,ROW($1:$80)))))","v":""},{"$f":"IF(OR(ISBLANK(KB100),KB5326=\"\"),\"\",IF(ISERROR(-LOOKUP(1,-LEFT(KB5326,ROW($1:$80)))),0,-LOOKUP(1,-LEFT(KB5326,ROW($1:$80)))))","v":""},{"$f":"IF(OR(ISBLANK(KC100),KC5326=\"\"),\"\",IF(ISERROR(-LOOKUP(1,-LEFT(KC5326,ROW($1:$80)))),0,-LOOKUP(1,-LEFT(KC5326,ROW($1:$80)))))","v":""},{"$f":"IF(OR(ISBLANK(KD100),KD5326=\"\"),\"\",IF(ISERROR(-LOOKUP(1,-LEFT(KD5326,ROW($1:$80)))),0,-LOOKUP(1,-LEFT(KD5326,ROW($1:$80)))))","v":""},{"$f":"IF(OR(ISBLANK(KE100),KE5326=\"\"),\"\",IF(ISERROR(-LOOKUP(1,-LEFT(KE5326,ROW($1:$80)))),0,-LOOKUP(1,-LEFT(KE5326,ROW($1:$80)))))","v":""},{"$f":"IF(OR(ISBLANK(KF100),KF5326=\"\"),\"\",IF(ISERROR(-LOOKUP(1,-LEFT(KF5326,ROW($1:$80)))),0,-LOOKUP(1,-LEFT(KF5326,ROW($1:$80)))))","v":""},{"$f":"IF(OR(ISBLANK(KG100),KG5326=\"\"),\"\",IF(ISERROR(-LOOKUP(1,-LEFT(KG5326,ROW($1:$80)))),0,-LOOKUP(1,-LEFT(KG5326,ROW($1:$80)))))","v":""},{"$f":"IF(OR(ISBLANK(KH100),KH5326=\"\"),\"\",IF(ISERROR(-LOOKUP(1,-LEFT(KH5326,ROW($1:$80)))),0,-LOOKUP(1,-LEFT(KH5326,ROW($1:$80)))))","v":""},{"$f":"IF(OR(ISBLANK(KI100),KI5326=\"\"),\"\",IF(ISERROR(-LOOKUP(1,-LEFT(KI5326,ROW($1:$80)))),0,-LOOKUP(1,-LEFT(KI5326,ROW($1:$80)))))","v":""},{"$f":"IF(OR(ISBLANK(KJ100),KJ5326=\"\"),\"\",IF(ISERROR(-LOOKUP(1,-LEFT(KJ5326,ROW($1:$80)))),0,-LOOKUP(1,-LEFT(KJ5326,ROW($1:$80)))))","v":""},{"$f":"IF(OR(ISBLANK(KK100),KK5326=\"\"),\"\",IF(ISERROR(-LOOKUP(1,-LEFT(KK5326,ROW($1:$80)))),0,-LOOKUP(1,-LEFT(KK5326,ROW($1:$80)))))","v":""},{"$f":"IF(OR(ISBLANK(KL100),KL5326=\"\"),\"\",IF(ISERROR(-LOOKUP(1,-LEFT(KL5326,ROW($1:$80)))),0,-LOOKUP(1,-LEFT(KL5326,ROW($1:$80)))))","v":""},{"$f":"IF(OR(ISBLANK(KM100),KM5326=\"\"),\"\",IF(ISERROR(-LOOKUP(1,-LEFT(KM5326,ROW($1:$80)))),0,-LOOKUP(1,-LEFT(KM5326,ROW($1:$80)))))","v":""},{"$f":"IF(OR(ISBLANK(KN100),KN5326=\"\"),\"\",IF(ISERROR(-LOOKUP(1,-LEFT(KN5326,ROW($1:$80)))),0,-LOOKUP(1,-LEFT(KN5326,ROW($1:$80)))))","v":""},{"$f":"IF(OR(ISBLANK(KO100),KO5326=\"\"),\"\",IF(ISERROR(-LOOKUP(1,-LEFT(KO5326,ROW($1:$80)))),0,-LOOKUP(1,-LEFT(KO5326,ROW($1:$80)))))","v":""},{"$f":"IF(OR(ISBLANK(KP100),KP5326=\"\"),\"\",IF(ISERROR(-LOOKUP(1,-LEFT(KP5326,ROW($1:$80)))),0,-LOOKUP(1,-LEFT(KP5326,ROW($1:$80)))))","v":""},{"$f":"IF(OR(ISBLANK(KQ100),KQ5326=\"\"),\"\",IF(ISERROR(-LOOKUP(1,-LEFT(KQ5326,ROW($1:$80)))),0,-LOOKUP(1,-LEFT(KQ5326,ROW($1:$80)))))","v":""},{"$f":"IF(OR(ISBLANK(KR100),KR5326=\"\"),\"\",IF(ISERROR(-LOOKUP(1,-LEFT(KR5326,ROW($1:$80)))),0,-LOOKUP(1,-LEFT(KR5326,ROW($1:$80)))))","v":""},{"$f":"IF(OR(ISBLANK(KS100),KS5326=\"\"),\"\",IF(ISERROR(-LOOKUP(1,-LEFT(KS5326,ROW($1:$80)))),0,-LOOKUP(1,-LEFT(KS5326,ROW($1:$80)))))","v":""},{"$f":"IF(OR(ISBLANK(KT100),KT5326=\"\"),\"\",IF(ISERROR(-LOOKUP(1,-LEFT(KT5326,ROW($1:$80)))),0,-LOOKUP(1,-LEFT(KT5326,ROW($1:$80)))))","v":""},{"$f":"IF(OR(ISBLANK(KU100),KU5326=\"\"),\"\",IF(ISERROR(-LOOKUP(1,-LEFT(KU5326,ROW($1:$80)))),0,-LOOKUP(1,-LEFT(KU5326,ROW($1:$80)))))","v":""},{"$f":"IF(OR(ISBLANK(KV100),KV5326=\"\"),\"\",IF(ISERROR(-LOOKUP(1,-LEFT(KV5326,ROW($1:$80)))),0,-LOOKUP(1,-LEFT(KV5326,ROW($1:$80)))))","v":""},{"$f":"IF(OR(ISBLANK(KW100),KW5326=\"\"),\"\",IF(ISERROR(-LOOKUP(1,-LEFT(KW5326,ROW($1:$80)))),0,-LOOKUP(1,-LEFT(KW5326,ROW($1:$80)))))","v":""},{"$f":"IF(OR(ISBLANK(KX100),KX5326=\"\"),\"\",IF(ISERROR(-LOOKUP(1,-LEFT(KX5326,ROW($1:$80)))),0,-LOOKUP(1,-LEFT(KX5326,ROW($1:$80)))))","v":""},{"$f":"IF(OR(ISBLANK(KY100),KY5326=\"\"),\"\",IF(ISERROR(-LOOKUP(1,-LEFT(KY5326,ROW($1:$80)))),0,-LOOKUP(1,-LEFT(KY5326,ROW($1:$80)))))","v":""},{"$f":"IF(OR(ISBLANK(KZ100),KZ5326=\"\"),\"\",IF(ISERROR(-LOOKUP(1,-LEFT(KZ5326,ROW($1:$80)))),0,-LOOKUP(1,-LEFT(KZ5326,ROW($1:$80)))))","v":""},{"$f":"IF(OR(ISBLANK(LA100),LA5326=\"\"),\"\",IF(ISERROR(-LOOKUP(1,-LEFT(LA5326,ROW($1:$80)))),0,-LOOKUP(1,-LEFT(LA5326,ROW($1:$80)))))","v":""},{"$f":"IF(OR(ISBLANK(LB100),LB5326=\"\"),\"\",IF(ISERROR(-LOOKUP(1,-LEFT(LB5326,ROW($1:$80)))),0,-LOOKUP(1,-LEFT(LB5326,ROW($1:$80)))))","v":""},{"$f":"IF(OR(ISBLANK(LC100),LC5326=\"\"),\"\",IF(ISERROR(-LOOKUP(1,-LEFT(LC5326,ROW($1:$80)))),0,-LOOKUP(1,-LEFT(LC5326,ROW($1:$80)))))","v":""},{"$f":"IF(OR(ISBLANK(LD100),LD5326=\"\"),\"\",IF(ISERROR(-LOOKUP(1,-LEFT(LD5326,ROW($1:$80)))),0,-LOOKUP(1,-LEFT(LD5326,ROW($1:$80)))))","v":""},{"$f":"IF(OR(ISBLANK(LE100),LE5326=\"\"),\"\",IF(ISERROR(-LOOKUP(1,-LEFT(LE5326,ROW($1:$80)))),0,-LOOKUP(1,-LEFT(LE5326,ROW($1:$80)))))","v":""},{"$f":"IF(OR(ISBLANK(LF100),LF5326=\"\"),\"\",IF(ISERROR(-LOOKUP(1,-LEFT(LF5326,ROW($1:$80)))),0,-LOOKUP(1,-LEFT(LF5326,ROW($1:$80)))))","v":""},{"$f":"IF(OR(ISBLANK(LG100),LG5326=\"\"),\"\",IF(ISERROR(-LOOKUP(1,-LEFT(LG5326,ROW($1:$80)))),0,-LOOKUP(1,-LEFT(LG5326,ROW($1:$80)))))","v":""},{"$f":"IF(OR(ISBLANK(LH100),LH5326=\"\"),\"\",IF(ISERROR(-LOOKUP(1,-LEFT(LH5326,ROW($1:$80)))),0,-LOOKUP(1,-LEFT(LH5326,ROW($1:$80)))))","v":""},{"$f":"IF(OR(ISBLANK(LI100),LI5326=\"\"),\"\",IF(ISERROR(-LOOKUP(1,-LEFT(LI5326,ROW($1:$80)))),0,-LOOKUP(1,-LEFT(LI5326,ROW($1:$80)))))","v":""},{"$f":"IF(OR(ISBLANK(LJ100),LJ5326=\"\"),\"\",IF(ISERROR(-LOOKUP(1,-LEFT(LJ5326,ROW($1:$80)))),0,-LOOKUP(1,-LEFT(LJ5326,ROW($1:$80)))))","v":""},{"$f":"IF(OR(ISBLANK(LK100),LK5326=\"\"),\"\",IF(ISERROR(-LOOKUP(1,-LEFT(LK5326,ROW($1:$80)))),0,-LOOKUP(1,-LEFT(LK5326,ROW($1:$80)))))","v":""},{"$f":"IF(OR(ISBLANK(LL100),LL5326=\"\"),\"\",IF(ISERROR(-LOOKUP(1,-LEFT(LL5326,ROW($1:$80)))),0,-LOOKUP(1,-LEFT(LL5326,ROW($1:$80)))))","v":""},{"$f":"IF(OR(ISBLANK(LM100),LM5326=\"\"),\"\",IF(ISERROR(-LOOKUP(1,-LEFT(LM5326,ROW($1:$80)))),0,-LOOKUP(1,-LEFT(LM5326,ROW($1:$80)))))","v":""},{"$f":"IF(OR(ISBLANK(LN100),LN5326=\"\"),\"\",IF(ISERROR(-LOOKUP(1,-LEFT(LN5326,ROW($1:$80)))),0,-LOOKUP(1,-LEFT(LN5326,ROW($1:$80)))))","v":""},{"$f":"IF(OR(ISBLANK(LO100),LO5326=\"\"),\"\",IF(ISERROR(-LOOKUP(1,-LEFT(LO5326,ROW($1:$80)))),0,-LOOKUP(1,-LEFT(LO5326,ROW($1:$80)))))","v":""},{"$f":"IF(OR(ISBLANK(LP100),LP5326=\"\"),\"\",IF(ISERROR(-LOOKUP(1,-LEFT(LP5326,ROW($1:$80)))),0,-LOOKUP(1,-LEFT(LP5326,ROW($1:$80)))))","v":""},{"$f":"IF(OR(ISBLANK(LQ100),LQ5326=\"\"),\"\",IF(ISERROR(-LOOKUP(1,-LEFT(LQ5326,ROW($1:$80)))),0,-LOOKUP(1,-LEFT(LQ5326,ROW($1:$80)))))","v":""},{"$f":"IF(OR(ISBLANK(LR100),LR5326=\"\"),\"\",IF(ISERROR(-LOOKUP(1,-LEFT(LR5326,ROW($1:$80)))),0,-LOOKUP(1,-LEFT(LR5326,ROW($1:$80)))))","v":""},{"$f":"IF(OR(ISBLANK(LS100),LS5326=\"\"),\"\",IF(ISERROR(-LOOKUP(1,-LEFT(LS5326,ROW($1:$80)))),0,-LOOKUP(1,-LEFT(LS5326,ROW($1:$80)))))","v":""},{"$f":"IF(OR(ISBLANK(LT100),LT5326=\"\"),\"\",IF(ISERROR(-LOOKUP(1,-LEFT(LT5326,ROW($1:$80)))),0,-LOOKUP(1,-LEFT(LT5326,ROW($1:$80)))))","v":""},{"$f":"IF(OR(ISBLANK(LU100),LU5326=\"\"),\"\",IF(ISERROR(-LOOKUP(1,-LEFT(LU5326,ROW($1:$80)))),0,-LOOKUP(1,-LEFT(LU5326,ROW($1:$80)))))","v":""},{"$f":"IF(OR(ISBLANK(LV100),LV5326=\"\"),\"\",IF(ISERROR(-LOOKUP(1,-LEFT(LV5326,ROW($1:$80)))),0,-LOOKUP(1,-LEFT(LV5326,ROW($1:$80)))))","v":""},{"$f":"IF(OR(ISBLANK(LW100),LW5326=\"\"),\"\",IF(ISERROR(-LOOKUP(1,-LEFT(LW5326,ROW($1:$80)))),0,-LOOKUP(1,-LEFT(LW5326,ROW($1:$80)))))","v":""},{"$f":"IF(OR(ISBLANK(LX100),LX5326=\"\"),\"\",IF(ISERROR(-LOOKUP(1,-LEFT(LX5326,ROW($1:$80)))),0,-LOOKUP(1,-LEFT(LX5326,ROW($1:$80)))))","v":""},{"$f":"IF(OR(ISBLANK(LY100),LY5326=\"\"),\"\",IF(ISERROR(-LOOKUP(1,-LEFT(LY5326,ROW($1:$80)))),0,-LOOKUP(1,-LEFT(LY5326,ROW($1:$80)))))","v":""},{"$f":"IF(OR(ISBLANK(LZ100),LZ5326=\"\"),\"\",IF(ISERROR(-LOOKUP(1,-LEFT(LZ5326,ROW($1:$80)))),0,-LOOKUP(1,-LEFT(LZ5326,ROW($1:$80)))))","v":""},{"$f":"IF(OR(ISBLANK(MA100),MA5326=\"\"),\"\",IF(ISERROR(-LOOKUP(1,-LEFT(MA5326,ROW($1:$80)))),0,-LOOKUP(1,-LEFT(MA5326,ROW($1:$80)))))","v":""},{"$f":"IF(OR(ISBLANK(MB100),MB5326=\"\"),\"\",IF(ISERROR(-LOOKUP(1,-LEFT(MB5326,ROW($1:$80)))),0,-LOOKUP(1,-LEFT(MB5326,ROW($1:$80)))))","v":""},{"$f":"IF(OR(ISBLANK(MC100),MC5326=\"\"),\"\",IF(ISERROR(-LOOKUP(1,-LEFT(MC5326,ROW($1:$80)))),0,-LOOKUP(1,-LEFT(MC5326,ROW($1:$80)))))","v":""},{"$f":"IF(OR(ISBLANK(MD100),MD5326=\"\"),\"\",IF(ISERROR(-LOOKUP(1,-LEFT(MD5326,ROW($1:$80)))),0,-LOOKUP(1,-LEFT(MD5326,ROW($1:$80)))))","v":""},{"$f":"IF(OR(ISBLANK(ME100),ME5326=\"\"),\"\",IF(ISERROR(-LOOKUP(1,-LEFT(ME5326,ROW($1:$80)))),0,-LOOKUP(1,-LEFT(ME5326,ROW($1:$80)))))","v":""},{"$f":"IF(OR(ISBLANK(MF100),MF5326=\"\"),\"\",IF(ISERROR(-LOOKUP(1,-LEFT(MF5326,ROW($1:$80)))),0,-LOOKUP(1,-LEFT(MF5326,ROW($1:$80)))))","v":""},{"$f":"IF(OR(ISBLANK(MG100),MG5326=\"\"),\"\",IF(ISERROR(-LOOKUP(1,-LEFT(MG5326,ROW($1:$80)))),0,-LOOKUP(1,-LEFT(MG5326,ROW($1:$80)))))","v":""},{"$f":"IF(OR(ISBLANK(MH100),MH5326=\"\"),\"\",IF(ISERROR(-LOOKUP(1,-LEFT(MH5326,ROW($1:$80)))),0,-LOOKUP(1,-LEFT(MH5326,ROW($1:$80)))))","v":""},{"$f":"IF(OR(ISBLANK(MI100),MI5326=\"\"),\"\",IF(ISERROR(-LOOKUP(1,-LEFT(MI5326,ROW($1:$80)))),0,-LOOKUP(1,-LEFT(MI5326,ROW($1:$80)))))","v":""},{"$f":"IF(OR(ISBLANK(MJ100),MJ5326=\"\"),\"\",IF(ISERROR(-LOOKUP(1,-LEFT(MJ5326,ROW($1:$80)))),0,-LOOKUP(1,-LEFT(MJ5326,ROW($1:$80)))))","v":""},{"$f":"IF(OR(ISBLANK(MK100),MK5326=\"\"),\"\",IF(ISERROR(-LOOKUP(1,-LEFT(MK5326,ROW($1:$80)))),0,-LOOKUP(1,-LEFT(MK5326,ROW($1:$80)))))","v":""},{"$f":"IF(OR(ISBLANK(ML100),ML5326=\"\"),\"\",IF(ISERROR(-LOOKUP(1,-LEFT(ML5326,ROW($1:$80)))),0,-LOOKUP(1,-LEFT(ML5326,ROW($1:$80)))))","v":""},{"$f":"IF(OR(ISBLANK(MM100),MM5326=\"\"),\"\",IF(ISERROR(-LOOKUP(1,-LEFT(MM5326,ROW($1:$80)))),0,-LOOKUP(1,-LEFT(MM5326,ROW($1:$80)))))","v":""},{"$f":"IF(OR(ISBLANK(MN100),MN5326=\"\"),\"\",IF(ISERROR(-LOOKUP(1,-LEFT(MN5326,ROW($1:$80)))),0,-LOOKUP(1,-LEFT(MN5326,ROW($1:$80)))))","v":""},{"$f":"IF(OR(ISBLANK(MO100),MO5326=\"\"),\"\",IF(ISERROR(-LOOKUP(1,-LEFT(MO5326,ROW($1:$80)))),0,-LOOKUP(1,-LEFT(MO5326,ROW($1:$80)))))","v":""},{"$f":"IF(OR(ISBLANK(MP100),MP5326=\"\"),\"\",IF(ISERROR(-LOOKUP(1,-LEFT(MP5326,ROW($1:$80)))),0,-LOOKUP(1,-LEFT(MP5326,ROW($1:$80)))))","v":""},{"$f":"IF(OR(ISBLANK(MQ100),MQ5326=\"\"),\"\",IF(ISERROR(-LOOKUP(1,-LEFT(MQ5326,ROW($1:$80)))),0,-LOOKUP(1,-LEFT(MQ5326,ROW($1:$80)))))","v":""},{"$f":"IF(OR(ISBLANK(MR100),MR5326=\"\"),\"\",IF(ISERROR(-LOOKUP(1,-LEFT(MR5326,ROW($1:$80)))),0,-LOOKUP(1,-LEFT(MR5326,ROW($1:$80)))))","v":""},{"$f":"IF(OR(ISBLANK(MS100),MS5326=\"\"),\"\",IF(ISERROR(-LOOKUP(1,-LEFT(MS5326,ROW($1:$80)))),0,-LOOKUP(1,-LEFT(MS5326,ROW($1:$80)))))","v":""},{"$f":"IF(OR(ISBLANK(MT100),MT5326=\"\"),\"\",IF(ISERROR(-LOOKUP(1,-LEFT(MT5326,ROW($1:$80)))),0,-LOOKUP(1,-LEFT(MT5326,ROW($1:$80)))))","v":""},{"$f":"IF(OR(ISBLANK(MU100),MU5326=\"\"),\"\",IF(ISERROR(-LOOKUP(1,-LEFT(MU5326,ROW($1:$80)))),0,-LOOKUP(1,-LEFT(MU5326,ROW($1:$80)))))","v":""},{"$f":"IF(OR(ISBLANK(MV100),MV5326=\"\"),\"\",IF(ISERROR(-LOOKUP(1,-LEFT(MV5326,ROW($1:$80)))),0,-LOOKUP(1,-LEFT(MV5326,ROW($1:$80)))))","v":""},{"$f":"IF(OR(ISBLANK(MW100),MW5326=\"\"),\"\",IF(ISERROR(-LOOKUP(1,-LEFT(MW5326,ROW($1:$80)))),0,-LOOKUP(1,-LEFT(MW5326,ROW($1:$80)))))","v":""},{"$f":"IF(OR(ISBLANK(MX100),MX5326=\"\"),\"\",IF(ISERROR(-LOOKUP(1,-LEFT(MX5326,ROW($1:$80)))),0,-LOOKUP(1,-LEFT(MX5326,ROW($1:$80)))))","v":""},{"$f":"IF(OR(ISBLANK(MY100),MY5326=\"\"),\"\",IF(ISERROR(-LOOKUP(1,-LEFT(MY5326,ROW($1:$80)))),0,-LOOKUP(1,-LEFT(MY5326,ROW($1:$80)))))","v":""},{"$f":"IF(OR(ISBLANK(MZ100),MZ5326=\"\"),\"\",IF(ISERROR(-LOOKUP(1,-LEFT(MZ5326,ROW($1:$80)))),0,-LOOKUP(1,-LEFT(MZ5326,ROW($1:$80)))))","v":""},{"$f":"IF(OR(ISBLANK(NA100),NA5326=\"\"),\"\",IF(ISERROR(-LOOKUP(1,-LEFT(NA5326,ROW($1:$80)))),0,-LOOKUP(1,-LEFT(NA5326,ROW($1:$80)))))","v":""},{"$f":"IF(OR(ISBLANK(NB100),NB5326=\"\"),\"\",IF(ISERROR(-LOOKUP(1,-LEFT(NB5326,ROW($1:$80)))),0,-LOOKUP(1,-LEFT(NB5326,ROW($1:$80)))))","v":""},{"$f":"IF(OR(ISBLANK(NC100),NC5326=\"\"),\"\",IF(ISERROR(-LOOKUP(1,-LEFT(NC5326,ROW($1:$80)))),0,-LOOKUP(1,-LEFT(NC5326,ROW($1:$80)))))","v":""},{"$f":"IF(OR(ISBLANK(ND100),ND5326=\"\"),\"\",IF(ISERROR(-LOOKUP(1,-LEFT(ND5326,ROW($1:$80)))),0,-LOOKUP(1,-LEFT(ND5326,ROW($1:$80)))))","v":""},{"$f":"IF(OR(ISBLANK(NE100),NE5326=\"\"),\"\",IF(ISERROR(-LOOKUP(1,-LEFT(NE5326,ROW($1:$80)))),0,-LOOKUP(1,-LEFT(NE5326,ROW($1:$80)))))","v":""},{"$f":"IF(OR(ISBLANK(NF100),NF5326=\"\"),\"\",IF(ISERROR(-LOOKUP(1,-LEFT(NF5326,ROW($1:$80)))),0,-LOOKUP(1,-LEFT(NF5326,ROW($1:$80)))))","v":""},{"$f":"IF(OR(ISBLANK(NG100),NG5326=\"\"),\"\",IF(ISERROR(-LOOKUP(1,-LEFT(NG5326,ROW($1:$80)))),0,-LOOKUP(1,-LEFT(NG5326,ROW($1:$80)))))","v":""},{"$f":"IF(OR(ISBLANK(NH100),NH5326=\"\"),\"\",IF(ISERROR(-LOOKUP(1,-LEFT(NH5326,ROW($1:$80)))),0,-LOOKUP(1,-LEFT(NH5326,ROW($1:$80)))))","v":""},{"$f":"IF(OR(ISBLANK(NI100),NI5326=\"\"),\"\",IF(ISERROR(-LOOKUP(1,-LEFT(NI5326,ROW($1:$80)))),0,-LOOKUP(1,-LEFT(NI5326,ROW($1:$80)))))","v":""},{"$f":"IF(OR(ISBLANK(NJ100),NJ5326=\"\"),\"\",IF(ISERROR(-LOOKUP(1,-LEFT(NJ5326,ROW($1:$80)))),0,-LOOKUP(1,-LEFT(NJ5326,ROW($1:$80)))))","v":""},{"$f":"IF(OR(ISBLANK(NK100),NK5326=\"\"),\"\",IF(ISERROR(-LOOKUP(1,-LEFT(NK5326,ROW($1:$80)))),0,-LOOKUP(1,-LEFT(NK5326,ROW($1:$80)))))","v":""},{"$f":"IF(OR(ISBLANK(NL100),NL5326=\"\"),\"\",IF(ISERROR(-LOOKUP(1,-LEFT(NL5326,ROW($1:$80)))),0,-LOOKUP(1,-LEFT(NL5326,ROW($1:$80)))))","v":""},{"$f":"IF(OR(ISBLANK(NM100),NM5326=\"\"),\"\",IF(ISERROR(-LOOKUP(1,-LEFT(NM5326,ROW($1:$80)))),0,-LOOKUP(1,-LEFT(NM5326,ROW($1:$80)))))","v":""},{"$f":"IF(OR(ISBLANK(NN100),NN5326=\"\"),\"\",IF(ISERROR(-LOOKUP(1,-LEFT(NN5326,ROW($1:$80)))),0,-LOOKUP(1,-LEFT(NN5326,ROW($1:$80)))))","v":""},{"$f":"IF(OR(ISBLANK(NO100),NO5326=\"\"),\"\",IF(ISERROR(-LOOKUP(1,-LEFT(NO5326,ROW($1:$80)))),0,-LOOKUP(1,-LEFT(NO5326,ROW($1:$80)))))","v":""},{"$f":"IF(OR(ISBLANK(NP100),NP5326=\"\"),\"\",IF(ISERROR(-LOOKUP(1,-LEFT(NP5326,ROW($1:$80)))),0,-LOOKUP(1,-LEFT(NP5326,ROW($1:$80)))))","v":""},{"$f":"IF(OR(ISBLANK(NQ100),NQ5326=\"\"),\"\",IF(ISERROR(-LOOKUP(1,-LEFT(NQ5326,ROW($1:$80)))),0,-LOOKUP(1,-LEFT(NQ5326,ROW($1:$80)))))","v":""},{"$f":"IF(OR(ISBLANK(NR100),NR5326=\"\"),\"\",IF(ISERROR(-LOOKUP(1,-LEFT(NR5326,ROW($1:$80)))),0,-LOOKUP(1,-LEFT(NR5326,ROW($1:$80)))))","v":""},{"$f":"IF(OR(ISBLANK(NS100),NS5326=\"\"),\"\",IF(ISERROR(-LOOKUP(1,-LEFT(NS5326,ROW($1:$80)))),0,-LOOKUP(1,-LEFT(NS5326,ROW($1:$80)))))","v":""},{"$f":"IF(OR(ISBLANK(NT100),NT5326=\"\"),\"\",IF(ISERROR(-LOOKUP(1,-LEFT(NT5326,ROW($1:$80)))),0,-LOOKUP(1,-LEFT(NT5326,ROW($1:$80)))))","v":""},{"$f":"IF(OR(ISBLANK(NU100),NU5326=\"\"),\"\",IF(ISERROR(-LOOKUP(1,-LEFT(NU5326,ROW($1:$80)))),0,-LOOKUP(1,-LEFT(NU5326,ROW($1:$80)))))","v":""},{"$f":"IF(OR(ISBLANK(NV100),NV5326=\"\"),\"\",IF(ISERROR(-LOOKUP(1,-LEFT(NV5326,ROW($1:$80)))),0,-LOOKUP(1,-LEFT(NV5326,ROW($1:$80)))))","v":""},{"$f":"IF(OR(ISBLANK(NW100),NW5326=\"\"),\"\",IF(ISERROR(-LOOKUP(1,-LEFT(NW5326,ROW($1:$80)))),0,-LOOKUP(1,-LEFT(NW5326,ROW($1:$80)))))","v":""},{"$f":"IF(OR(ISBLANK(NX100),NX5326=\"\"),\"\",IF(ISERROR(-LOOKUP(1,-LEFT(NX5326,ROW($1:$80)))),0,-LOOKUP(1,-LEFT(NX5326,ROW($1:$80)))))","v":""},{"$f":"IF(OR(ISBLANK(NY100),NY5326=\"\"),\"\",IF(ISERROR(-LOOKUP(1,-LEFT(NY5326,ROW($1:$80)))),0,-LOOKUP(1,-LEFT(NY5326,ROW($1:$80)))))","v":""},{"$f":"IF(OR(ISBLANK(NZ100),NZ5326=\"\"),\"\",IF(ISERROR(-LOOKUP(1,-LEFT(NZ5326,ROW($1:$80)))),0,-LOOKUP(1,-LEFT(NZ5326,ROW($1:$80)))))","v":""},{"$f":"IF(OR(ISBLANK(OA100),OA5326=\"\"),\"\",IF(ISERROR(-LOOKUP(1,-LEFT(OA5326,ROW($1:$80)))),0,-LOOKUP(1,-LEFT(OA5326,ROW($1:$80)))))","v":""},{"$f":"IF(OR(ISBLANK(OB100),OB5326=\"\"),\"\",IF(ISERROR(-LOOKUP(1,-LEFT(OB5326,ROW($1:$80)))),0,-LOOKUP(1,-LEFT(OB5326,ROW($1:$80)))))","v":""},{"$f":"IF(OR(ISBLANK(OC100),OC5326=\"\"),\"\",IF(ISERROR(-LOOKUP(1,-LEFT(OC5326,ROW($1:$80)))),0,-LOOKUP(1,-LEFT(OC5326,ROW($1:$80)))))","v":""},{"$f":"IF(OR(ISBLANK(OD100),OD5326=\"\"),\"\",IF(ISERROR(-LOOKUP(1,-LEFT(OD5326,ROW($1:$80)))),0,-LOOKUP(1,-LEFT(OD5326,ROW($1:$80)))))","v":""},{"$f":"IF(OR(ISBLANK(OE100),OE5326=\"\"),\"\",IF(ISERROR(-LOOKUP(1,-LEFT(OE5326,ROW($1:$80)))),0,-LOOKUP(1,-LEFT(OE5326,ROW($1:$80)))))","v":""},{"$f":"IF(OR(ISBLANK(OF100),OF5326=\"\"),\"\",IF(ISERROR(-LOOKUP(1,-LEFT(OF5326,ROW($1:$80)))),0,-LOOKUP(1,-LEFT(OF5326,ROW($1:$80)))))","v":""},{"$f":"IF(OR(ISBLANK(OG100),OG5326=\"\"),\"\",IF(ISERROR(-LOOKUP(1,-LEFT(OG5326,ROW($1:$80)))),0,-LOOKUP(1,-LEFT(OG5326,ROW($1:$80)))))","v":""},{"$f":"IF(OR(ISBLANK(OH100),OH5326=\"\"),\"\",IF(ISERROR(-LOOKUP(1,-LEFT(OH5326,ROW($1:$80)))),0,-LOOKUP(1,-LEFT(OH5326,ROW($1:$80)))))","v":""},{"$f":"IF(OR(ISBLANK(OI100),OI5326=\"\"),\"\",IF(ISERROR(-LOOKUP(1,-LEFT(OI5326,ROW($1:$80)))),0,-LOOKUP(1,-LEFT(OI5326,ROW($1:$80)))))","v":""},{"$f":"IF(OR(ISBLANK(OJ100),OJ5326=\"\"),\"\",IF(ISERROR(-LOOKUP(1,-LEFT(OJ5326,ROW($1:$80)))),0,-LOOKUP(1,-LEFT(OJ5326,ROW($1:$80)))))","v":""},{"$f":"IF(OR(ISBLANK(OK100),OK5326=\"\"),\"\",IF(ISERROR(-LOOKUP(1,-LEFT(OK5326,ROW($1:$80)))),0,-LOOKUP(1,-LEFT(OK5326,ROW($1:$80)))))","v":""},{"$f":"IF(OR(ISBLANK(OL100),OL5326=\"\"),\"\",IF(ISERROR(-LOOKUP(1,-LEFT(OL5326,ROW($1:$80)))),0,-LOOKUP(1,-LEFT(OL5326,ROW($1:$80)))))","v":""},{"$f":"IF(OR(ISBLANK(OM100),OM5326=\"\"),\"\",IF(ISERROR(-LOOKUP(1,-LEFT(OM5326,ROW($1:$80)))),0,-LOOKUP(1,-LEFT(OM5326,ROW($1:$80)))))","v":""},{"$f":"IF(OR(ISBLANK(ON100),ON5326=\"\"),\"\",IF(ISERROR(-LOOKUP(1,-LEFT(ON5326,ROW($1:$80)))),0,-LOOKUP(1,-LEFT(ON5326,ROW($1:$80)))))","v":""},{"$f":"IF(OR(ISBLANK(OO100),OO5326=\"\"),\"\",IF(ISERROR(-LOOKUP(1,-LEFT(OO5326,ROW($1:$80)))),0,-LOOKUP(1,-LEFT(OO5326,ROW($1:$80)))))","v":""},{"$f":"IF(OR(ISBLANK(OP100),OP5326=\"\"),\"\",IF(ISERROR(-LOOKUP(1,-LEFT(OP5326,ROW($1:$80)))),0,-LOOKUP(1,-LEFT(OP5326,ROW($1:$80)))))","v":""},{"$f":"IF(OR(ISBLANK(OQ100),OQ5326=\"\"),\"\",IF(ISERROR(-LOOKUP(1,-LEFT(OQ5326,ROW($1:$80)))),0,-LOOKUP(1,-LEFT(OQ5326,ROW($1:$80)))))","v":""}]
[null,null," 発電量(太陽光発電) [MJ]",null,null,{"$f":"IF(OR(F6=\"共用部除外\",F6=\"共用部なし\",F6=\"\"),\"\",IF(OR(F9<>\"標準入力法\",ISBLANK(E100),ISERROR(E5245)),\"\",IF(E5236=\"１．計算条件\",-LOOKUP(1,-LEFT(B5245,ROW($1:$80)))*$T$5201,\"\")))","v":""},{"$f":"IF(OR(E$6<>$D$5209,COUNTBLANK(H30)=1),\"\",G5351)","v":""},{"$f":"IF(OR(ISBLANK(H100),H5327=\"\"),\"\",IF(ISERROR(-LOOKUP(1,-LEFT(H5327,ROW($1:$80)))),0,-LOOKUP(1,-LEFT(H5327,ROW($1:$80)))))","v":""},{"$f":"IF(OR(ISBLANK(I100),I5327=\"\"),\"\",IF(ISERROR(-LOOKUP(1,-LEFT(I5327,ROW($1:$80)))),0,-LOOKUP(1,-LEFT(I5327,ROW($1:$80)))))","v":""},{"$f":"IF(OR(ISBLANK(J100),J5327=\"\"),\"\",IF(ISERROR(-LOOKUP(1,-LEFT(J5327,ROW($1:$80)))),0,-LOOKUP(1,-LEFT(J5327,ROW($1:$80)))))","v":""},{"$f":"IF(OR(ISBLANK(K100),K5327=\"\"),\"\",IF(ISERROR(-LOOKUP(1,-LEFT(K5327,ROW($1:$80)))),0,-LOOKUP(1,-LEFT(K5327,ROW($1:$80)))))","v":""},{"$f":"IF(OR(ISBLANK(L100),L5327=\"\"),\"\",IF(ISERROR(-LOOKUP(1,-LEFT(L5327,ROW($1:$80)))),0,-LOOKUP(1,-LEFT(L5327,ROW($1:$80)))))","v":""},{"$f":"IF(OR(ISBLANK(M100),M5327=\"\"),\"\",IF(ISERROR(-LOOKUP(1,-LEFT(M5327,ROW($1:$80)))),0,-LOOKUP(1,-LEFT(M5327,ROW($1:$80)))))","v":""},{"$f":"IF(OR(ISBLANK(N100),N5327=\"\"),\"\",IF(ISERROR(-LOOKUP(1,-LEFT(N5327,ROW($1:$80)))),0,-LOOKUP(1,-LEFT(N5327,ROW($1:$80)))))","v":""},{"$f":"IF(OR(ISBLANK(O100),O5327=\"\"),\"\",IF(ISERROR(-LOOKUP(1,-LEFT(O5327,ROW($1:$80)))),0,-LOOKUP(1,-LEFT(O5327,ROW($1:$80)))))","v":""},{"$f":"IF(OR(ISBLANK(P100),P5327=\"\"),\"\",IF(ISERROR(-LOOKUP(1,-LEFT(P5327,ROW($1:$80)))),0,-LOOKUP(1,-LEFT(P5327,ROW($1:$80)))))","v":""},{"$f":"IF(OR(ISBLANK(Q100),Q5327=\"\"),\"\",IF(ISERROR(-LOOKUP(1,-LEFT(Q5327,ROW($1:$80)))),0,-LOOKUP(1,-LEFT(Q5327,ROW($1:$80)))))","v":""},{"$f":"IF(OR(ISBLANK(R100),R5327=\"\"),\"\",IF(ISERROR(-LOOKUP(1,-LEFT(R5327,ROW($1:$80)))),0,-LOOKUP(1,-LEFT(R5327,ROW($1:$80)))))","v":""},{"$f":"IF(OR(ISBLANK(S100),S5327=\"\"),\"\",IF(ISERROR(-LOOKUP(1,-LEFT(S5327,ROW($1:$80)))),0,-LOOKUP(1,-LEFT(S5327,ROW($1:$80)))))","v":""},{"$f":"IF(OR(ISBLANK(T100),T5327=\"\"),\"\",IF(ISERROR(-LOOKUP(1,-LEFT(T5327,ROW($1:$80)))),0,-LOOKUP(1,-LEFT(T5327,ROW($1:$80)))))","v":""},{"$f":"IF(OR(ISBLANK(U100),U5327=\"\"),\"\",IF(ISERROR(-LOOKUP(1,-LEFT(U5327,ROW($1:$80)))),0,-LOOKUP(1,-LEFT(U5327,ROW($1:$80)))))","v":""},{"$f":"IF(OR(ISBLANK(V100),V5327=\"\"),\"\",IF(ISERROR(-LOOKUP(1,-LEFT(V5327,ROW($1:$80)))),0,-LOOKUP(1,-LEFT(V5327,ROW($1:$80)))))","v":""},{"$f":"IF(OR(ISBLANK(W100),W5327=\"\"),\"\",IF(ISERROR(-LOOKUP(1,-LEFT(W5327,ROW($1:$80)))),0,-LOOKUP(1,-LEFT(W5327,ROW($1:$80)))))","v":""},{"$f":"IF(OR(ISBLANK(X100),X5327=\"\"),\"\",IF(ISERROR(-LOOKUP(1,-LEFT(X5327,ROW($1:$80)))),0,-LOOKUP(1,-LEFT(X5327,ROW($1:$80)))))","v":""},{"$f":"IF(OR(ISBLANK(Y100),Y5327=\"\"),\"\",IF(ISERROR(-LOOKUP(1,-LEFT(Y5327,ROW($1:$80)))),0,-LOOKUP(1,-LEFT(Y5327,ROW($1:$80)))))","v":""},{"$f":"IF(OR(ISBLANK(Z100),Z5327=\"\"),\"\",IF(ISERROR(-LOOKUP(1,-LEFT(Z5327,ROW($1:$80)))),0,-LOOKUP(1,-LEFT(Z5327,ROW($1:$80)))))","v":""},{"$f":"IF(OR(ISBLANK(AA100),AA5327=\"\"),\"\",IF(ISERROR(-LOOKUP(1,-LEFT(AA5327,ROW($1:$80)))),0,-LOOKUP(1,-LEFT(AA5327,ROW($1:$80)))))","v":""},{"$f":"IF(OR(ISBLANK(AB100),AB5327=\"\"),\"\",IF(ISERROR(-LOOKUP(1,-LEFT(AB5327,ROW($1:$80)))),0,-LOOKUP(1,-LEFT(AB5327,ROW($1:$80)))))","v":""},{"$f":"IF(OR(ISBLANK(AC100),AC5327=\"\"),\"\",IF(ISERROR(-LOOKUP(1,-LEFT(AC5327,ROW($1:$80)))),0,-LOOKUP(1,-LEFT(AC5327,ROW($1:$80)))))","v":""},{"$f":"IF(OR(ISBLANK(AD100),AD5327=\"\"),\"\",IF(ISERROR(-LOOKUP(1,-LEFT(AD5327,ROW($1:$80)))),0,-LOOKUP(1,-LEFT(AD5327,ROW($1:$80)))))","v":""},{"$f":"IF(OR(ISBLANK(AE100),AE5327=\"\"),\"\",IF(ISERROR(-LOOKUP(1,-LEFT(AE5327,ROW($1:$80)))),0,-LOOKUP(1,-LEFT(AE5327,ROW($1:$80)))))","v":""},{"$f":"IF(OR(ISBLANK(AF100),AF5327=\"\"),\"\",IF(ISERROR(-LOOKUP(1,-LEFT(AF5327,ROW($1:$80)))),0,-LOOKUP(1,-LEFT(AF5327,ROW($1:$80)))))","v":""},{"$f":"IF(OR(ISBLANK(AG100),AG5327=\"\"),\"\",IF(ISERROR(-LOOKUP(1,-LEFT(AG5327,ROW($1:$80)))),0,-LOOKUP(1,-LEFT(AG5327,ROW($1:$80)))))","v":""},{"$f":"IF(OR(ISBLANK(AH100),AH5327=\"\"),\"\",IF(ISERROR(-LOOKUP(1,-LEFT(AH5327,ROW($1:$80)))),0,-LOOKUP(1,-LEFT(AH5327,ROW($1:$80)))))","v":""},{"$f":"IF(OR(ISBLANK(AI100),AI5327=\"\"),\"\",IF(ISERROR(-LOOKUP(1,-LEFT(AI5327,ROW($1:$80)))),0,-LOOKUP(1,-LEFT(AI5327,ROW($1:$80)))))","v":""},{"$f":"IF(OR(ISBLANK(AJ100),AJ5327=\"\"),\"\",IF(ISERROR(-LOOKUP(1,-LEFT(AJ5327,ROW($1:$80)))),0,-LOOKUP(1,-LEFT(AJ5327,ROW($1:$80)))))","v":""},{"$f":"IF(OR(ISBLANK(AK100),AK5327=\"\"),\"\",IF(ISERROR(-LOOKUP(1,-LEFT(AK5327,ROW($1:$80)))),0,-LOOKUP(1,-LEFT(AK5327,ROW($1:$80)))))","v":""},{"$f":"IF(OR(ISBLANK(AL100),AL5327=\"\"),\"\",IF(ISERROR(-LOOKUP(1,-LEFT(AL5327,ROW($1:$80)))),0,-LOOKUP(1,-LEFT(AL5327,ROW($1:$80)))))","v":""},{"$f":"IF(OR(ISBLANK(AM100),AM5327=\"\"),\"\",IF(ISERROR(-LOOKUP(1,-LEFT(AM5327,ROW($1:$80)))),0,-LOOKUP(1,-LEFT(AM5327,ROW($1:$80)))))","v":""},{"$f":"IF(OR(ISBLANK(AN100),AN5327=\"\"),\"\",IF(ISERROR(-LOOKUP(1,-LEFT(AN5327,ROW($1:$80)))),0,-LOOKUP(1,-LEFT(AN5327,ROW($1:$80)))))","v":""},{"$f":"IF(OR(ISBLANK(AO100),AO5327=\"\"),\"\",IF(ISERROR(-LOOKUP(1,-LEFT(AO5327,ROW($1:$80)))),0,-LOOKUP(1,-LEFT(AO5327,ROW($1:$80)))))","v":""},{"$f":"IF(OR(ISBLANK(AP100),AP5327=\"\"),\"\",IF(ISERROR(-LOOKUP(1,-LEFT(AP5327,ROW($1:$80)))),0,-LOOKUP(1,-LEFT(AP5327,ROW($1:$80)))))","v":""},{"$f":"IF(OR(ISBLANK(AQ100),AQ5327=\"\"),\"\",IF(ISERROR(-LOOKUP(1,-LEFT(AQ5327,ROW($1:$80)))),0,-LOOKUP(1,-LEFT(AQ5327,ROW($1:$80)))))","v":""},{"$f":"IF(OR(ISBLANK(AR100),AR5327=\"\"),\"\",IF(ISERROR(-LOOKUP(1,-LEFT(AR5327,ROW($1:$80)))),0,-LOOKUP(1,-LEFT(AR5327,ROW($1:$80)))))","v":""},{"$f":"IF(OR(ISBLANK(AS100),AS5327=\"\"),\"\",IF(ISERROR(-LOOKUP(1,-LEFT(AS5327,ROW($1:$80)))),0,-LOOKUP(1,-LEFT(AS5327,ROW($1:$80)))))","v":""},{"$f":"IF(OR(ISBLANK(AT100),AT5327=\"\"),\"\",IF(ISERROR(-LOOKUP(1,-LEFT(AT5327,ROW($1:$80)))),0,-LOOKUP(1,-LEFT(AT5327,ROW($1:$80)))))","v":""},{"$f":"IF(OR(ISBLANK(AU100),AU5327=\"\"),\"\",IF(ISERROR(-LOOKUP(1,-LEFT(AU5327,ROW($1:$80)))),0,-LOOKUP(1,-LEFT(AU5327,ROW($1:$80)))))","v":""},{"$f":"IF(OR(ISBLANK(AV100),AV5327=\"\"),\"\",IF(ISERROR(-LOOKUP(1,-LEFT(AV5327,ROW($1:$80)))),0,-LOOKUP(1,-LEFT(AV5327,ROW($1:$80)))))","v":""},{"$f":"IF(OR(ISBLANK(AW100),AW5327=\"\"),\"\",IF(ISERROR(-LOOKUP(1,-LEFT(AW5327,ROW($1:$80)))),0,-LOOKUP(1,-LEFT(AW5327,ROW($1:$80)))))","v":""},{"$f":"IF(OR(ISBLANK(AX100),AX5327=\"\"),\"\",IF(ISERROR(-LOOKUP(1,-LEFT(AX5327,ROW($1:$80)))),0,-LOOKUP(1,-LEFT(AX5327,ROW($1:$80)))))","v":""},{"$f":"IF(OR(ISBLANK(AY100),AY5327=\"\"),\"\",IF(ISERROR(-LOOKUP(1,-LEFT(AY5327,ROW($1:$80)))),0,-LOOKUP(1,-LEFT(AY5327,ROW($1:$80)))))","v":""},{"$f":"IF(OR(ISBLANK(AZ100),AZ5327=\"\"),\"\",IF(ISERROR(-LOOKUP(1,-LEFT(AZ5327,ROW($1:$80)))),0,-LOOKUP(1,-LEFT(AZ5327,ROW($1:$80)))))","v":""},{"$f":"IF(OR(ISBLANK(BA100),BA5327=\"\"),\"\",IF(ISERROR(-LOOKUP(1,-LEFT(BA5327,ROW($1:$80)))),0,-LOOKUP(1,-LEFT(BA5327,ROW($1:$80)))))","v":""},{"$f":"IF(OR(ISBLANK(BB100),BB5327=\"\"),\"\",IF(ISERROR(-LOOKUP(1,-LEFT(BB5327,ROW($1:$80)))),0,-LOOKUP(1,-LEFT(BB5327,ROW($1:$80)))))","v":""},{"$f":"IF(OR(ISBLANK(BC100),BC5327=\"\"),\"\",IF(ISERROR(-LOOKUP(1,-LEFT(BC5327,ROW($1:$80)))),0,-LOOKUP(1,-LEFT(BC5327,ROW($1:$80)))))","v":""},{"$f":"IF(OR(ISBLANK(BD100),BD5327=\"\"),\"\",IF(ISERROR(-LOOKUP(1,-LEFT(BD5327,ROW($1:$80)))),0,-LOOKUP(1,-LEFT(BD5327,ROW($1:$80)))))","v":""},{"$f":"IF(OR(ISBLANK(BE100),BE5327=\"\"),\"\",IF(ISERROR(-LOOKUP(1,-LEFT(BE5327,ROW($1:$80)))),0,-LOOKUP(1,-LEFT(BE5327,ROW($1:$80)))))","v":""},{"$f":"IF(OR(ISBLANK(BF100),BF5327=\"\"),\"\",IF(ISERROR(-LOOKUP(1,-LEFT(BF5327,ROW($1:$80)))),0,-LOOKUP(1,-LEFT(BF5327,ROW($1:$80)))))","v":""},{"$f":"IF(OR(ISBLANK(BG100),BG5327=\"\"),\"\",IF(ISERROR(-LOOKUP(1,-LEFT(BG5327,ROW($1:$80)))),0,-LOOKUP(1,-LEFT(BG5327,ROW($1:$80)))))","v":""},{"$f":"IF(OR(ISBLANK(BH100),BH5327=\"\"),\"\",IF(ISERROR(-LOOKUP(1,-LEFT(BH5327,ROW($1:$80)))),0,-LOOKUP(1,-LEFT(BH5327,ROW($1:$80)))))","v":""},{"$f":"IF(OR(ISBLANK(BI100),BI5327=\"\"),\"\",IF(ISERROR(-LOOKUP(1,-LEFT(BI5327,ROW($1:$80)))),0,-LOOKUP(1,-LEFT(BI5327,ROW($1:$80)))))","v":""},{"$f":"IF(OR(ISBLANK(BJ100),BJ5327=\"\"),\"\",IF(ISERROR(-LOOKUP(1,-LEFT(BJ5327,ROW($1:$80)))),0,-LOOKUP(1,-LEFT(BJ5327,ROW($1:$80)))))","v":""},{"$f":"IF(OR(ISBLANK(BK100),BK5327=\"\"),\"\",IF(ISERROR(-LOOKUP(1,-LEFT(BK5327,ROW($1:$80)))),0,-LOOKUP(1,-LEFT(BK5327,ROW($1:$80)))))","v":""},{"$f":"IF(OR(ISBLANK(BL100),BL5327=\"\"),\"\",IF(ISERROR(-LOOKUP(1,-LEFT(BL5327,ROW($1:$80)))),0,-LOOKUP(1,-LEFT(BL5327,ROW($1:$80)))))","v":""},{"$f":"IF(OR(ISBLANK(BM100),BM5327=\"\"),\"\",IF(ISERROR(-LOOKUP(1,-LEFT(BM5327,ROW($1:$80)))),0,-LOOKUP(1,-LEFT(BM5327,ROW($1:$80)))))","v":""},{"$f":"IF(OR(ISBLANK(BN100),BN5327=\"\"),\"\",IF(ISERROR(-LOOKUP(1,-LEFT(BN5327,ROW($1:$80)))),0,-LOOKUP(1,-LEFT(BN5327,ROW($1:$80)))))","v":""},{"$f":"IF(OR(ISBLANK(BO100),BO5327=\"\"),\"\",IF(ISERROR(-LOOKUP(1,-LEFT(BO5327,ROW($1:$80)))),0,-LOOKUP(1,-LEFT(BO5327,ROW($1:$80)))))","v":""},{"$f":"IF(OR(ISBLANK(BP100),BP5327=\"\"),\"\",IF(ISERROR(-LOOKUP(1,-LEFT(BP5327,ROW($1:$80)))),0,-LOOKUP(1,-LEFT(BP5327,ROW($1:$80)))))","v":""},{"$f":"IF(OR(ISBLANK(BQ100),BQ5327=\"\"),\"\",IF(ISERROR(-LOOKUP(1,-LEFT(BQ5327,ROW($1:$80)))),0,-LOOKUP(1,-LEFT(BQ5327,ROW($1:$80)))))","v":""},{"$f":"IF(OR(ISBLANK(BR100),BR5327=\"\"),\"\",IF(ISERROR(-LOOKUP(1,-LEFT(BR5327,ROW($1:$80)))),0,-LOOKUP(1,-LEFT(BR5327,ROW($1:$80)))))","v":""},{"$f":"IF(OR(ISBLANK(BS100),BS5327=\"\"),\"\",IF(ISERROR(-LOOKUP(1,-LEFT(BS5327,ROW($1:$80)))),0,-LOOKUP(1,-LEFT(BS5327,ROW($1:$80)))))","v":""},{"$f":"IF(OR(ISBLANK(BT100),BT5327=\"\"),\"\",IF(ISERROR(-LOOKUP(1,-LEFT(BT5327,ROW($1:$80)))),0,-LOOKUP(1,-LEFT(BT5327,ROW($1:$80)))))","v":""},{"$f":"IF(OR(ISBLANK(BU100),BU5327=\"\"),\"\",IF(ISERROR(-LOOKUP(1,-LEFT(BU5327,ROW($1:$80)))),0,-LOOKUP(1,-LEFT(BU5327,ROW($1:$80)))))","v":""},{"$f":"IF(OR(ISBLANK(BV100),BV5327=\"\"),\"\",IF(ISERROR(-LOOKUP(1,-LEFT(BV5327,ROW($1:$80)))),0,-LOOKUP(1,-LEFT(BV5327,ROW($1:$80)))))","v":""},{"$f":"IF(OR(ISBLANK(BW100),BW5327=\"\"),\"\",IF(ISERROR(-LOOKUP(1,-LEFT(BW5327,ROW($1:$80)))),0,-LOOKUP(1,-LEFT(BW5327,ROW($1:$80)))))","v":""},{"$f":"IF(OR(ISBLANK(BX100),BX5327=\"\"),\"\",IF(ISERROR(-LOOKUP(1,-LEFT(BX5327,ROW($1:$80)))),0,-LOOKUP(1,-LEFT(BX5327,ROW($1:$80)))))","v":""},{"$f":"IF(OR(ISBLANK(BY100),BY5327=\"\"),\"\",IF(ISERROR(-LOOKUP(1,-LEFT(BY5327,ROW($1:$80)))),0,-LOOKUP(1,-LEFT(BY5327,ROW($1:$80)))))","v":""},{"$f":"IF(OR(ISBLANK(BZ100),BZ5327=\"\"),\"\",IF(ISERROR(-LOOKUP(1,-LEFT(BZ5327,ROW($1:$80)))),0,-LOOKUP(1,-LEFT(BZ5327,ROW($1:$80)))))","v":""},{"$f":"IF(OR(ISBLANK(CA100),CA5327=\"\"),\"\",IF(ISERROR(-LOOKUP(1,-LEFT(CA5327,ROW($1:$80)))),0,-LOOKUP(1,-LEFT(CA5327,ROW($1:$80)))))","v":""},{"$f":"IF(OR(ISBLANK(CB100),CB5327=\"\"),\"\",IF(ISERROR(-LOOKUP(1,-LEFT(CB5327,ROW($1:$80)))),0,-LOOKUP(1,-LEFT(CB5327,ROW($1:$80)))))","v":""},{"$f":"IF(OR(ISBLANK(CC100),CC5327=\"\"),\"\",IF(ISERROR(-LOOKUP(1,-LEFT(CC5327,ROW($1:$80)))),0,-LOOKUP(1,-LEFT(CC5327,ROW($1:$80)))))","v":""},{"$f":"IF(OR(ISBLANK(CD100),CD5327=\"\"),\"\",IF(ISERROR(-LOOKUP(1,-LEFT(CD5327,ROW($1:$80)))),0,-LOOKUP(1,-LEFT(CD5327,ROW($1:$80)))))","v":""},{"$f":"IF(OR(ISBLANK(CE100),CE5327=\"\"),\"\",IF(ISERROR(-LOOKUP(1,-LEFT(CE5327,ROW($1:$80)))),0,-LOOKUP(1,-LEFT(CE5327,ROW($1:$80)))))","v":""},{"$f":"IF(OR(ISBLANK(CF100),CF5327=\"\"),\"\",IF(ISERROR(-LOOKUP(1,-LEFT(CF5327,ROW($1:$80)))),0,-LOOKUP(1,-LEFT(CF5327,ROW($1:$80)))))","v":""},{"$f":"IF(OR(ISBLANK(CG100),CG5327=\"\"),\"\",IF(ISERROR(-LOOKUP(1,-LEFT(CG5327,ROW($1:$80)))),0,-LOOKUP(1,-LEFT(CG5327,ROW($1:$80)))))","v":""},{"$f":"IF(OR(ISBLANK(CH100),CH5327=\"\"),\"\",IF(ISERROR(-LOOKUP(1,-LEFT(CH5327,ROW($1:$80)))),0,-LOOKUP(1,-LEFT(CH5327,ROW($1:$80)))))","v":""},{"$f":"IF(OR(ISBLANK(CI100),CI5327=\"\"),\"\",IF(ISERROR(-LOOKUP(1,-LEFT(CI5327,ROW($1:$80)))),0,-LOOKUP(1,-LEFT(CI5327,ROW($1:$80)))))","v":""},{"$f":"IF(OR(ISBLANK(CJ100),CJ5327=\"\"),\"\",IF(ISERROR(-LOOKUP(1,-LEFT(CJ5327,ROW($1:$80)))),0,-LOOKUP(1,-LEFT(CJ5327,ROW($1:$80)))))","v":""},{"$f":"IF(OR(ISBLANK(CK100),CK5327=\"\"),\"\",IF(ISERROR(-LOOKUP(1,-LEFT(CK5327,ROW($1:$80)))),0,-LOOKUP(1,-LEFT(CK5327,ROW($1:$80)))))","v":""},{"$f":"IF(OR(ISBLANK(CL100),CL5327=\"\"),\"\",IF(ISERROR(-LOOKUP(1,-LEFT(CL5327,ROW($1:$80)))),0,-LOOKUP(1,-LEFT(CL5327,ROW($1:$80)))))","v":""},{"$f":"IF(OR(ISBLANK(CM100),CM5327=\"\"),\"\",IF(ISERROR(-LOOKUP(1,-LEFT(CM5327,ROW($1:$80)))),0,-LOOKUP(1,-LEFT(CM5327,ROW($1:$80)))))","v":""},{"$f":"IF(OR(ISBLANK(CN100),CN5327=\"\"),\"\",IF(ISERROR(-LOOKUP(1,-LEFT(CN5327,ROW($1:$80)))),0,-LOOKUP(1,-LEFT(CN5327,ROW($1:$80)))))","v":""},{"$f":"IF(OR(ISBLANK(CO100),CO5327=\"\"),\"\",IF(ISERROR(-LOOKUP(1,-LEFT(CO5327,ROW($1:$80)))),0,-LOOKUP(1,-LEFT(CO5327,ROW($1:$80)))))","v":""},{"$f":"IF(OR(ISBLANK(CP100),CP5327=\"\"),\"\",IF(ISERROR(-LOOKUP(1,-LEFT(CP5327,ROW($1:$80)))),0,-LOOKUP(1,-LEFT(CP5327,ROW($1:$80)))))","v":""},{"$f":"IF(OR(ISBLANK(CQ100),CQ5327=\"\"),\"\",IF(ISERROR(-LOOKUP(1,-LEFT(CQ5327,ROW($1:$80)))),0,-LOOKUP(1,-LEFT(CQ5327,ROW($1:$80)))))","v":""},{"$f":"IF(OR(ISBLANK(CR100),CR5327=\"\"),\"\",IF(ISERROR(-LOOKUP(1,-LEFT(CR5327,ROW($1:$80)))),0,-LOOKUP(1,-LEFT(CR5327,ROW($1:$80)))))","v":""},{"$f":"IF(OR(ISBLANK(CS100),CS5327=\"\"),\"\",IF(ISERROR(-LOOKUP(1,-LEFT(CS5327,ROW($1:$80)))),0,-LOOKUP(1,-LEFT(CS5327,ROW($1:$80)))))","v":""},{"$f":"IF(OR(ISBLANK(CT100),CT5327=\"\"),\"\",IF(ISERROR(-LOOKUP(1,-LEFT(CT5327,ROW($1:$80)))),0,-LOOKUP(1,-LEFT(CT5327,ROW($1:$80)))))","v":""},{"$f":"IF(OR(ISBLANK(CU100),CU5327=\"\"),\"\",IF(ISERROR(-LOOKUP(1,-LEFT(CU5327,ROW($1:$80)))),0,-LOOKUP(1,-LEFT(CU5327,ROW($1:$80)))))","v":""},{"$f":"IF(OR(ISBLANK(CV100),CV5327=\"\"),\"\",IF(ISERROR(-LOOKUP(1,-LEFT(CV5327,ROW($1:$80)))),0,-LOOKUP(1,-LEFT(CV5327,ROW($1:$80)))))","v":""},{"$f":"IF(OR(ISBLANK(CW100),CW5327=\"\"),\"\",IF(ISERROR(-LOOKUP(1,-LEFT(CW5327,ROW($1:$80)))),0,-LOOKUP(1,-LEFT(CW5327,ROW($1:$80)))))","v":""},{"$f":"IF(OR(ISBLANK(CX100),CX5327=\"\"),\"\",IF(ISERROR(-LOOKUP(1,-LEFT(CX5327,ROW($1:$80)))),0,-LOOKUP(1,-LEFT(CX5327,ROW($1:$80)))))","v":""},{"$f":"IF(OR(ISBLANK(CY100),CY5327=\"\"),\"\",IF(ISERROR(-LOOKUP(1,-LEFT(CY5327,ROW($1:$80)))),0,-LOOKUP(1,-LEFT(CY5327,ROW($1:$80)))))","v":""},{"$f":"IF(OR(ISBLANK(CZ100),CZ5327=\"\"),\"\",IF(ISERROR(-LOOKUP(1,-LEFT(CZ5327,ROW($1:$80)))),0,-LOOKUP(1,-LEFT(CZ5327,ROW($1:$80)))))","v":""},{"$f":"IF(OR(ISBLANK(DA100),DA5327=\"\"),\"\",IF(ISERROR(-LOOKUP(1,-LEFT(DA5327,ROW($1:$80)))),0,-LOOKUP(1,-LEFT(DA5327,ROW($1:$80)))))","v":""},{"$f":"IF(OR(ISBLANK(DB100),DB5327=\"\"),\"\",IF(ISERROR(-LOOKUP(1,-LEFT(DB5327,ROW($1:$80)))),0,-LOOKUP(1,-LEFT(DB5327,ROW($1:$80)))))","v":""},{"$f":"IF(OR(ISBLANK(DC100),DC5327=\"\"),\"\",IF(ISERROR(-LOOKUP(1,-LEFT(DC5327,ROW($1:$80)))),0,-LOOKUP(1,-LEFT(DC5327,ROW($1:$80)))))","v":""},{"$f":"IF(OR(ISBLANK(DD100),DD5327=\"\"),\"\",IF(ISERROR(-LOOKUP(1,-LEFT(DD5327,ROW($1:$80)))),0,-LOOKUP(1,-LEFT(DD5327,ROW($1:$80)))))","v":""},{"$f":"IF(OR(ISBLANK(DE100),DE5327=\"\"),\"\",IF(ISERROR(-LOOKUP(1,-LEFT(DE5327,ROW($1:$80)))),0,-LOOKUP(1,-LEFT(DE5327,ROW($1:$80)))))","v":""},{"$f":"IF(OR(ISBLANK(DF100),DF5327=\"\"),\"\",IF(ISERROR(-LOOKUP(1,-LEFT(DF5327,ROW($1:$80)))),0,-LOOKUP(1,-LEFT(DF5327,ROW($1:$80)))))","v":""},{"$f":"IF(OR(ISBLANK(DG100),DG5327=\"\"),\"\",IF(ISERROR(-LOOKUP(1,-LEFT(DG5327,ROW($1:$80)))),0,-LOOKUP(1,-LEFT(DG5327,ROW($1:$80)))))","v":""},{"$f":"IF(OR(ISBLANK(DH100),DH5327=\"\"),\"\",IF(ISERROR(-LOOKUP(1,-LEFT(DH5327,ROW($1:$80)))),0,-LOOKUP(1,-LEFT(DH5327,ROW($1:$80)))))","v":""},{"$f":"IF(OR(ISBLANK(DI100),DI5327=\"\"),\"\",IF(ISERROR(-LOOKUP(1,-LEFT(DI5327,ROW($1:$80)))),0,-LOOKUP(1,-LEFT(DI5327,ROW($1:$80)))))","v":""},{"$f":"IF(OR(ISBLANK(DJ100),DJ5327=\"\"),\"\",IF(ISERROR(-LOOKUP(1,-LEFT(DJ5327,ROW($1:$80)))),0,-LOOKUP(1,-LEFT(DJ5327,ROW($1:$80)))))","v":""},{"$f":"IF(OR(ISBLANK(DK100),DK5327=\"\"),\"\",IF(ISERROR(-LOOKUP(1,-LEFT(DK5327,ROW($1:$80)))),0,-LOOKUP(1,-LEFT(DK5327,ROW($1:$80)))))","v":""},{"$f":"IF(OR(ISBLANK(DL100),DL5327=\"\"),\"\",IF(ISERROR(-LOOKUP(1,-LEFT(DL5327,ROW($1:$80)))),0,-LOOKUP(1,-LEFT(DL5327,ROW($1:$80)))))","v":""},{"$f":"IF(OR(ISBLANK(DM100),DM5327=\"\"),\"\",IF(ISERROR(-LOOKUP(1,-LEFT(DM5327,ROW($1:$80)))),0,-LOOKUP(1,-LEFT(DM5327,ROW($1:$80)))))","v":""},{"$f":"IF(OR(ISBLANK(DN100),DN5327=\"\"),\"\",IF(ISERROR(-LOOKUP(1,-LEFT(DN5327,ROW($1:$80)))),0,-LOOKUP(1,-LEFT(DN5327,ROW($1:$80)))))","v":""},{"$f":"IF(OR(ISBLANK(DO100),DO5327=\"\"),\"\",IF(ISERROR(-LOOKUP(1,-LEFT(DO5327,ROW($1:$80)))),0,-LOOKUP(1,-LEFT(DO5327,ROW($1:$80)))))","v":""},{"$f":"IF(OR(ISBLANK(DP100),DP5327=\"\"),\"\",IF(ISERROR(-LOOKUP(1,-LEFT(DP5327,ROW($1:$80)))),0,-LOOKUP(1,-LEFT(DP5327,ROW($1:$80)))))","v":""},{"$f":"IF(OR(ISBLANK(DQ100),DQ5327=\"\"),\"\",IF(ISERROR(-LOOKUP(1,-LEFT(DQ5327,ROW($1:$80)))),0,-LOOKUP(1,-LEFT(DQ5327,ROW($1:$80)))))","v":""},{"$f":"IF(OR(ISBLANK(DR100),DR5327=\"\"),\"\",IF(ISERROR(-LOOKUP(1,-LEFT(DR5327,ROW($1:$80)))),0,-LOOKUP(1,-LEFT(DR5327,ROW($1:$80)))))","v":""},{"$f":"IF(OR(ISBLANK(DS100),DS5327=\"\"),\"\",IF(ISERROR(-LOOKUP(1,-LEFT(DS5327,ROW($1:$80)))),0,-LOOKUP(1,-LEFT(DS5327,ROW($1:$80)))))","v":""},{"$f":"IF(OR(ISBLANK(DT100),DT5327=\"\"),\"\",IF(ISERROR(-LOOKUP(1,-LEFT(DT5327,ROW($1:$80)))),0,-LOOKUP(1,-LEFT(DT5327,ROW($1:$80)))))","v":""},{"$f":"IF(OR(ISBLANK(DU100),DU5327=\"\"),\"\",IF(ISERROR(-LOOKUP(1,-LEFT(DU5327,ROW($1:$80)))),0,-LOOKUP(1,-LEFT(DU5327,ROW($1:$80)))))","v":""},{"$f":"IF(OR(ISBLANK(DV100),DV5327=\"\"),\"\",IF(ISERROR(-LOOKUP(1,-LEFT(DV5327,ROW($1:$80)))),0,-LOOKUP(1,-LEFT(DV5327,ROW($1:$80)))))","v":""},{"$f":"IF(OR(ISBLANK(DW100),DW5327=\"\"),\"\",IF(ISERROR(-LOOKUP(1,-LEFT(DW5327,ROW($1:$80)))),0,-LOOKUP(1,-LEFT(DW5327,ROW($1:$80)))))","v":""},{"$f":"IF(OR(ISBLANK(DX100),DX5327=\"\"),\"\",IF(ISERROR(-LOOKUP(1,-LEFT(DX5327,ROW($1:$80)))),0,-LOOKUP(1,-LEFT(DX5327,ROW($1:$80)))))","v":""},{"$f":"IF(OR(ISBLANK(DY100),DY5327=\"\"),\"\",IF(ISERROR(-LOOKUP(1,-LEFT(DY5327,ROW($1:$80)))),0,-LOOKUP(1,-LEFT(DY5327,ROW($1:$80)))))","v":""},{"$f":"IF(OR(ISBLANK(DZ100),DZ5327=\"\"),\"\",IF(ISERROR(-LOOKUP(1,-LEFT(DZ5327,ROW($1:$80)))),0,-LOOKUP(1,-LEFT(DZ5327,ROW($1:$80)))))","v":""},{"$f":"IF(OR(ISBLANK(EA100),EA5327=\"\"),\"\",IF(ISERROR(-LOOKUP(1,-LEFT(EA5327,ROW($1:$80)))),0,-LOOKUP(1,-LEFT(EA5327,ROW($1:$80)))))","v":""},{"$f":"IF(OR(ISBLANK(EB100),EB5327=\"\"),\"\",IF(ISERROR(-LOOKUP(1,-LEFT(EB5327,ROW($1:$80)))),0,-LOOKUP(1,-LEFT(EB5327,ROW($1:$80)))))","v":""},{"$f":"IF(OR(ISBLANK(EC100),EC5327=\"\"),\"\",IF(ISERROR(-LOOKUP(1,-LEFT(EC5327,ROW($1:$80)))),0,-LOOKUP(1,-LEFT(EC5327,ROW($1:$80)))))","v":""},{"$f":"IF(OR(ISBLANK(ED100),ED5327=\"\"),\"\",IF(ISERROR(-LOOKUP(1,-LEFT(ED5327,ROW($1:$80)))),0,-LOOKUP(1,-LEFT(ED5327,ROW($1:$80)))))","v":""},{"$f":"IF(OR(ISBLANK(EE100),EE5327=\"\"),\"\",IF(ISERROR(-LOOKUP(1,-LEFT(EE5327,ROW($1:$80)))),0,-LOOKUP(1,-LEFT(EE5327,ROW($1:$80)))))","v":""},{"$f":"IF(OR(ISBLANK(EF100),EF5327=\"\"),\"\",IF(ISERROR(-LOOKUP(1,-LEFT(EF5327,ROW($1:$80)))),0,-LOOKUP(1,-LEFT(EF5327,ROW($1:$80)))))","v":""},{"$f":"IF(OR(ISBLANK(EG100),EG5327=\"\"),\"\",IF(ISERROR(-LOOKUP(1,-LEFT(EG5327,ROW($1:$80)))),0,-LOOKUP(1,-LEFT(EG5327,ROW($1:$80)))))","v":""},{"$f":"IF(OR(ISBLANK(EH100),EH5327=\"\"),\"\",IF(ISERROR(-LOOKUP(1,-LEFT(EH5327,ROW($1:$80)))),0,-LOOKUP(1,-LEFT(EH5327,ROW($1:$80)))))","v":""},{"$f":"IF(OR(ISBLANK(EI100),EI5327=\"\"),\"\",IF(ISERROR(-LOOKUP(1,-LEFT(EI5327,ROW($1:$80)))),0,-LOOKUP(1,-LEFT(EI5327,ROW($1:$80)))))","v":""},{"$f":"IF(OR(ISBLANK(EJ100),EJ5327=\"\"),\"\",IF(ISERROR(-LOOKUP(1,-LEFT(EJ5327,ROW($1:$80)))),0,-LOOKUP(1,-LEFT(EJ5327,ROW($1:$80)))))","v":""},{"$f":"IF(OR(ISBLANK(EK100),EK5327=\"\"),\"\",IF(ISERROR(-LOOKUP(1,-LEFT(EK5327,ROW($1:$80)))),0,-LOOKUP(1,-LEFT(EK5327,ROW($1:$80)))))","v":""},{"$f":"IF(OR(ISBLANK(EL100),EL5327=\"\"),\"\",IF(ISERROR(-LOOKUP(1,-LEFT(EL5327,ROW($1:$80)))),0,-LOOKUP(1,-LEFT(EL5327,ROW($1:$80)))))","v":""},{"$f":"IF(OR(ISBLANK(EM100),EM5327=\"\"),\"\",IF(ISERROR(-LOOKUP(1,-LEFT(EM5327,ROW($1:$80)))),0,-LOOKUP(1,-LEFT(EM5327,ROW($1:$80)))))","v":""},{"$f":"IF(OR(ISBLANK(EN100),EN5327=\"\"),\"\",IF(ISERROR(-LOOKUP(1,-LEFT(EN5327,ROW($1:$80)))),0,-LOOKUP(1,-LEFT(EN5327,ROW($1:$80)))))","v":""},{"$f":"IF(OR(ISBLANK(EO100),EO5327=\"\"),\"\",IF(ISERROR(-LOOKUP(1,-LEFT(EO5327,ROW($1:$80)))),0,-LOOKUP(1,-LEFT(EO5327,ROW($1:$80)))))","v":""},{"$f":"IF(OR(ISBLANK(EP100),EP5327=\"\"),\"\",IF(ISERROR(-LOOKUP(1,-LEFT(EP5327,ROW($1:$80)))),0,-LOOKUP(1,-LEFT(EP5327,ROW($1:$80)))))","v":""},{"$f":"IF(OR(ISBLANK(EQ100),EQ5327=\"\"),\"\",IF(ISERROR(-LOOKUP(1,-LEFT(EQ5327,ROW($1:$80)))),0,-LOOKUP(1,-LEFT(EQ5327,ROW($1:$80)))))","v":""},{"$f":"IF(OR(ISBLANK(ER100),ER5327=\"\"),\"\",IF(ISERROR(-LOOKUP(1,-LEFT(ER5327,ROW($1:$80)))),0,-LOOKUP(1,-LEFT(ER5327,ROW($1:$80)))))","v":""},{"$f":"IF(OR(ISBLANK(ES100),ES5327=\"\"),\"\",IF(ISERROR(-LOOKUP(1,-LEFT(ES5327,ROW($1:$80)))),0,-LOOKUP(1,-LEFT(ES5327,ROW($1:$80)))))","v":""},{"$f":"IF(OR(ISBLANK(ET100),ET5327=\"\"),\"\",IF(ISERROR(-LOOKUP(1,-LEFT(ET5327,ROW($1:$80)))),0,-LOOKUP(1,-LEFT(ET5327,ROW($1:$80)))))","v":""},{"$f":"IF(OR(ISBLANK(EU100),EU5327=\"\"),\"\",IF(ISERROR(-LOOKUP(1,-LEFT(EU5327,ROW($1:$80)))),0,-LOOKUP(1,-LEFT(EU5327,ROW($1:$80)))))","v":""},{"$f":"IF(OR(ISBLANK(EV100),EV5327=\"\"),\"\",IF(ISERROR(-LOOKUP(1,-LEFT(EV5327,ROW($1:$80)))),0,-LOOKUP(1,-LEFT(EV5327,ROW($1:$80)))))","v":""},{"$f":"IF(OR(ISBLANK(EW100),EW5327=\"\"),\"\",IF(ISERROR(-LOOKUP(1,-LEFT(EW5327,ROW($1:$80)))),0,-LOOKUP(1,-LEFT(EW5327,ROW($1:$80)))))","v":""},{"$f":"IF(OR(ISBLANK(EX100),EX5327=\"\"),\"\",IF(ISERROR(-LOOKUP(1,-LEFT(EX5327,ROW($1:$80)))),0,-LOOKUP(1,-LEFT(EX5327,ROW($1:$80)))))","v":""},{"$f":"IF(OR(ISBLANK(EY100),EY5327=\"\"),\"\",IF(ISERROR(-LOOKUP(1,-LEFT(EY5327,ROW($1:$80)))),0,-LOOKUP(1,-LEFT(EY5327,ROW($1:$80)))))","v":""},{"$f":"IF(OR(ISBLANK(EZ100),EZ5327=\"\"),\"\",IF(ISERROR(-LOOKUP(1,-LEFT(EZ5327,ROW($1:$80)))),0,-LOOKUP(1,-LEFT(EZ5327,ROW($1:$80)))))","v":""},{"$f":"IF(OR(ISBLANK(FA100),FA5327=\"\"),\"\",IF(ISERROR(-LOOKUP(1,-LEFT(FA5327,ROW($1:$80)))),0,-LOOKUP(1,-LEFT(FA5327,ROW($1:$80)))))","v":""},{"$f":"IF(OR(ISBLANK(FB100),FB5327=\"\"),\"\",IF(ISERROR(-LOOKUP(1,-LEFT(FB5327,ROW($1:$80)))),0,-LOOKUP(1,-LEFT(FB5327,ROW($1:$80)))))","v":""},{"$f":"IF(OR(ISBLANK(FC100),FC5327=\"\"),\"\",IF(ISERROR(-LOOKUP(1,-LEFT(FC5327,ROW($1:$80)))),0,-LOOKUP(1,-LEFT(FC5327,ROW($1:$80)))))","v":""},{"$f":"IF(OR(ISBLANK(FD100),FD5327=\"\"),\"\",IF(ISERROR(-LOOKUP(1,-LEFT(FD5327,ROW($1:$80)))),0,-LOOKUP(1,-LEFT(FD5327,ROW($1:$80)))))","v":""},{"$f":"IF(OR(ISBLANK(FE100),FE5327=\"\"),\"\",IF(ISERROR(-LOOKUP(1,-LEFT(FE5327,ROW($1:$80)))),0,-LOOKUP(1,-LEFT(FE5327,ROW($1:$80)))))","v":""},{"$f":"IF(OR(ISBLANK(FF100),FF5327=\"\"),\"\",IF(ISERROR(-LOOKUP(1,-LEFT(FF5327,ROW($1:$80)))),0,-LOOKUP(1,-LEFT(FF5327,ROW($1:$80)))))","v":""},{"$f":"IF(OR(ISBLANK(FG100),FG5327=\"\"),\"\",IF(ISERROR(-LOOKUP(1,-LEFT(FG5327,ROW($1:$80)))),0,-LOOKUP(1,-LEFT(FG5327,ROW($1:$80)))))","v":""},{"$f":"IF(OR(ISBLANK(FH100),FH5327=\"\"),\"\",IF(ISERROR(-LOOKUP(1,-LEFT(FH5327,ROW($1:$80)))),0,-LOOKUP(1,-LEFT(FH5327,ROW($1:$80)))))","v":""},{"$f":"IF(OR(ISBLANK(FI100),FI5327=\"\"),\"\",IF(ISERROR(-LOOKUP(1,-LEFT(FI5327,ROW($1:$80)))),0,-LOOKUP(1,-LEFT(FI5327,ROW($1:$80)))))","v":""},{"$f":"IF(OR(ISBLANK(FJ100),FJ5327=\"\"),\"\",IF(ISERROR(-LOOKUP(1,-LEFT(FJ5327,ROW($1:$80)))),0,-LOOKUP(1,-LEFT(FJ5327,ROW($1:$80)))))","v":""},{"$f":"IF(OR(ISBLANK(FK100),FK5327=\"\"),\"\",IF(ISERROR(-LOOKUP(1,-LEFT(FK5327,ROW($1:$80)))),0,-LOOKUP(1,-LEFT(FK5327,ROW($1:$80)))))","v":""},{"$f":"IF(OR(ISBLANK(FL100),FL5327=\"\"),\"\",IF(ISERROR(-LOOKUP(1,-LEFT(FL5327,ROW($1:$80)))),0,-LOOKUP(1,-LEFT(FL5327,ROW($1:$80)))))","v":""},{"$f":"IF(OR(ISBLANK(FM100),FM5327=\"\"),\"\",IF(ISERROR(-LOOKUP(1,-LEFT(FM5327,ROW($1:$80)))),0,-LOOKUP(1,-LEFT(FM5327,ROW($1:$80)))))","v":""},{"$f":"IF(OR(ISBLANK(FN100),FN5327=\"\"),\"\",IF(ISERROR(-LOOKUP(1,-LEFT(FN5327,ROW($1:$80)))),0,-LOOKUP(1,-LEFT(FN5327,ROW($1:$80)))))","v":""},{"$f":"IF(OR(ISBLANK(FO100),FO5327=\"\"),\"\",IF(ISERROR(-LOOKUP(1,-LEFT(FO5327,ROW($1:$80)))),0,-LOOKUP(1,-LEFT(FO5327,ROW($1:$80)))))","v":""},{"$f":"IF(OR(ISBLANK(FP100),FP5327=\"\"),\"\",IF(ISERROR(-LOOKUP(1,-LEFT(FP5327,ROW($1:$80)))),0,-LOOKUP(1,-LEFT(FP5327,ROW($1:$80)))))","v":""},{"$f":"IF(OR(ISBLANK(FQ100),FQ5327=\"\"),\"\",IF(ISERROR(-LOOKUP(1,-LEFT(FQ5327,ROW($1:$80)))),0,-LOOKUP(1,-LEFT(FQ5327,ROW($1:$80)))))","v":""},{"$f":"IF(OR(ISBLANK(FR100),FR5327=\"\"),\"\",IF(ISERROR(-LOOKUP(1,-LEFT(FR5327,ROW($1:$80)))),0,-LOOKUP(1,-LEFT(FR5327,ROW($1:$80)))))","v":""},{"$f":"IF(OR(ISBLANK(FS100),FS5327=\"\"),\"\",IF(ISERROR(-LOOKUP(1,-LEFT(FS5327,ROW($1:$80)))),0,-LOOKUP(1,-LEFT(FS5327,ROW($1:$80)))))","v":""},{"$f":"IF(OR(ISBLANK(FT100),FT5327=\"\"),\"\",IF(ISERROR(-LOOKUP(1,-LEFT(FT5327,ROW($1:$80)))),0,-LOOKUP(1,-LEFT(FT5327,ROW($1:$80)))))","v":""},{"$f":"IF(OR(ISBLANK(FU100),FU5327=\"\"),\"\",IF(ISERROR(-LOOKUP(1,-LEFT(FU5327,ROW($1:$80)))),0,-LOOKUP(1,-LEFT(FU5327,ROW($1:$80)))))","v":""},{"$f":"IF(OR(ISBLANK(FV100),FV5327=\"\"),\"\",IF(ISERROR(-LOOKUP(1,-LEFT(FV5327,ROW($1:$80)))),0,-LOOKUP(1,-LEFT(FV5327,ROW($1:$80)))))","v":""},{"$f":"IF(OR(ISBLANK(FW100),FW5327=\"\"),\"\",IF(ISERROR(-LOOKUP(1,-LEFT(FW5327,ROW($1:$80)))),0,-LOOKUP(1,-LEFT(FW5327,ROW($1:$80)))))","v":""},{"$f":"IF(OR(ISBLANK(FX100),FX5327=\"\"),\"\",IF(ISERROR(-LOOKUP(1,-LEFT(FX5327,ROW($1:$80)))),0,-LOOKUP(1,-LEFT(FX5327,ROW($1:$80)))))","v":""},{"$f":"IF(OR(ISBLANK(FY100),FY5327=\"\"),\"\",IF(ISERROR(-LOOKUP(1,-LEFT(FY5327,ROW($1:$80)))),0,-LOOKUP(1,-LEFT(FY5327,ROW($1:$80)))))","v":""},{"$f":"IF(OR(ISBLANK(FZ100),FZ5327=\"\"),\"\",IF(ISERROR(-LOOKUP(1,-LEFT(FZ5327,ROW($1:$80)))),0,-LOOKUP(1,-LEFT(FZ5327,ROW($1:$80)))))","v":""},{"$f":"IF(OR(ISBLANK(GA100),GA5327=\"\"),\"\",IF(ISERROR(-LOOKUP(1,-LEFT(GA5327,ROW($1:$80)))),0,-LOOKUP(1,-LEFT(GA5327,ROW($1:$80)))))","v":""},{"$f":"IF(OR(ISBLANK(GB100),GB5327=\"\"),\"\",IF(ISERROR(-LOOKUP(1,-LEFT(GB5327,ROW($1:$80)))),0,-LOOKUP(1,-LEFT(GB5327,ROW($1:$80)))))","v":""},{"$f":"IF(OR(ISBLANK(GC100),GC5327=\"\"),\"\",IF(ISERROR(-LOOKUP(1,-LEFT(GC5327,ROW($1:$80)))),0,-LOOKUP(1,-LEFT(GC5327,ROW($1:$80)))))","v":""},{"$f":"IF(OR(ISBLANK(GD100),GD5327=\"\"),\"\",IF(ISERROR(-LOOKUP(1,-LEFT(GD5327,ROW($1:$80)))),0,-LOOKUP(1,-LEFT(GD5327,ROW($1:$80)))))","v":""},{"$f":"IF(OR(ISBLANK(GE100),GE5327=\"\"),\"\",IF(ISERROR(-LOOKUP(1,-LEFT(GE5327,ROW($1:$80)))),0,-LOOKUP(1,-LEFT(GE5327,ROW($1:$80)))))","v":""},{"$f":"IF(OR(ISBLANK(GF100),GF5327=\"\"),\"\",IF(ISERROR(-LOOKUP(1,-LEFT(GF5327,ROW($1:$80)))),0,-LOOKUP(1,-LEFT(GF5327,ROW($1:$80)))))","v":""},{"$f":"IF(OR(ISBLANK(GG100),GG5327=\"\"),\"\",IF(ISERROR(-LOOKUP(1,-LEFT(GG5327,ROW($1:$80)))),0,-LOOKUP(1,-LEFT(GG5327,ROW($1:$80)))))","v":""},{"$f":"IF(OR(ISBLANK(GH100),GH5327=\"\"),\"\",IF(ISERROR(-LOOKUP(1,-LEFT(GH5327,ROW($1:$80)))),0,-LOOKUP(1,-LEFT(GH5327,ROW($1:$80)))))","v":""},{"$f":"IF(OR(ISBLANK(GI100),GI5327=\"\"),\"\",IF(ISERROR(-LOOKUP(1,-LEFT(GI5327,ROW($1:$80)))),0,-LOOKUP(1,-LEFT(GI5327,ROW($1:$80)))))","v":""},{"$f":"IF(OR(ISBLANK(GJ100),GJ5327=\"\"),\"\",IF(ISERROR(-LOOKUP(1,-LEFT(GJ5327,ROW($1:$80)))),0,-LOOKUP(1,-LEFT(GJ5327,ROW($1:$80)))))","v":""},{"$f":"IF(OR(ISBLANK(GK100),GK5327=\"\"),\"\",IF(ISERROR(-LOOKUP(1,-LEFT(GK5327,ROW($1:$80)))),0,-LOOKUP(1,-LEFT(GK5327,ROW($1:$80)))))","v":""},{"$f":"IF(OR(ISBLANK(GL100),GL5327=\"\"),\"\",IF(ISERROR(-LOOKUP(1,-LEFT(GL5327,ROW($1:$80)))),0,-LOOKUP(1,-LEFT(GL5327,ROW($1:$80)))))","v":""},{"$f":"IF(OR(ISBLANK(GM100),GM5327=\"\"),\"\",IF(ISERROR(-LOOKUP(1,-LEFT(GM5327,ROW($1:$80)))),0,-LOOKUP(1,-LEFT(GM5327,ROW($1:$80)))))","v":""},{"$f":"IF(OR(ISBLANK(GN100),GN5327=\"\"),\"\",IF(ISERROR(-LOOKUP(1,-LEFT(GN5327,ROW($1:$80)))),0,-LOOKUP(1,-LEFT(GN5327,ROW($1:$80)))))","v":""},{"$f":"IF(OR(ISBLANK(GO100),GO5327=\"\"),\"\",IF(ISERROR(-LOOKUP(1,-LEFT(GO5327,ROW($1:$80)))),0,-LOOKUP(1,-LEFT(GO5327,ROW($1:$80)))))","v":""},{"$f":"IF(OR(ISBLANK(GP100),GP5327=\"\"),\"\",IF(ISERROR(-LOOKUP(1,-LEFT(GP5327,ROW($1:$80)))),0,-LOOKUP(1,-LEFT(GP5327,ROW($1:$80)))))","v":""},{"$f":"IF(OR(ISBLANK(GQ100),GQ5327=\"\"),\"\",IF(ISERROR(-LOOKUP(1,-LEFT(GQ5327,ROW($1:$80)))),0,-LOOKUP(1,-LEFT(GQ5327,ROW($1:$80)))))","v":""},{"$f":"IF(OR(ISBLANK(GR100),GR5327=\"\"),\"\",IF(ISERROR(-LOOKUP(1,-LEFT(GR5327,ROW($1:$80)))),0,-LOOKUP(1,-LEFT(GR5327,ROW($1:$80)))))","v":""},{"$f":"IF(OR(ISBLANK(GS100),GS5327=\"\"),\"\",IF(ISERROR(-LOOKUP(1,-LEFT(GS5327,ROW($1:$80)))),0,-LOOKUP(1,-LEFT(GS5327,ROW($1:$80)))))","v":""},{"$f":"IF(OR(ISBLANK(GT100),GT5327=\"\"),\"\",IF(ISERROR(-LOOKUP(1,-LEFT(GT5327,ROW($1:$80)))),0,-LOOKUP(1,-LEFT(GT5327,ROW($1:$80)))))","v":""},{"$f":"IF(OR(ISBLANK(GU100),GU5327=\"\"),\"\",IF(ISERROR(-LOOKUP(1,-LEFT(GU5327,ROW($1:$80)))),0,-LOOKUP(1,-LEFT(GU5327,ROW($1:$80)))))","v":""},{"$f":"IF(OR(ISBLANK(GV100),GV5327=\"\"),\"\",IF(ISERROR(-LOOKUP(1,-LEFT(GV5327,ROW($1:$80)))),0,-LOOKUP(1,-LEFT(GV5327,ROW($1:$80)))))","v":""},{"$f":"IF(OR(ISBLANK(GW100),GW5327=\"\"),\"\",IF(ISERROR(-LOOKUP(1,-LEFT(GW5327,ROW($1:$80)))),0,-LOOKUP(1,-LEFT(GW5327,ROW($1:$80)))))","v":""},{"$f":"IF(OR(ISBLANK(GX100),GX5327=\"\"),\"\",IF(ISERROR(-LOOKUP(1,-LEFT(GX5327,ROW($1:$80)))),0,-LOOKUP(1,-LEFT(GX5327,ROW($1:$80)))))","v":""},{"$f":"IF(OR(ISBLANK(GY100),GY5327=\"\"),\"\",IF(ISERROR(-LOOKUP(1,-LEFT(GY5327,ROW($1:$80)))),0,-LOOKUP(1,-LEFT(GY5327,ROW($1:$80)))))","v":""},{"$f":"IF(OR(ISBLANK(GZ100),GZ5327=\"\"),\"\",IF(ISERROR(-LOOKUP(1,-LEFT(GZ5327,ROW($1:$80)))),0,-LOOKUP(1,-LEFT(GZ5327,ROW($1:$80)))))","v":""},{"$f":"IF(OR(ISBLANK(HA100),HA5327=\"\"),\"\",IF(ISERROR(-LOOKUP(1,-LEFT(HA5327,ROW($1:$80)))),0,-LOOKUP(1,-LEFT(HA5327,ROW($1:$80)))))","v":""},{"$f":"IF(OR(ISBLANK(HB100),HB5327=\"\"),\"\",IF(ISERROR(-LOOKUP(1,-LEFT(HB5327,ROW($1:$80)))),0,-LOOKUP(1,-LEFT(HB5327,ROW($1:$80)))))","v":""},{"$f":"IF(OR(ISBLANK(HC100),HC5327=\"\"),\"\",IF(ISERROR(-LOOKUP(1,-LEFT(HC5327,ROW($1:$80)))),0,-LOOKUP(1,-LEFT(HC5327,ROW($1:$80)))))","v":""},{"$f":"IF(OR(ISBLANK(HD100),HD5327=\"\"),\"\",IF(ISERROR(-LOOKUP(1,-LEFT(HD5327,ROW($1:$80)))),0,-LOOKUP(1,-LEFT(HD5327,ROW($1:$80)))))","v":""},{"$f":"IF(OR(ISBLANK(HE100),HE5327=\"\"),\"\",IF(ISERROR(-LOOKUP(1,-LEFT(HE5327,ROW($1:$80)))),0,-LOOKUP(1,-LEFT(HE5327,ROW($1:$80)))))","v":""},{"$f":"IF(OR(ISBLANK(HF100),HF5327=\"\"),\"\",IF(ISERROR(-LOOKUP(1,-LEFT(HF5327,ROW($1:$80)))),0,-LOOKUP(1,-LEFT(HF5327,ROW($1:$80)))))","v":""},{"$f":"IF(OR(ISBLANK(HG100),HG5327=\"\"),\"\",IF(ISERROR(-LOOKUP(1,-LEFT(HG5327,ROW($1:$80)))),0,-LOOKUP(1,-LEFT(HG5327,ROW($1:$80)))))","v":""},{"$f":"IF(OR(ISBLANK(HH100),HH5327=\"\"),\"\",IF(ISERROR(-LOOKUP(1,-LEFT(HH5327,ROW($1:$80)))),0,-LOOKUP(1,-LEFT(HH5327,ROW($1:$80)))))","v":""},{"$f":"IF(OR(ISBLANK(HI100),HI5327=\"\"),\"\",IF(ISERROR(-LOOKUP(1,-LEFT(HI5327,ROW($1:$80)))),0,-LOOKUP(1,-LEFT(HI5327,ROW($1:$80)))))","v":""},{"$f":"IF(OR(ISBLANK(HJ100),HJ5327=\"\"),\"\",IF(ISERROR(-LOOKUP(1,-LEFT(HJ5327,ROW($1:$80)))),0,-LOOKUP(1,-LEFT(HJ5327,ROW($1:$80)))))","v":""},{"$f":"IF(OR(ISBLANK(HK100),HK5327=\"\"),\"\",IF(ISERROR(-LOOKUP(1,-LEFT(HK5327,ROW($1:$80)))),0,-LOOKUP(1,-LEFT(HK5327,ROW($1:$80)))))","v":""},{"$f":"IF(OR(ISBLANK(HL100),HL5327=\"\"),\"\",IF(ISERROR(-LOOKUP(1,-LEFT(HL5327,ROW($1:$80)))),0,-LOOKUP(1,-LEFT(HL5327,ROW($1:$80)))))","v":""},{"$f":"IF(OR(ISBLANK(HM100),HM5327=\"\"),\"\",IF(ISERROR(-LOOKUP(1,-LEFT(HM5327,ROW($1:$80)))),0,-LOOKUP(1,-LEFT(HM5327,ROW($1:$80)))))","v":""},{"$f":"IF(OR(ISBLANK(HN100),HN5327=\"\"),\"\",IF(ISERROR(-LOOKUP(1,-LEFT(HN5327,ROW($1:$80)))),0,-LOOKUP(1,-LEFT(HN5327,ROW($1:$80)))))","v":""},{"$f":"IF(OR(ISBLANK(HO100),HO5327=\"\"),\"\",IF(ISERROR(-LOOKUP(1,-LEFT(HO5327,ROW($1:$80)))),0,-LOOKUP(1,-LEFT(HO5327,ROW($1:$80)))))","v":""},{"$f":"IF(OR(ISBLANK(HP100),HP5327=\"\"),\"\",IF(ISERROR(-LOOKUP(1,-LEFT(HP5327,ROW($1:$80)))),0,-LOOKUP(1,-LEFT(HP5327,ROW($1:$80)))))","v":""},{"$f":"IF(OR(ISBLANK(HQ100),HQ5327=\"\"),\"\",IF(ISERROR(-LOOKUP(1,-LEFT(HQ5327,ROW($1:$80)))),0,-LOOKUP(1,-LEFT(HQ5327,ROW($1:$80)))))","v":""},{"$f":"IF(OR(ISBLANK(HR100),HR5327=\"\"),\"\",IF(ISERROR(-LOOKUP(1,-LEFT(HR5327,ROW($1:$80)))),0,-LOOKUP(1,-LEFT(HR5327,ROW($1:$80)))))","v":""},{"$f":"IF(OR(ISBLANK(HS100),HS5327=\"\"),\"\",IF(ISERROR(-LOOKUP(1,-LEFT(HS5327,ROW($1:$80)))),0,-LOOKUP(1,-LEFT(HS5327,ROW($1:$80)))))","v":""},{"$f":"IF(OR(ISBLANK(HT100),HT5327=\"\"),\"\",IF(ISERROR(-LOOKUP(1,-LEFT(HT5327,ROW($1:$80)))),0,-LOOKUP(1,-LEFT(HT5327,ROW($1:$80)))))","v":""},{"$f":"IF(OR(ISBLANK(HU100),HU5327=\"\"),\"\",IF(ISERROR(-LOOKUP(1,-LEFT(HU5327,ROW($1:$80)))),0,-LOOKUP(1,-LEFT(HU5327,ROW($1:$80)))))","v":""},{"$f":"IF(OR(ISBLANK(HV100),HV5327=\"\"),\"\",IF(ISERROR(-LOOKUP(1,-LEFT(HV5327,ROW($1:$80)))),0,-LOOKUP(1,-LEFT(HV5327,ROW($1:$80)))))","v":""},{"$f":"IF(OR(ISBLANK(HW100),HW5327=\"\"),\"\",IF(ISERROR(-LOOKUP(1,-LEFT(HW5327,ROW($1:$80)))),0,-LOOKUP(1,-LEFT(HW5327,ROW($1:$80)))))","v":""},{"$f":"IF(OR(ISBLANK(HX100),HX5327=\"\"),\"\",IF(ISERROR(-LOOKUP(1,-LEFT(HX5327,ROW($1:$80)))),0,-LOOKUP(1,-LEFT(HX5327,ROW($1:$80)))))","v":""},{"$f":"IF(OR(ISBLANK(HY100),HY5327=\"\"),\"\",IF(ISERROR(-LOOKUP(1,-LEFT(HY5327,ROW($1:$80)))),0,-LOOKUP(1,-LEFT(HY5327,ROW($1:$80)))))","v":""},{"$f":"IF(OR(ISBLANK(HZ100),HZ5327=\"\"),\"\",IF(ISERROR(-LOOKUP(1,-LEFT(HZ5327,ROW($1:$80)))),0,-LOOKUP(1,-LEFT(HZ5327,ROW($1:$80)))))","v":""},{"$f":"IF(OR(ISBLANK(IA100),IA5327=\"\"),\"\",IF(ISERROR(-LOOKUP(1,-LEFT(IA5327,ROW($1:$80)))),0,-LOOKUP(1,-LEFT(IA5327,ROW($1:$80)))))","v":""},{"$f":"IF(OR(ISBLANK(IB100),IB5327=\"\"),\"\",IF(ISERROR(-LOOKUP(1,-LEFT(IB5327,ROW($1:$80)))),0,-LOOKUP(1,-LEFT(IB5327,ROW($1:$80)))))","v":""},{"$f":"IF(OR(ISBLANK(IC100),IC5327=\"\"),\"\",IF(ISERROR(-LOOKUP(1,-LEFT(IC5327,ROW($1:$80)))),0,-LOOKUP(1,-LEFT(IC5327,ROW($1:$80)))))","v":""},{"$f":"IF(OR(ISBLANK(ID100),ID5327=\"\"),\"\",IF(ISERROR(-LOOKUP(1,-LEFT(ID5327,ROW($1:$80)))),0,-LOOKUP(1,-LEFT(ID5327,ROW($1:$80)))))","v":""},{"$f":"IF(OR(ISBLANK(IE100),IE5327=\"\"),\"\",IF(ISERROR(-LOOKUP(1,-LEFT(IE5327,ROW($1:$80)))),0,-LOOKUP(1,-LEFT(IE5327,ROW($1:$80)))))","v":""},{"$f":"IF(OR(ISBLANK(IF100),IF5327=\"\"),\"\",IF(ISERROR(-LOOKUP(1,-LEFT(IF5327,ROW($1:$80)))),0,-LOOKUP(1,-LEFT(IF5327,ROW($1:$80)))))","v":""},{"$f":"IF(OR(ISBLANK(IG100),IG5327=\"\"),\"\",IF(ISERROR(-LOOKUP(1,-LEFT(IG5327,ROW($1:$80)))),0,-LOOKUP(1,-LEFT(IG5327,ROW($1:$80)))))","v":""},{"$f":"IF(OR(ISBLANK(IH100),IH5327=\"\"),\"\",IF(ISERROR(-LOOKUP(1,-LEFT(IH5327,ROW($1:$80)))),0,-LOOKUP(1,-LEFT(IH5327,ROW($1:$80)))))","v":""},{"$f":"IF(OR(ISBLANK(II100),II5327=\"\"),\"\",IF(ISERROR(-LOOKUP(1,-LEFT(II5327,ROW($1:$80)))),0,-LOOKUP(1,-LEFT(II5327,ROW($1:$80)))))","v":""},{"$f":"IF(OR(ISBLANK(IJ100),IJ5327=\"\"),\"\",IF(ISERROR(-LOOKUP(1,-LEFT(IJ5327,ROW($1:$80)))),0,-LOOKUP(1,-LEFT(IJ5327,ROW($1:$80)))))","v":""},{"$f":"IF(OR(ISBLANK(IK100),IK5327=\"\"),\"\",IF(ISERROR(-LOOKUP(1,-LEFT(IK5327,ROW($1:$80)))),0,-LOOKUP(1,-LEFT(IK5327,ROW($1:$80)))))","v":""},{"$f":"IF(OR(ISBLANK(IL100),IL5327=\"\"),\"\",IF(ISERROR(-LOOKUP(1,-LEFT(IL5327,ROW($1:$80)))),0,-LOOKUP(1,-LEFT(IL5327,ROW($1:$80)))))","v":""},{"$f":"IF(OR(ISBLANK(IM100),IM5327=\"\"),\"\",IF(ISERROR(-LOOKUP(1,-LEFT(IM5327,ROW($1:$80)))),0,-LOOKUP(1,-LEFT(IM5327,ROW($1:$80)))))","v":""},{"$f":"IF(OR(ISBLANK(IN100),IN5327=\"\"),\"\",IF(ISERROR(-LOOKUP(1,-LEFT(IN5327,ROW($1:$80)))),0,-LOOKUP(1,-LEFT(IN5327,ROW($1:$80)))))","v":""},{"$f":"IF(OR(ISBLANK(IO100),IO5327=\"\"),\"\",IF(ISERROR(-LOOKUP(1,-LEFT(IO5327,ROW($1:$80)))),0,-LOOKUP(1,-LEFT(IO5327,ROW($1:$80)))))","v":""},{"$f":"IF(OR(ISBLANK(IP100),IP5327=\"\"),\"\",IF(ISERROR(-LOOKUP(1,-LEFT(IP5327,ROW($1:$80)))),0,-LOOKUP(1,-LEFT(IP5327,ROW($1:$80)))))","v":""},{"$f":"IF(OR(ISBLANK(IQ100),IQ5327=\"\"),\"\",IF(ISERROR(-LOOKUP(1,-LEFT(IQ5327,ROW($1:$80)))),0,-LOOKUP(1,-LEFT(IQ5327,ROW($1:$80)))))","v":""},{"$f":"IF(OR(ISBLANK(IR100),IR5327=\"\"),\"\",IF(ISERROR(-LOOKUP(1,-LEFT(IR5327,ROW($1:$80)))),0,-LOOKUP(1,-LEFT(IR5327,ROW($1:$80)))))","v":""},{"$f":"IF(OR(ISBLANK(IS100),IS5327=\"\"),\"\",IF(ISERROR(-LOOKUP(1,-LEFT(IS5327,ROW($1:$80)))),0,-LOOKUP(1,-LEFT(IS5327,ROW($1:$80)))))","v":""},{"$f":"IF(OR(ISBLANK(IT100),IT5327=\"\"),\"\",IF(ISERROR(-LOOKUP(1,-LEFT(IT5327,ROW($1:$80)))),0,-LOOKUP(1,-LEFT(IT5327,ROW($1:$80)))))","v":""},{"$f":"IF(OR(ISBLANK(IU100),IU5327=\"\"),\"\",IF(ISERROR(-LOOKUP(1,-LEFT(IU5327,ROW($1:$80)))),0,-LOOKUP(1,-LEFT(IU5327,ROW($1:$80)))))","v":""},{"$f":"IF(OR(ISBLANK(IV100),IV5327=\"\"),\"\",IF(ISERROR(-LOOKUP(1,-LEFT(IV5327,ROW($1:$80)))),0,-LOOKUP(1,-LEFT(IV5327,ROW($1:$80)))))","v":""},{"$f":"IF(OR(ISBLANK(IW100),IW5327=\"\"),\"\",IF(ISERROR(-LOOKUP(1,-LEFT(IW5327,ROW($1:$80)))),0,-LOOKUP(1,-LEFT(IW5327,ROW($1:$80)))))","v":""},{"$f":"IF(OR(ISBLANK(IX100),IX5327=\"\"),\"\",IF(ISERROR(-LOOKUP(1,-LEFT(IX5327,ROW($1:$80)))),0,-LOOKUP(1,-LEFT(IX5327,ROW($1:$80)))))","v":""},{"$f":"IF(OR(ISBLANK(IY100),IY5327=\"\"),\"\",IF(ISERROR(-LOOKUP(1,-LEFT(IY5327,ROW($1:$80)))),0,-LOOKUP(1,-LEFT(IY5327,ROW($1:$80)))))","v":""},{"$f":"IF(OR(ISBLANK(IZ100),IZ5327=\"\"),\"\",IF(ISERROR(-LOOKUP(1,-LEFT(IZ5327,ROW($1:$80)))),0,-LOOKUP(1,-LEFT(IZ5327,ROW($1:$80)))))","v":""},{"$f":"IF(OR(ISBLANK(JA100),JA5327=\"\"),\"\",IF(ISERROR(-LOOKUP(1,-LEFT(JA5327,ROW($1:$80)))),0,-LOOKUP(1,-LEFT(JA5327,ROW($1:$80)))))","v":""},{"$f":"IF(OR(ISBLANK(JB100),JB5327=\"\"),\"\",IF(ISERROR(-LOOKUP(1,-LEFT(JB5327,ROW($1:$80)))),0,-LOOKUP(1,-LEFT(JB5327,ROW($1:$80)))))","v":""},{"$f":"IF(OR(ISBLANK(JC100),JC5327=\"\"),\"\",IF(ISERROR(-LOOKUP(1,-LEFT(JC5327,ROW($1:$80)))),0,-LOOKUP(1,-LEFT(JC5327,ROW($1:$80)))))","v":""},{"$f":"IF(OR(ISBLANK(JD100),JD5327=\"\"),\"\",IF(ISERROR(-LOOKUP(1,-LEFT(JD5327,ROW($1:$80)))),0,-LOOKUP(1,-LEFT(JD5327,ROW($1:$80)))))","v":""},{"$f":"IF(OR(ISBLANK(JE100),JE5327=\"\"),\"\",IF(ISERROR(-LOOKUP(1,-LEFT(JE5327,ROW($1:$80)))),0,-LOOKUP(1,-LEFT(JE5327,ROW($1:$80)))))","v":""},{"$f":"IF(OR(ISBLANK(JF100),JF5327=\"\"),\"\",IF(ISERROR(-LOOKUP(1,-LEFT(JF5327,ROW($1:$80)))),0,-LOOKUP(1,-LEFT(JF5327,ROW($1:$80)))))","v":""},{"$f":"IF(OR(ISBLANK(JG100),JG5327=\"\"),\"\",IF(ISERROR(-LOOKUP(1,-LEFT(JG5327,ROW($1:$80)))),0,-LOOKUP(1,-LEFT(JG5327,ROW($1:$80)))))","v":""},{"$f":"IF(OR(ISBLANK(JH100),JH5327=\"\"),\"\",IF(ISERROR(-LOOKUP(1,-LEFT(JH5327,ROW($1:$80)))),0,-LOOKUP(1,-LEFT(JH5327,ROW($1:$80)))))","v":""},{"$f":"IF(OR(ISBLANK(JI100),JI5327=\"\"),\"\",IF(ISERROR(-LOOKUP(1,-LEFT(JI5327,ROW($1:$80)))),0,-LOOKUP(1,-LEFT(JI5327,ROW($1:$80)))))","v":""},{"$f":"IF(OR(ISBLANK(JJ100),JJ5327=\"\"),\"\",IF(ISERROR(-LOOKUP(1,-LEFT(JJ5327,ROW($1:$80)))),0,-LOOKUP(1,-LEFT(JJ5327,ROW($1:$80)))))","v":""},{"$f":"IF(OR(ISBLANK(JK100),JK5327=\"\"),\"\",IF(ISERROR(-LOOKUP(1,-LEFT(JK5327,ROW($1:$80)))),0,-LOOKUP(1,-LEFT(JK5327,ROW($1:$80)))))","v":""},{"$f":"IF(OR(ISBLANK(JL100),JL5327=\"\"),\"\",IF(ISERROR(-LOOKUP(1,-LEFT(JL5327,ROW($1:$80)))),0,-LOOKUP(1,-LEFT(JL5327,ROW($1:$80)))))","v":""},{"$f":"IF(OR(ISBLANK(JM100),JM5327=\"\"),\"\",IF(ISERROR(-LOOKUP(1,-LEFT(JM5327,ROW($1:$80)))),0,-LOOKUP(1,-LEFT(JM5327,ROW($1:$80)))))","v":""},{"$f":"IF(OR(ISBLANK(JN100),JN5327=\"\"),\"\",IF(ISERROR(-LOOKUP(1,-LEFT(JN5327,ROW($1:$80)))),0,-LOOKUP(1,-LEFT(JN5327,ROW($1:$80)))))","v":""},{"$f":"IF(OR(ISBLANK(JO100),JO5327=\"\"),\"\",IF(ISERROR(-LOOKUP(1,-LEFT(JO5327,ROW($1:$80)))),0,-LOOKUP(1,-LEFT(JO5327,ROW($1:$80)))))","v":""},{"$f":"IF(OR(ISBLANK(JP100),JP5327=\"\"),\"\",IF(ISERROR(-LOOKUP(1,-LEFT(JP5327,ROW($1:$80)))),0,-LOOKUP(1,-LEFT(JP5327,ROW($1:$80)))))","v":""},{"$f":"IF(OR(ISBLANK(JQ100),JQ5327=\"\"),\"\",IF(ISERROR(-LOOKUP(1,-LEFT(JQ5327,ROW($1:$80)))),0,-LOOKUP(1,-LEFT(JQ5327,ROW($1:$80)))))","v":""},{"$f":"IF(OR(ISBLANK(JR100),JR5327=\"\"),\"\",IF(ISERROR(-LOOKUP(1,-LEFT(JR5327,ROW($1:$80)))),0,-LOOKUP(1,-LEFT(JR5327,ROW($1:$80)))))","v":""},{"$f":"IF(OR(ISBLANK(JS100),JS5327=\"\"),\"\",IF(ISERROR(-LOOKUP(1,-LEFT(JS5327,ROW($1:$80)))),0,-LOOKUP(1,-LEFT(JS5327,ROW($1:$80)))))","v":""},{"$f":"IF(OR(ISBLANK(JT100),JT5327=\"\"),\"\",IF(ISERROR(-LOOKUP(1,-LEFT(JT5327,ROW($1:$80)))),0,-LOOKUP(1,-LEFT(JT5327,ROW($1:$80)))))","v":""},{"$f":"IF(OR(ISBLANK(JU100),JU5327=\"\"),\"\",IF(ISERROR(-LOOKUP(1,-LEFT(JU5327,ROW($1:$80)))),0,-LOOKUP(1,-LEFT(JU5327,ROW($1:$80)))))","v":""},{"$f":"IF(OR(ISBLANK(JV100),JV5327=\"\"),\"\",IF(ISERROR(-LOOKUP(1,-LEFT(JV5327,ROW($1:$80)))),0,-LOOKUP(1,-LEFT(JV5327,ROW($1:$80)))))","v":""},{"$f":"IF(OR(ISBLANK(JW100),JW5327=\"\"),\"\",IF(ISERROR(-LOOKUP(1,-LEFT(JW5327,ROW($1:$80)))),0,-LOOKUP(1,-LEFT(JW5327,ROW($1:$80)))))","v":""},{"$f":"IF(OR(ISBLANK(JX100),JX5327=\"\"),\"\",IF(ISERROR(-LOOKUP(1,-LEFT(JX5327,ROW($1:$80)))),0,-LOOKUP(1,-LEFT(JX5327,ROW($1:$80)))))","v":""},{"$f":"IF(OR(ISBLANK(JY100),JY5327=\"\"),\"\",IF(ISERROR(-LOOKUP(1,-LEFT(JY5327,ROW($1:$80)))),0,-LOOKUP(1,-LEFT(JY5327,ROW($1:$80)))))","v":""},{"$f":"IF(OR(ISBLANK(JZ100),JZ5327=\"\"),\"\",IF(ISERROR(-LOOKUP(1,-LEFT(JZ5327,ROW($1:$80)))),0,-LOOKUP(1,-LEFT(JZ5327,ROW($1:$80)))))","v":""},{"$f":"IF(OR(ISBLANK(KA100),KA5327=\"\"),\"\",IF(ISERROR(-LOOKUP(1,-LEFT(KA5327,ROW($1:$80)))),0,-LOOKUP(1,-LEFT(KA5327,ROW($1:$80)))))","v":""},{"$f":"IF(OR(ISBLANK(KB100),KB5327=\"\"),\"\",IF(ISERROR(-LOOKUP(1,-LEFT(KB5327,ROW($1:$80)))),0,-LOOKUP(1,-LEFT(KB5327,ROW($1:$80)))))","v":""},{"$f":"IF(OR(ISBLANK(KC100),KC5327=\"\"),\"\",IF(ISERROR(-LOOKUP(1,-LEFT(KC5327,ROW($1:$80)))),0,-LOOKUP(1,-LEFT(KC5327,ROW($1:$80)))))","v":""},{"$f":"IF(OR(ISBLANK(KD100),KD5327=\"\"),\"\",IF(ISERROR(-LOOKUP(1,-LEFT(KD5327,ROW($1:$80)))),0,-LOOKUP(1,-LEFT(KD5327,ROW($1:$80)))))","v":""},{"$f":"IF(OR(ISBLANK(KE100),KE5327=\"\"),\"\",IF(ISERROR(-LOOKUP(1,-LEFT(KE5327,ROW($1:$80)))),0,-LOOKUP(1,-LEFT(KE5327,ROW($1:$80)))))","v":""},{"$f":"IF(OR(ISBLANK(KF100),KF5327=\"\"),\"\",IF(ISERROR(-LOOKUP(1,-LEFT(KF5327,ROW($1:$80)))),0,-LOOKUP(1,-LEFT(KF5327,ROW($1:$80)))))","v":""},{"$f":"IF(OR(ISBLANK(KG100),KG5327=\"\"),\"\",IF(ISERROR(-LOOKUP(1,-LEFT(KG5327,ROW($1:$80)))),0,-LOOKUP(1,-LEFT(KG5327,ROW($1:$80)))))","v":""},{"$f":"IF(OR(ISBLANK(KH100),KH5327=\"\"),\"\",IF(ISERROR(-LOOKUP(1,-LEFT(KH5327,ROW($1:$80)))),0,-LOOKUP(1,-LEFT(KH5327,ROW($1:$80)))))","v":""},{"$f":"IF(OR(ISBLANK(KI100),KI5327=\"\"),\"\",IF(ISERROR(-LOOKUP(1,-LEFT(KI5327,ROW($1:$80)))),0,-LOOKUP(1,-LEFT(KI5327,ROW($1:$80)))))","v":""},{"$f":"IF(OR(ISBLANK(KJ100),KJ5327=\"\"),\"\",IF(ISERROR(-LOOKUP(1,-LEFT(KJ5327,ROW($1:$80)))),0,-LOOKUP(1,-LEFT(KJ5327,ROW($1:$80)))))","v":""},{"$f":"IF(OR(ISBLANK(KK100),KK5327=\"\"),\"\",IF(ISERROR(-LOOKUP(1,-LEFT(KK5327,ROW($1:$80)))),0,-LOOKUP(1,-LEFT(KK5327,ROW($1:$80)))))","v":""},{"$f":"IF(OR(ISBLANK(KL100),KL5327=\"\"),\"\",IF(ISERROR(-LOOKUP(1,-LEFT(KL5327,ROW($1:$80)))),0,-LOOKUP(1,-LEFT(KL5327,ROW($1:$80)))))","v":""},{"$f":"IF(OR(ISBLANK(KM100),KM5327=\"\"),\"\",IF(ISERROR(-LOOKUP(1,-LEFT(KM5327,ROW($1:$80)))),0,-LOOKUP(1,-LEFT(KM5327,ROW($1:$80)))))","v":""},{"$f":"IF(OR(ISBLANK(KN100),KN5327=\"\"),\"\",IF(ISERROR(-LOOKUP(1,-LEFT(KN5327,ROW($1:$80)))),0,-LOOKUP(1,-LEFT(KN5327,ROW($1:$80)))))","v":""},{"$f":"IF(OR(ISBLANK(KO100),KO5327=\"\"),\"\",IF(ISERROR(-LOOKUP(1,-LEFT(KO5327,ROW($1:$80)))),0,-LOOKUP(1,-LEFT(KO5327,ROW($1:$80)))))","v":""},{"$f":"IF(OR(ISBLANK(KP100),KP5327=\"\"),\"\",IF(ISERROR(-LOOKUP(1,-LEFT(KP5327,ROW($1:$80)))),0,-LOOKUP(1,-LEFT(KP5327,ROW($1:$80)))))","v":""},{"$f":"IF(OR(ISBLANK(KQ100),KQ5327=\"\"),\"\",IF(ISERROR(-LOOKUP(1,-LEFT(KQ5327,ROW($1:$80)))),0,-LOOKUP(1,-LEFT(KQ5327,ROW($1:$80)))))","v":""},{"$f":"IF(OR(ISBLANK(KR100),KR5327=\"\"),\"\",IF(ISERROR(-LOOKUP(1,-LEFT(KR5327,ROW($1:$80)))),0,-LOOKUP(1,-LEFT(KR5327,ROW($1:$80)))))","v":""},{"$f":"IF(OR(ISBLANK(KS100),KS5327=\"\"),\"\",IF(ISERROR(-LOOKUP(1,-LEFT(KS5327,ROW($1:$80)))),0,-LOOKUP(1,-LEFT(KS5327,ROW($1:$80)))))","v":""},{"$f":"IF(OR(ISBLANK(KT100),KT5327=\"\"),\"\",IF(ISERROR(-LOOKUP(1,-LEFT(KT5327,ROW($1:$80)))),0,-LOOKUP(1,-LEFT(KT5327,ROW($1:$80)))))","v":""},{"$f":"IF(OR(ISBLANK(KU100),KU5327=\"\"),\"\",IF(ISERROR(-LOOKUP(1,-LEFT(KU5327,ROW($1:$80)))),0,-LOOKUP(1,-LEFT(KU5327,ROW($1:$80)))))","v":""},{"$f":"IF(OR(ISBLANK(KV100),KV5327=\"\"),\"\",IF(ISERROR(-LOOKUP(1,-LEFT(KV5327,ROW($1:$80)))),0,-LOOKUP(1,-LEFT(KV5327,ROW($1:$80)))))","v":""},{"$f":"IF(OR(ISBLANK(KW100),KW5327=\"\"),\"\",IF(ISERROR(-LOOKUP(1,-LEFT(KW5327,ROW($1:$80)))),0,-LOOKUP(1,-LEFT(KW5327,ROW($1:$80)))))","v":""},{"$f":"IF(OR(ISBLANK(KX100),KX5327=\"\"),\"\",IF(ISERROR(-LOOKUP(1,-LEFT(KX5327,ROW($1:$80)))),0,-LOOKUP(1,-LEFT(KX5327,ROW($1:$80)))))","v":""},{"$f":"IF(OR(ISBLANK(KY100),KY5327=\"\"),\"\",IF(ISERROR(-LOOKUP(1,-LEFT(KY5327,ROW($1:$80)))),0,-LOOKUP(1,-LEFT(KY5327,ROW($1:$80)))))","v":""},{"$f":"IF(OR(ISBLANK(KZ100),KZ5327=\"\"),\"\",IF(ISERROR(-LOOKUP(1,-LEFT(KZ5327,ROW($1:$80)))),0,-LOOKUP(1,-LEFT(KZ5327,ROW($1:$80)))))","v":""},{"$f":"IF(OR(ISBLANK(LA100),LA5327=\"\"),\"\",IF(ISERROR(-LOOKUP(1,-LEFT(LA5327,ROW($1:$80)))),0,-LOOKUP(1,-LEFT(LA5327,ROW($1:$80)))))","v":""},{"$f":"IF(OR(ISBLANK(LB100),LB5327=\"\"),\"\",IF(ISERROR(-LOOKUP(1,-LEFT(LB5327,ROW($1:$80)))),0,-LOOKUP(1,-LEFT(LB5327,ROW($1:$80)))))","v":""},{"$f":"IF(OR(ISBLANK(LC100),LC5327=\"\"),\"\",IF(ISERROR(-LOOKUP(1,-LEFT(LC5327,ROW($1:$80)))),0,-LOOKUP(1,-LEFT(LC5327,ROW($1:$80)))))","v":""},{"$f":"IF(OR(ISBLANK(LD100),LD5327=\"\"),\"\",IF(ISERROR(-LOOKUP(1,-LEFT(LD5327,ROW($1:$80)))),0,-LOOKUP(1,-LEFT(LD5327,ROW($1:$80)))))","v":""},{"$f":"IF(OR(ISBLANK(LE100),LE5327=\"\"),\"\",IF(ISERROR(-LOOKUP(1,-LEFT(LE5327,ROW($1:$80)))),0,-LOOKUP(1,-LEFT(LE5327,ROW($1:$80)))))","v":""},{"$f":"IF(OR(ISBLANK(LF100),LF5327=\"\"),\"\",IF(ISERROR(-LOOKUP(1,-LEFT(LF5327,ROW($1:$80)))),0,-LOOKUP(1,-LEFT(LF5327,ROW($1:$80)))))","v":""},{"$f":"IF(OR(ISBLANK(LG100),LG5327=\"\"),\"\",IF(ISERROR(-LOOKUP(1,-LEFT(LG5327,ROW($1:$80)))),0,-LOOKUP(1,-LEFT(LG5327,ROW($1:$80)))))","v":""},{"$f":"IF(OR(ISBLANK(LH100),LH5327=\"\"),\"\",IF(ISERROR(-LOOKUP(1,-LEFT(LH5327,ROW($1:$80)))),0,-LOOKUP(1,-LEFT(LH5327,ROW($1:$80)))))","v":""},{"$f":"IF(OR(ISBLANK(LI100),LI5327=\"\"),\"\",IF(ISERROR(-LOOKUP(1,-LEFT(LI5327,ROW($1:$80)))),0,-LOOKUP(1,-LEFT(LI5327,ROW($1:$80)))))","v":""},{"$f":"IF(OR(ISBLANK(LJ100),LJ5327=\"\"),\"\",IF(ISERROR(-LOOKUP(1,-LEFT(LJ5327,ROW($1:$80)))),0,-LOOKUP(1,-LEFT(LJ5327,ROW($1:$80)))))","v":""},{"$f":"IF(OR(ISBLANK(LK100),LK5327=\"\"),\"\",IF(ISERROR(-LOOKUP(1,-LEFT(LK5327,ROW($1:$80)))),0,-LOOKUP(1,-LEFT(LK5327,ROW($1:$80)))))","v":""},{"$f":"IF(OR(ISBLANK(LL100),LL5327=\"\"),\"\",IF(ISERROR(-LOOKUP(1,-LEFT(LL5327,ROW($1:$80)))),0,-LOOKUP(1,-LEFT(LL5327,ROW($1:$80)))))","v":""},{"$f":"IF(OR(ISBLANK(LM100),LM5327=\"\"),\"\",IF(ISERROR(-LOOKUP(1,-LEFT(LM5327,ROW($1:$80)))),0,-LOOKUP(1,-LEFT(LM5327,ROW($1:$80)))))","v":""},{"$f":"IF(OR(ISBLANK(LN100),LN5327=\"\"),\"\",IF(ISERROR(-LOOKUP(1,-LEFT(LN5327,ROW($1:$80)))),0,-LOOKUP(1,-LEFT(LN5327,ROW($1:$80)))))","v":""},{"$f":"IF(OR(ISBLANK(LO100),LO5327=\"\"),\"\",IF(ISERROR(-LOOKUP(1,-LEFT(LO5327,ROW($1:$80)))),0,-LOOKUP(1,-LEFT(LO5327,ROW($1:$80)))))","v":""},{"$f":"IF(OR(ISBLANK(LP100),LP5327=\"\"),\"\",IF(ISERROR(-LOOKUP(1,-LEFT(LP5327,ROW($1:$80)))),0,-LOOKUP(1,-LEFT(LP5327,ROW($1:$80)))))","v":""},{"$f":"IF(OR(ISBLANK(LQ100),LQ5327=\"\"),\"\",IF(ISERROR(-LOOKUP(1,-LEFT(LQ5327,ROW($1:$80)))),0,-LOOKUP(1,-LEFT(LQ5327,ROW($1:$80)))))","v":""},{"$f":"IF(OR(ISBLANK(LR100),LR5327=\"\"),\"\",IF(ISERROR(-LOOKUP(1,-LEFT(LR5327,ROW($1:$80)))),0,-LOOKUP(1,-LEFT(LR5327,ROW($1:$80)))))","v":""},{"$f":"IF(OR(ISBLANK(LS100),LS5327=\"\"),\"\",IF(ISERROR(-LOOKUP(1,-LEFT(LS5327,ROW($1:$80)))),0,-LOOKUP(1,-LEFT(LS5327,ROW($1:$80)))))","v":""},{"$f":"IF(OR(ISBLANK(LT100),LT5327=\"\"),\"\",IF(ISERROR(-LOOKUP(1,-LEFT(LT5327,ROW($1:$80)))),0,-LOOKUP(1,-LEFT(LT5327,ROW($1:$80)))))","v":""},{"$f":"IF(OR(ISBLANK(LU100),LU5327=\"\"),\"\",IF(ISERROR(-LOOKUP(1,-LEFT(LU5327,ROW($1:$80)))),0,-LOOKUP(1,-LEFT(LU5327,ROW($1:$80)))))","v":""},{"$f":"IF(OR(ISBLANK(LV100),LV5327=\"\"),\"\",IF(ISERROR(-LOOKUP(1,-LEFT(LV5327,ROW($1:$80)))),0,-LOOKUP(1,-LEFT(LV5327,ROW($1:$80)))))","v":""},{"$f":"IF(OR(ISBLANK(LW100),LW5327=\"\"),\"\",IF(ISERROR(-LOOKUP(1,-LEFT(LW5327,ROW($1:$80)))),0,-LOOKUP(1,-LEFT(LW5327,ROW($1:$80)))))","v":""},{"$f":"IF(OR(ISBLANK(LX100),LX5327=\"\"),\"\",IF(ISERROR(-LOOKUP(1,-LEFT(LX5327,ROW($1:$80)))),0,-LOOKUP(1,-LEFT(LX5327,ROW($1:$80)))))","v":""},{"$f":"IF(OR(ISBLANK(LY100),LY5327=\"\"),\"\",IF(ISERROR(-LOOKUP(1,-LEFT(LY5327,ROW($1:$80)))),0,-LOOKUP(1,-LEFT(LY5327,ROW($1:$80)))))","v":""},{"$f":"IF(OR(ISBLANK(LZ100),LZ5327=\"\"),\"\",IF(ISERROR(-LOOKUP(1,-LEFT(LZ5327,ROW($1:$80)))),0,-LOOKUP(1,-LEFT(LZ5327,ROW($1:$80)))))","v":""},{"$f":"IF(OR(ISBLANK(MA100),MA5327=\"\"),\"\",IF(ISERROR(-LOOKUP(1,-LEFT(MA5327,ROW($1:$80)))),0,-LOOKUP(1,-LEFT(MA5327,ROW($1:$80)))))","v":""},{"$f":"IF(OR(ISBLANK(MB100),MB5327=\"\"),\"\",IF(ISERROR(-LOOKUP(1,-LEFT(MB5327,ROW($1:$80)))),0,-LOOKUP(1,-LEFT(MB5327,ROW($1:$80)))))","v":""},{"$f":"IF(OR(ISBLANK(MC100),MC5327=\"\"),\"\",IF(ISERROR(-LOOKUP(1,-LEFT(MC5327,ROW($1:$80)))),0,-LOOKUP(1,-LEFT(MC5327,ROW($1:$80)))))","v":""},{"$f":"IF(OR(ISBLANK(MD100),MD5327=\"\"),\"\",IF(ISERROR(-LOOKUP(1,-LEFT(MD5327,ROW($1:$80)))),0,-LOOKUP(1,-LEFT(MD5327,ROW($1:$80)))))","v":""},{"$f":"IF(OR(ISBLANK(ME100),ME5327=\"\"),\"\",IF(ISERROR(-LOOKUP(1,-LEFT(ME5327,ROW($1:$80)))),0,-LOOKUP(1,-LEFT(ME5327,ROW($1:$80)))))","v":""},{"$f":"IF(OR(ISBLANK(MF100),MF5327=\"\"),\"\",IF(ISERROR(-LOOKUP(1,-LEFT(MF5327,ROW($1:$80)))),0,-LOOKUP(1,-LEFT(MF5327,ROW($1:$80)))))","v":""},{"$f":"IF(OR(ISBLANK(MG100),MG5327=\"\"),\"\",IF(ISERROR(-LOOKUP(1,-LEFT(MG5327,ROW($1:$80)))),0,-LOOKUP(1,-LEFT(MG5327,ROW($1:$80)))))","v":""},{"$f":"IF(OR(ISBLANK(MH100),MH5327=\"\"),\"\",IF(ISERROR(-LOOKUP(1,-LEFT(MH5327,ROW($1:$80)))),0,-LOOKUP(1,-LEFT(MH5327,ROW($1:$80)))))","v":""},{"$f":"IF(OR(ISBLANK(MI100),MI5327=\"\"),\"\",IF(ISERROR(-LOOKUP(1,-LEFT(MI5327,ROW($1:$80)))),0,-LOOKUP(1,-LEFT(MI5327,ROW($1:$80)))))","v":""},{"$f":"IF(OR(ISBLANK(MJ100),MJ5327=\"\"),\"\",IF(ISERROR(-LOOKUP(1,-LEFT(MJ5327,ROW($1:$80)))),0,-LOOKUP(1,-LEFT(MJ5327,ROW($1:$80)))))","v":""},{"$f":"IF(OR(ISBLANK(MK100),MK5327=\"\"),\"\",IF(ISERROR(-LOOKUP(1,-LEFT(MK5327,ROW($1:$80)))),0,-LOOKUP(1,-LEFT(MK5327,ROW($1:$80)))))","v":""},{"$f":"IF(OR(ISBLANK(ML100),ML5327=\"\"),\"\",IF(ISERROR(-LOOKUP(1,-LEFT(ML5327,ROW($1:$80)))),0,-LOOKUP(1,-LEFT(ML5327,ROW($1:$80)))))","v":""},{"$f":"IF(OR(ISBLANK(MM100),MM5327=\"\"),\"\",IF(ISERROR(-LOOKUP(1,-LEFT(MM5327,ROW($1:$80)))),0,-LOOKUP(1,-LEFT(MM5327,ROW($1:$80)))))","v":""},{"$f":"IF(OR(ISBLANK(MN100),MN5327=\"\"),\"\",IF(ISERROR(-LOOKUP(1,-LEFT(MN5327,ROW($1:$80)))),0,-LOOKUP(1,-LEFT(MN5327,ROW($1:$80)))))","v":""},{"$f":"IF(OR(ISBLANK(MO100),MO5327=\"\"),\"\",IF(ISERROR(-LOOKUP(1,-LEFT(MO5327,ROW($1:$80)))),0,-LOOKUP(1,-LEFT(MO5327,ROW($1:$80)))))","v":""},{"$f":"IF(OR(ISBLANK(MP100),MP5327=\"\"),\"\",IF(ISERROR(-LOOKUP(1,-LEFT(MP5327,ROW($1:$80)))),0,-LOOKUP(1,-LEFT(MP5327,ROW($1:$80)))))","v":""},{"$f":"IF(OR(ISBLANK(MQ100),MQ5327=\"\"),\"\",IF(ISERROR(-LOOKUP(1,-LEFT(MQ5327,ROW($1:$80)))),0,-LOOKUP(1,-LEFT(MQ5327,ROW($1:$80)))))","v":""},{"$f":"IF(OR(ISBLANK(MR100),MR5327=\"\"),\"\",IF(ISERROR(-LOOKUP(1,-LEFT(MR5327,ROW($1:$80)))),0,-LOOKUP(1,-LEFT(MR5327,ROW($1:$80)))))","v":""},{"$f":"IF(OR(ISBLANK(MS100),MS5327=\"\"),\"\",IF(ISERROR(-LOOKUP(1,-LEFT(MS5327,ROW($1:$80)))),0,-LOOKUP(1,-LEFT(MS5327,ROW($1:$80)))))","v":""},{"$f":"IF(OR(ISBLANK(MT100),MT5327=\"\"),\"\",IF(ISERROR(-LOOKUP(1,-LEFT(MT5327,ROW($1:$80)))),0,-LOOKUP(1,-LEFT(MT5327,ROW($1:$80)))))","v":""},{"$f":"IF(OR(ISBLANK(MU100),MU5327=\"\"),\"\",IF(ISERROR(-LOOKUP(1,-LEFT(MU5327,ROW($1:$80)))),0,-LOOKUP(1,-LEFT(MU5327,ROW($1:$80)))))","v":""},{"$f":"IF(OR(ISBLANK(MV100),MV5327=\"\"),\"\",IF(ISERROR(-LOOKUP(1,-LEFT(MV5327,ROW($1:$80)))),0,-LOOKUP(1,-LEFT(MV5327,ROW($1:$80)))))","v":""},{"$f":"IF(OR(ISBLANK(MW100),MW5327=\"\"),\"\",IF(ISERROR(-LOOKUP(1,-LEFT(MW5327,ROW($1:$80)))),0,-LOOKUP(1,-LEFT(MW5327,ROW($1:$80)))))","v":""},{"$f":"IF(OR(ISBLANK(MX100),MX5327=\"\"),\"\",IF(ISERROR(-LOOKUP(1,-LEFT(MX5327,ROW($1:$80)))),0,-LOOKUP(1,-LEFT(MX5327,ROW($1:$80)))))","v":""},{"$f":"IF(OR(ISBLANK(MY100),MY5327=\"\"),\"\",IF(ISERROR(-LOOKUP(1,-LEFT(MY5327,ROW($1:$80)))),0,-LOOKUP(1,-LEFT(MY5327,ROW($1:$80)))))","v":""},{"$f":"IF(OR(ISBLANK(MZ100),MZ5327=\"\"),\"\",IF(ISERROR(-LOOKUP(1,-LEFT(MZ5327,ROW($1:$80)))),0,-LOOKUP(1,-LEFT(MZ5327,ROW($1:$80)))))","v":""},{"$f":"IF(OR(ISBLANK(NA100),NA5327=\"\"),\"\",IF(ISERROR(-LOOKUP(1,-LEFT(NA5327,ROW($1:$80)))),0,-LOOKUP(1,-LEFT(NA5327,ROW($1:$80)))))","v":""},{"$f":"IF(OR(ISBLANK(NB100),NB5327=\"\"),\"\",IF(ISERROR(-LOOKUP(1,-LEFT(NB5327,ROW($1:$80)))),0,-LOOKUP(1,-LEFT(NB5327,ROW($1:$80)))))","v":""},{"$f":"IF(OR(ISBLANK(NC100),NC5327=\"\"),\"\",IF(ISERROR(-LOOKUP(1,-LEFT(NC5327,ROW($1:$80)))),0,-LOOKUP(1,-LEFT(NC5327,ROW($1:$80)))))","v":""},{"$f":"IF(OR(ISBLANK(ND100),ND5327=\"\"),\"\",IF(ISERROR(-LOOKUP(1,-LEFT(ND5327,ROW($1:$80)))),0,-LOOKUP(1,-LEFT(ND5327,ROW($1:$80)))))","v":""},{"$f":"IF(OR(ISBLANK(NE100),NE5327=\"\"),\"\",IF(ISERROR(-LOOKUP(1,-LEFT(NE5327,ROW($1:$80)))),0,-LOOKUP(1,-LEFT(NE5327,ROW($1:$80)))))","v":""},{"$f":"IF(OR(ISBLANK(NF100),NF5327=\"\"),\"\",IF(ISERROR(-LOOKUP(1,-LEFT(NF5327,ROW($1:$80)))),0,-LOOKUP(1,-LEFT(NF5327,ROW($1:$80)))))","v":""},{"$f":"IF(OR(ISBLANK(NG100),NG5327=\"\"),\"\",IF(ISERROR(-LOOKUP(1,-LEFT(NG5327,ROW($1:$80)))),0,-LOOKUP(1,-LEFT(NG5327,ROW($1:$80)))))","v":""},{"$f":"IF(OR(ISBLANK(NH100),NH5327=\"\"),\"\",IF(ISERROR(-LOOKUP(1,-LEFT(NH5327,ROW($1:$80)))),0,-LOOKUP(1,-LEFT(NH5327,ROW($1:$80)))))","v":""},{"$f":"IF(OR(ISBLANK(NI100),NI5327=\"\"),\"\",IF(ISERROR(-LOOKUP(1,-LEFT(NI5327,ROW($1:$80)))),0,-LOOKUP(1,-LEFT(NI5327,ROW($1:$80)))))","v":""},{"$f":"IF(OR(ISBLANK(NJ100),NJ5327=\"\"),\"\",IF(ISERROR(-LOOKUP(1,-LEFT(NJ5327,ROW($1:$80)))),0,-LOOKUP(1,-LEFT(NJ5327,ROW($1:$80)))))","v":""},{"$f":"IF(OR(ISBLANK(NK100),NK5327=\"\"),\"\",IF(ISERROR(-LOOKUP(1,-LEFT(NK5327,ROW($1:$80)))),0,-LOOKUP(1,-LEFT(NK5327,ROW($1:$80)))))","v":""},{"$f":"IF(OR(ISBLANK(NL100),NL5327=\"\"),\"\",IF(ISERROR(-LOOKUP(1,-LEFT(NL5327,ROW($1:$80)))),0,-LOOKUP(1,-LEFT(NL5327,ROW($1:$80)))))","v":""},{"$f":"IF(OR(ISBLANK(NM100),NM5327=\"\"),\"\",IF(ISERROR(-LOOKUP(1,-LEFT(NM5327,ROW($1:$80)))),0,-LOOKUP(1,-LEFT(NM5327,ROW($1:$80)))))","v":""},{"$f":"IF(OR(ISBLANK(NN100),NN5327=\"\"),\"\",IF(ISERROR(-LOOKUP(1,-LEFT(NN5327,ROW($1:$80)))),0,-LOOKUP(1,-LEFT(NN5327,ROW($1:$80)))))","v":""},{"$f":"IF(OR(ISBLANK(NO100),NO5327=\"\"),\"\",IF(ISERROR(-LOOKUP(1,-LEFT(NO5327,ROW($1:$80)))),0,-LOOKUP(1,-LEFT(NO5327,ROW($1:$80)))))","v":""},{"$f":"IF(OR(ISBLANK(NP100),NP5327=\"\"),\"\",IF(ISERROR(-LOOKUP(1,-LEFT(NP5327,ROW($1:$80)))),0,-LOOKUP(1,-LEFT(NP5327,ROW($1:$80)))))","v":""},{"$f":"IF(OR(ISBLANK(NQ100),NQ5327=\"\"),\"\",IF(ISERROR(-LOOKUP(1,-LEFT(NQ5327,ROW($1:$80)))),0,-LOOKUP(1,-LEFT(NQ5327,ROW($1:$80)))))","v":""},{"$f":"IF(OR(ISBLANK(NR100),NR5327=\"\"),\"\",IF(ISERROR(-LOOKUP(1,-LEFT(NR5327,ROW($1:$80)))),0,-LOOKUP(1,-LEFT(NR5327,ROW($1:$80)))))","v":""},{"$f":"IF(OR(ISBLANK(NS100),NS5327=\"\"),\"\",IF(ISERROR(-LOOKUP(1,-LEFT(NS5327,ROW($1:$80)))),0,-LOOKUP(1,-LEFT(NS5327,ROW($1:$80)))))","v":""},{"$f":"IF(OR(ISBLANK(NT100),NT5327=\"\"),\"\",IF(ISERROR(-LOOKUP(1,-LEFT(NT5327,ROW($1:$80)))),0,-LOOKUP(1,-LEFT(NT5327,ROW($1:$80)))))","v":""},{"$f":"IF(OR(ISBLANK(NU100),NU5327=\"\"),\"\",IF(ISERROR(-LOOKUP(1,-LEFT(NU5327,ROW($1:$80)))),0,-LOOKUP(1,-LEFT(NU5327,ROW($1:$80)))))","v":""},{"$f":"IF(OR(ISBLANK(NV100),NV5327=\"\"),\"\",IF(ISERROR(-LOOKUP(1,-LEFT(NV5327,ROW($1:$80)))),0,-LOOKUP(1,-LEFT(NV5327,ROW($1:$80)))))","v":""},{"$f":"IF(OR(ISBLANK(NW100),NW5327=\"\"),\"\",IF(ISERROR(-LOOKUP(1,-LEFT(NW5327,ROW($1:$80)))),0,-LOOKUP(1,-LEFT(NW5327,ROW($1:$80)))))","v":""},{"$f":"IF(OR(ISBLANK(NX100),NX5327=\"\"),\"\",IF(ISERROR(-LOOKUP(1,-LEFT(NX5327,ROW($1:$80)))),0,-LOOKUP(1,-LEFT(NX5327,ROW($1:$80)))))","v":""},{"$f":"IF(OR(ISBLANK(NY100),NY5327=\"\"),\"\",IF(ISERROR(-LOOKUP(1,-LEFT(NY5327,ROW($1:$80)))),0,-LOOKUP(1,-LEFT(NY5327,ROW($1:$80)))))","v":""},{"$f":"IF(OR(ISBLANK(NZ100),NZ5327=\"\"),\"\",IF(ISERROR(-LOOKUP(1,-LEFT(NZ5327,ROW($1:$80)))),0,-LOOKUP(1,-LEFT(NZ5327,ROW($1:$80)))))","v":""},{"$f":"IF(OR(ISBLANK(OA100),OA5327=\"\"),\"\",IF(ISERROR(-LOOKUP(1,-LEFT(OA5327,ROW($1:$80)))),0,-LOOKUP(1,-LEFT(OA5327,ROW($1:$80)))))","v":""},{"$f":"IF(OR(ISBLANK(OB100),OB5327=\"\"),\"\",IF(ISERROR(-LOOKUP(1,-LEFT(OB5327,ROW($1:$80)))),0,-LOOKUP(1,-LEFT(OB5327,ROW($1:$80)))))","v":""},{"$f":"IF(OR(ISBLANK(OC100),OC5327=\"\"),\"\",IF(ISERROR(-LOOKUP(1,-LEFT(OC5327,ROW($1:$80)))),0,-LOOKUP(1,-LEFT(OC5327,ROW($1:$80)))))","v":""},{"$f":"IF(OR(ISBLANK(OD100),OD5327=\"\"),\"\",IF(ISERROR(-LOOKUP(1,-LEFT(OD5327,ROW($1:$80)))),0,-LOOKUP(1,-LEFT(OD5327,ROW($1:$80)))))","v":""},{"$f":"IF(OR(ISBLANK(OE100),OE5327=\"\"),\"\",IF(ISERROR(-LOOKUP(1,-LEFT(OE5327,ROW($1:$80)))),0,-LOOKUP(1,-LEFT(OE5327,ROW($1:$80)))))","v":""},{"$f":"IF(OR(ISBLANK(OF100),OF5327=\"\"),\"\",IF(ISERROR(-LOOKUP(1,-LEFT(OF5327,ROW($1:$80)))),0,-LOOKUP(1,-LEFT(OF5327,ROW($1:$80)))))","v":""},{"$f":"IF(OR(ISBLANK(OG100),OG5327=\"\"),\"\",IF(ISERROR(-LOOKUP(1,-LEFT(OG5327,ROW($1:$80)))),0,-LOOKUP(1,-LEFT(OG5327,ROW($1:$80)))))","v":""},{"$f":"IF(OR(ISBLANK(OH100),OH5327=\"\"),\"\",IF(ISERROR(-LOOKUP(1,-LEFT(OH5327,ROW($1:$80)))),0,-LOOKUP(1,-LEFT(OH5327,ROW($1:$80)))))","v":""},{"$f":"IF(OR(ISBLANK(OI100),OI5327=\"\"),\"\",IF(ISERROR(-LOOKUP(1,-LEFT(OI5327,ROW($1:$80)))),0,-LOOKUP(1,-LEFT(OI5327,ROW($1:$80)))))","v":""},{"$f":"IF(OR(ISBLANK(OJ100),OJ5327=\"\"),\"\",IF(ISERROR(-LOOKUP(1,-LEFT(OJ5327,ROW($1:$80)))),0,-LOOKUP(1,-LEFT(OJ5327,ROW($1:$80)))))","v":""},{"$f":"IF(OR(ISBLANK(OK100),OK5327=\"\"),\"\",IF(ISERROR(-LOOKUP(1,-LEFT(OK5327,ROW($1:$80)))),0,-LOOKUP(1,-LEFT(OK5327,ROW($1:$80)))))","v":""},{"$f":"IF(OR(ISBLANK(OL100),OL5327=\"\"),\"\",IF(ISERROR(-LOOKUP(1,-LEFT(OL5327,ROW($1:$80)))),0,-LOOKUP(1,-LEFT(OL5327,ROW($1:$80)))))","v":""},{"$f":"IF(OR(ISBLANK(OM100),OM5327=\"\"),\"\",IF(ISERROR(-LOOKUP(1,-LEFT(OM5327,ROW($1:$80)))),0,-LOOKUP(1,-LEFT(OM5327,ROW($1:$80)))))","v":""},{"$f":"IF(OR(ISBLANK(ON100),ON5327=\"\"),\"\",IF(ISERROR(-LOOKUP(1,-LEFT(ON5327,ROW($1:$80)))),0,-LOOKUP(1,-LEFT(ON5327,ROW($1:$80)))))","v":""},{"$f":"IF(OR(ISBLANK(OO100),OO5327=\"\"),\"\",IF(ISERROR(-LOOKUP(1,-LEFT(OO5327,ROW($1:$80)))),0,-LOOKUP(1,-LEFT(OO5327,ROW($1:$80)))))","v":""},{"$f":"IF(OR(ISBLANK(OP100),OP5327=\"\"),\"\",IF(ISERROR(-LOOKUP(1,-LEFT(OP5327,ROW($1:$80)))),0,-LOOKUP(1,-LEFT(OP5327,ROW($1:$80)))))","v":""},{"$f":"IF(OR(ISBLANK(OQ100),OQ5327=\"\"),\"\",IF(ISERROR(-LOOKUP(1,-LEFT(OQ5327,ROW($1:$80)))),0,-LOOKUP(1,-LEFT(OQ5327,ROW($1:$80)))))","v":""}]
[null,null," 売電量(コージェネレーション)[MJ]",null,null,null,{"$f":"IF(OR(E$6<>$D$5209,COUNTBLANK(H31)=1),\"\",G5352)","v":""},{"$f":"IF(OR(ISBLANK(H100),H5328=\"\"),\"\",IF(ISERROR(-LOOKUP(1,-LEFT(H5328,ROW($1:$80)))),0,-LOOKUP(1,-LEFT(H5328,ROW($1:$80)))))","v":""},{"$f":"IF(OR(ISBLANK(I100),I5328=\"\"),\"\",IF(ISERROR(-LOOKUP(1,-LEFT(I5328,ROW($1:$80)))),0,-LOOKUP(1,-LEFT(I5328,ROW($1:$80)))))","v":""},{"$f":"IF(OR(ISBLANK(J100),J5328=\"\"),\"\",IF(ISERROR(-LOOKUP(1,-LEFT(J5328,ROW($1:$80)))),0,-LOOKUP(1,-LEFT(J5328,ROW($1:$80)))))","v":""},{"$f":"IF(OR(ISBLANK(K100),K5328=\"\"),\"\",IF(ISERROR(-LOOKUP(1,-LEFT(K5328,ROW($1:$80)))),0,-LOOKUP(1,-LEFT(K5328,ROW($1:$80)))))","v":""},{"$f":"IF(OR(ISBLANK(L100),L5328=\"\"),\"\",IF(ISERROR(-LOOKUP(1,-LEFT(L5328,ROW($1:$80)))),0,-LOOKUP(1,-LEFT(L5328,ROW($1:$80)))))","v":""},{"$f":"IF(OR(ISBLANK(M100),M5328=\"\"),\"\",IF(ISERROR(-LOOKUP(1,-LEFT(M5328,ROW($1:$80)))),0,-LOOKUP(1,-LEFT(M5328,ROW($1:$80)))))","v":""},{"$f":"IF(OR(ISBLANK(N100),N5328=\"\"),\"\",IF(ISERROR(-LOOKUP(1,-LEFT(N5328,ROW($1:$80)))),0,-LOOKUP(1,-LEFT(N5328,ROW($1:$80)))))","v":""},{"$f":"IF(OR(ISBLANK(O100),O5328=\"\"),\"\",IF(ISERROR(-LOOKUP(1,-LEFT(O5328,ROW($1:$80)))),0,-LOOKUP(1,-LEFT(O5328,ROW($1:$80)))))","v":""},{"$f":"IF(OR(ISBLANK(P100),P5328=\"\"),\"\",IF(ISERROR(-LOOKUP(1,-LEFT(P5328,ROW($1:$80)))),0,-LOOKUP(1,-LEFT(P5328,ROW($1:$80)))))","v":""},{"$f":"IF(OR(ISBLANK(Q100),Q5328=\"\"),\"\",IF(ISERROR(-LOOKUP(1,-LEFT(Q5328,ROW($1:$80)))),0,-LOOKUP(1,-LEFT(Q5328,ROW($1:$80)))))","v":""},{"$f":"IF(OR(ISBLANK(R100),R5328=\"\"),\"\",IF(ISERROR(-LOOKUP(1,-LEFT(R5328,ROW($1:$80)))),0,-LOOKUP(1,-LEFT(R5328,ROW($1:$80)))))","v":""},{"$f":"IF(OR(ISBLANK(S100),S5328=\"\"),\"\",IF(ISERROR(-LOOKUP(1,-LEFT(S5328,ROW($1:$80)))),0,-LOOKUP(1,-LEFT(S5328,ROW($1:$80)))))","v":""},{"$f":"IF(OR(ISBLANK(T100),T5328=\"\"),\"\",IF(ISERROR(-LOOKUP(1,-LEFT(T5328,ROW($1:$80)))),0,-LOOKUP(1,-LEFT(T5328,ROW($1:$80)))))","v":""},{"$f":"IF(OR(ISBLANK(U100),U5328=\"\"),\"\",IF(ISERROR(-LOOKUP(1,-LEFT(U5328,ROW($1:$80)))),0,-LOOKUP(1,-LEFT(U5328,ROW($1:$80)))))","v":""},{"$f":"IF(OR(ISBLANK(V100),V5328=\"\"),\"\",IF(ISERROR(-LOOKUP(1,-LEFT(V5328,ROW($1:$80)))),0,-LOOKUP(1,-LEFT(V5328,ROW($1:$80)))))","v":""},{"$f":"IF(OR(ISBLANK(W100),W5328=\"\"),\"\",IF(ISERROR(-LOOKUP(1,-LEFT(W5328,ROW($1:$80)))),0,-LOOKUP(1,-LEFT(W5328,ROW($1:$80)))))","v":""},{"$f":"IF(OR(ISBLANK(X100),X5328=\"\"),\"\",IF(ISERROR(-LOOKUP(1,-LEFT(X5328,ROW($1:$80)))),0,-LOOKUP(1,-LEFT(X5328,ROW($1:$80)))))","v":""},{"$f":"IF(OR(ISBLANK(Y100),Y5328=\"\"),\"\",IF(ISERROR(-LOOKUP(1,-LEFT(Y5328,ROW($1:$80)))),0,-LOOKUP(1,-LEFT(Y5328,ROW($1:$80)))))","v":""},{"$f":"IF(OR(ISBLANK(Z100),Z5328=\"\"),\"\",IF(ISERROR(-LOOKUP(1,-LEFT(Z5328,ROW($1:$80)))),0,-LOOKUP(1,-LEFT(Z5328,ROW($1:$80)))))","v":""},{"$f":"IF(OR(ISBLANK(AA100),AA5328=\"\"),\"\",IF(ISERROR(-LOOKUP(1,-LEFT(AA5328,ROW($1:$80)))),0,-LOOKUP(1,-LEFT(AA5328,ROW($1:$80)))))","v":""},{"$f":"IF(OR(ISBLANK(AB100),AB5328=\"\"),\"\",IF(ISERROR(-LOOKUP(1,-LEFT(AB5328,ROW($1:$80)))),0,-LOOKUP(1,-LEFT(AB5328,ROW($1:$80)))))","v":""},{"$f":"IF(OR(ISBLANK(AC100),AC5328=\"\"),\"\",IF(ISERROR(-LOOKUP(1,-LEFT(AC5328,ROW($1:$80)))),0,-LOOKUP(1,-LEFT(AC5328,ROW($1:$80)))))","v":""},{"$f":"IF(OR(ISBLANK(AD100),AD5328=\"\"),\"\",IF(ISERROR(-LOOKUP(1,-LEFT(AD5328,ROW($1:$80)))),0,-LOOKUP(1,-LEFT(AD5328,ROW($1:$80)))))","v":""},{"$f":"IF(OR(ISBLANK(AE100),AE5328=\"\"),\"\",IF(ISERROR(-LOOKUP(1,-LEFT(AE5328,ROW($1:$80)))),0,-LOOKUP(1,-LEFT(AE5328,ROW($1:$80)))))","v":""},{"$f":"IF(OR(ISBLANK(AF100),AF5328=\"\"),\"\",IF(ISERROR(-LOOKUP(1,-LEFT(AF5328,ROW($1:$80)))),0,-LOOKUP(1,-LEFT(AF5328,ROW($1:$80)))))","v":""},{"$f":"IF(OR(ISBLANK(AG100),AG5328=\"\"),\"\",IF(ISERROR(-LOOKUP(1,-LEFT(AG5328,ROW($1:$80)))),0,-LOOKUP(1,-LEFT(AG5328,ROW($1:$80)))))","v":""},{"$f":"IF(OR(ISBLANK(AH100),AH5328=\"\"),\"\",IF(ISERROR(-LOOKUP(1,-LEFT(AH5328,ROW($1:$80)))),0,-LOOKUP(1,-LEFT(AH5328,ROW($1:$80)))))","v":""},{"$f":"IF(OR(ISBLANK(AI100),AI5328=\"\"),\"\",IF(ISERROR(-LOOKUP(1,-LEFT(AI5328,ROW($1:$80)))),0,-LOOKUP(1,-LEFT(AI5328,ROW($1:$80)))))","v":""},{"$f":"IF(OR(ISBLANK(AJ100),AJ5328=\"\"),\"\",IF(ISERROR(-LOOKUP(1,-LEFT(AJ5328,ROW($1:$80)))),0,-LOOKUP(1,-LEFT(AJ5328,ROW($1:$80)))))","v":""},{"$f":"IF(OR(ISBLANK(AK100),AK5328=\"\"),\"\",IF(ISERROR(-LOOKUP(1,-LEFT(AK5328,ROW($1:$80)))),0,-LOOKUP(1,-LEFT(AK5328,ROW($1:$80)))))","v":""},{"$f":"IF(OR(ISBLANK(AL100),AL5328=\"\"),\"\",IF(ISERROR(-LOOKUP(1,-LEFT(AL5328,ROW($1:$80)))),0,-LOOKUP(1,-LEFT(AL5328,ROW($1:$80)))))","v":""},{"$f":"IF(OR(ISBLANK(AM100),AM5328=\"\"),\"\",IF(ISERROR(-LOOKUP(1,-LEFT(AM5328,ROW($1:$80)))),0,-LOOKUP(1,-LEFT(AM5328,ROW($1:$80)))))","v":""},{"$f":"IF(OR(ISBLANK(AN100),AN5328=\"\"),\"\",IF(ISERROR(-LOOKUP(1,-LEFT(AN5328,ROW($1:$80)))),0,-LOOKUP(1,-LEFT(AN5328,ROW($1:$80)))))","v":""},{"$f":"IF(OR(ISBLANK(AO100),AO5328=\"\"),\"\",IF(ISERROR(-LOOKUP(1,-LEFT(AO5328,ROW($1:$80)))),0,-LOOKUP(1,-LEFT(AO5328,ROW($1:$80)))))","v":""},{"$f":"IF(OR(ISBLANK(AP100),AP5328=\"\"),\"\",IF(ISERROR(-LOOKUP(1,-LEFT(AP5328,ROW($1:$80)))),0,-LOOKUP(1,-LEFT(AP5328,ROW($1:$80)))))","v":""},{"$f":"IF(OR(ISBLANK(AQ100),AQ5328=\"\"),\"\",IF(ISERROR(-LOOKUP(1,-LEFT(AQ5328,ROW($1:$80)))),0,-LOOKUP(1,-LEFT(AQ5328,ROW($1:$80)))))","v":""},{"$f":"IF(OR(ISBLANK(AR100),AR5328=\"\"),\"\",IF(ISERROR(-LOOKUP(1,-LEFT(AR5328,ROW($1:$80)))),0,-LOOKUP(1,-LEFT(AR5328,ROW($1:$80)))))","v":""},{"$f":"IF(OR(ISBLANK(AS100),AS5328=\"\"),\"\",IF(ISERROR(-LOOKUP(1,-LEFT(AS5328,ROW($1:$80)))),0,-LOOKUP(1,-LEFT(AS5328,ROW($1:$80)))))","v":""},{"$f":"IF(OR(ISBLANK(AT100),AT5328=\"\"),\"\",IF(ISERROR(-LOOKUP(1,-LEFT(AT5328,ROW($1:$80)))),0,-LOOKUP(1,-LEFT(AT5328,ROW($1:$80)))))","v":""},{"$f":"IF(OR(ISBLANK(AU100),AU5328=\"\"),\"\",IF(ISERROR(-LOOKUP(1,-LEFT(AU5328,ROW($1:$80)))),0,-LOOKUP(1,-LEFT(AU5328,ROW($1:$80)))))","v":""},{"$f":"IF(OR(ISBLANK(AV100),AV5328=\"\"),\"\",IF(ISERROR(-LOOKUP(1,-LEFT(AV5328,ROW($1:$80)))),0,-LOOKUP(1,-LEFT(AV5328,ROW($1:$80)))))","v":""},{"$f":"IF(OR(ISBLANK(AW100),AW5328=\"\"),\"\",IF(ISERROR(-LOOKUP(1,-LEFT(AW5328,ROW($1:$80)))),0,-LOOKUP(1,-LEFT(AW5328,ROW($1:$80)))))","v":""},{"$f":"IF(OR(ISBLANK(AX100),AX5328=\"\"),\"\",IF(ISERROR(-LOOKUP(1,-LEFT(AX5328,ROW($1:$80)))),0,-LOOKUP(1,-LEFT(AX5328,ROW($1:$80)))))","v":""},{"$f":"IF(OR(ISBLANK(AY100),AY5328=\"\"),\"\",IF(ISERROR(-LOOKUP(1,-LEFT(AY5328,ROW($1:$80)))),0,-LOOKUP(1,-LEFT(AY5328,ROW($1:$80)))))","v":""},{"$f":"IF(OR(ISBLANK(AZ100),AZ5328=\"\"),\"\",IF(ISERROR(-LOOKUP(1,-LEFT(AZ5328,ROW($1:$80)))),0,-LOOKUP(1,-LEFT(AZ5328,ROW($1:$80)))))","v":""},{"$f":"IF(OR(ISBLANK(BA100),BA5328=\"\"),\"\",IF(ISERROR(-LOOKUP(1,-LEFT(BA5328,ROW($1:$80)))),0,-LOOKUP(1,-LEFT(BA5328,ROW($1:$80)))))","v":""},{"$f":"IF(OR(ISBLANK(BB100),BB5328=\"\"),\"\",IF(ISERROR(-LOOKUP(1,-LEFT(BB5328,ROW($1:$80)))),0,-LOOKUP(1,-LEFT(BB5328,ROW($1:$80)))))","v":""},{"$f":"IF(OR(ISBLANK(BC100),BC5328=\"\"),\"\",IF(ISERROR(-LOOKUP(1,-LEFT(BC5328,ROW($1:$80)))),0,-LOOKUP(1,-LEFT(BC5328,ROW($1:$80)))))","v":""},{"$f":"IF(OR(ISBLANK(BD100),BD5328=\"\"),\"\",IF(ISERROR(-LOOKUP(1,-LEFT(BD5328,ROW($1:$80)))),0,-LOOKUP(1,-LEFT(BD5328,ROW($1:$80)))))","v":""},{"$f":"IF(OR(ISBLANK(BE100),BE5328=\"\"),\"\",IF(ISERROR(-LOOKUP(1,-LEFT(BE5328,ROW($1:$80)))),0,-LOOKUP(1,-LEFT(BE5328,ROW($1:$80)))))","v":""},{"$f":"IF(OR(ISBLANK(BF100),BF5328=\"\"),\"\",IF(ISERROR(-LOOKUP(1,-LEFT(BF5328,ROW($1:$80)))),0,-LOOKUP(1,-LEFT(BF5328,ROW($1:$80)))))","v":""},{"$f":"IF(OR(ISBLANK(BG100),BG5328=\"\"),\"\",IF(ISERROR(-LOOKUP(1,-LEFT(BG5328,ROW($1:$80)))),0,-LOOKUP(1,-LEFT(BG5328,ROW($1:$80)))))","v":""},{"$f":"IF(OR(ISBLANK(BH100),BH5328=\"\"),\"\",IF(ISERROR(-LOOKUP(1,-LEFT(BH5328,ROW($1:$80)))),0,-LOOKUP(1,-LEFT(BH5328,ROW($1:$80)))))","v":""},{"$f":"IF(OR(ISBLANK(BI100),BI5328=\"\"),\"\",IF(ISERROR(-LOOKUP(1,-LEFT(BI5328,ROW($1:$80)))),0,-LOOKUP(1,-LEFT(BI5328,ROW($1:$80)))))","v":""},{"$f":"IF(OR(ISBLANK(BJ100),BJ5328=\"\"),\"\",IF(ISERROR(-LOOKUP(1,-LEFT(BJ5328,ROW($1:$80)))),0,-LOOKUP(1,-LEFT(BJ5328,ROW($1:$80)))))","v":""},{"$f":"IF(OR(ISBLANK(BK100),BK5328=\"\"),\"\",IF(ISERROR(-LOOKUP(1,-LEFT(BK5328,ROW($1:$80)))),0,-LOOKUP(1,-LEFT(BK5328,ROW($1:$80)))))","v":""},{"$f":"IF(OR(ISBLANK(BL100),BL5328=\"\"),\"\",IF(ISERROR(-LOOKUP(1,-LEFT(BL5328,ROW($1:$80)))),0,-LOOKUP(1,-LEFT(BL5328,ROW($1:$80)))))","v":""},{"$f":"IF(OR(ISBLANK(BM100),BM5328=\"\"),\"\",IF(ISERROR(-LOOKUP(1,-LEFT(BM5328,ROW($1:$80)))),0,-LOOKUP(1,-LEFT(BM5328,ROW($1:$80)))))","v":""},{"$f":"IF(OR(ISBLANK(BN100),BN5328=\"\"),\"\",IF(ISERROR(-LOOKUP(1,-LEFT(BN5328,ROW($1:$80)))),0,-LOOKUP(1,-LEFT(BN5328,ROW($1:$80)))))","v":""},{"$f":"IF(OR(ISBLANK(BO100),BO5328=\"\"),\"\",IF(ISERROR(-LOOKUP(1,-LEFT(BO5328,ROW($1:$80)))),0,-LOOKUP(1,-LEFT(BO5328,ROW($1:$80)))))","v":""},{"$f":"IF(OR(ISBLANK(BP100),BP5328=\"\"),\"\",IF(ISERROR(-LOOKUP(1,-LEFT(BP5328,ROW($1:$80)))),0,-LOOKUP(1,-LEFT(BP5328,ROW($1:$80)))))","v":""},{"$f":"IF(OR(ISBLANK(BQ100),BQ5328=\"\"),\"\",IF(ISERROR(-LOOKUP(1,-LEFT(BQ5328,ROW($1:$80)))),0,-LOOKUP(1,-LEFT(BQ5328,ROW($1:$80)))))","v":""},{"$f":"IF(OR(ISBLANK(BR100),BR5328=\"\"),\"\",IF(ISERROR(-LOOKUP(1,-LEFT(BR5328,ROW($1:$80)))),0,-LOOKUP(1,-LEFT(BR5328,ROW($1:$80)))))","v":""},{"$f":"IF(OR(ISBLANK(BS100),BS5328=\"\"),\"\",IF(ISERROR(-LOOKUP(1,-LEFT(BS5328,ROW($1:$80)))),0,-LOOKUP(1,-LEFT(BS5328,ROW($1:$80)))))","v":""},{"$f":"IF(OR(ISBLANK(BT100),BT5328=\"\"),\"\",IF(ISERROR(-LOOKUP(1,-LEFT(BT5328,ROW($1:$80)))),0,-LOOKUP(1,-LEFT(BT5328,ROW($1:$80)))))","v":""},{"$f":"IF(OR(ISBLANK(BU100),BU5328=\"\"),\"\",IF(ISERROR(-LOOKUP(1,-LEFT(BU5328,ROW($1:$80)))),0,-LOOKUP(1,-LEFT(BU5328,ROW($1:$80)))))","v":""},{"$f":"IF(OR(ISBLANK(BV100),BV5328=\"\"),\"\",IF(ISERROR(-LOOKUP(1,-LEFT(BV5328,ROW($1:$80)))),0,-LOOKUP(1,-LEFT(BV5328,ROW($1:$80)))))","v":""},{"$f":"IF(OR(ISBLANK(BW100),BW5328=\"\"),\"\",IF(ISERROR(-LOOKUP(1,-LEFT(BW5328,ROW($1:$80)))),0,-LOOKUP(1,-LEFT(BW5328,ROW($1:$80)))))","v":""},{"$f":"IF(OR(ISBLANK(BX100),BX5328=\"\"),\"\",IF(ISERROR(-LOOKUP(1,-LEFT(BX5328,ROW($1:$80)))),0,-LOOKUP(1,-LEFT(BX5328,ROW($1:$80)))))","v":""},{"$f":"IF(OR(ISBLANK(BY100),BY5328=\"\"),\"\",IF(ISERROR(-LOOKUP(1,-LEFT(BY5328,ROW($1:$80)))),0,-LOOKUP(1,-LEFT(BY5328,ROW($1:$80)))))","v":""},{"$f":"IF(OR(ISBLANK(BZ100),BZ5328=\"\"),\"\",IF(ISERROR(-LOOKUP(1,-LEFT(BZ5328,ROW($1:$80)))),0,-LOOKUP(1,-LEFT(BZ5328,ROW($1:$80)))))","v":""},{"$f":"IF(OR(ISBLANK(CA100),CA5328=\"\"),\"\",IF(ISERROR(-LOOKUP(1,-LEFT(CA5328,ROW($1:$80)))),0,-LOOKUP(1,-LEFT(CA5328,ROW($1:$80)))))","v":""},{"$f":"IF(OR(ISBLANK(CB100),CB5328=\"\"),\"\",IF(ISERROR(-LOOKUP(1,-LEFT(CB5328,ROW($1:$80)))),0,-LOOKUP(1,-LEFT(CB5328,ROW($1:$80)))))","v":""},{"$f":"IF(OR(ISBLANK(CC100),CC5328=\"\"),\"\",IF(ISERROR(-LOOKUP(1,-LEFT(CC5328,ROW($1:$80)))),0,-LOOKUP(1,-LEFT(CC5328,ROW($1:$80)))))","v":""},{"$f":"IF(OR(ISBLANK(CD100),CD5328=\"\"),\"\",IF(ISERROR(-LOOKUP(1,-LEFT(CD5328,ROW($1:$80)))),0,-LOOKUP(1,-LEFT(CD5328,ROW($1:$80)))))","v":""},{"$f":"IF(OR(ISBLANK(CE100),CE5328=\"\"),\"\",IF(ISERROR(-LOOKUP(1,-LEFT(CE5328,ROW($1:$80)))),0,-LOOKUP(1,-LEFT(CE5328,ROW($1:$80)))))","v":""},{"$f":"IF(OR(ISBLANK(CF100),CF5328=\"\"),\"\",IF(ISERROR(-LOOKUP(1,-LEFT(CF5328,ROW($1:$80)))),0,-LOOKUP(1,-LEFT(CF5328,ROW($1:$80)))))","v":""},{"$f":"IF(OR(ISBLANK(CG100),CG5328=\"\"),\"\",IF(ISERROR(-LOOKUP(1,-LEFT(CG5328,ROW($1:$80)))),0,-LOOKUP(1,-LEFT(CG5328,ROW($1:$80)))))","v":""},{"$f":"IF(OR(ISBLANK(CH100),CH5328=\"\"),\"\",IF(ISERROR(-LOOKUP(1,-LEFT(CH5328,ROW($1:$80)))),0,-LOOKUP(1,-LEFT(CH5328,ROW($1:$80)))))","v":""},{"$f":"IF(OR(ISBLANK(CI100),CI5328=\"\"),\"\",IF(ISERROR(-LOOKUP(1,-LEFT(CI5328,ROW($1:$80)))),0,-LOOKUP(1,-LEFT(CI5328,ROW($1:$80)))))","v":""},{"$f":"IF(OR(ISBLANK(CJ100),CJ5328=\"\"),\"\",IF(ISERROR(-LOOKUP(1,-LEFT(CJ5328,ROW($1:$80)))),0,-LOOKUP(1,-LEFT(CJ5328,ROW($1:$80)))))","v":""},{"$f":"IF(OR(ISBLANK(CK100),CK5328=\"\"),\"\",IF(ISERROR(-LOOKUP(1,-LEFT(CK5328,ROW($1:$80)))),0,-LOOKUP(1,-LEFT(CK5328,ROW($1:$80)))))","v":""},{"$f":"IF(OR(ISBLANK(CL100),CL5328=\"\"),\"\",IF(ISERROR(-LOOKUP(1,-LEFT(CL5328,ROW($1:$80)))),0,-LOOKUP(1,-LEFT(CL5328,ROW($1:$80)))))","v":""},{"$f":"IF(OR(ISBLANK(CM100),CM5328=\"\"),\"\",IF(ISERROR(-LOOKUP(1,-LEFT(CM5328,ROW($1:$80)))),0,-LOOKUP(1,-LEFT(CM5328,ROW($1:$80)))))","v":""},{"$f":"IF(OR(ISBLANK(CN100),CN5328=\"\"),\"\",IF(ISERROR(-LOOKUP(1,-LEFT(CN5328,ROW($1:$80)))),0,-LOOKUP(1,-LEFT(CN5328,ROW($1:$80)))))","v":""},{"$f":"IF(OR(ISBLANK(CO100),CO5328=\"\"),\"\",IF(ISERROR(-LOOKUP(1,-LEFT(CO5328,ROW($1:$80)))),0,-LOOKUP(1,-LEFT(CO5328,ROW($1:$80)))))","v":""},{"$f":"IF(OR(ISBLANK(CP100),CP5328=\"\"),\"\",IF(ISERROR(-LOOKUP(1,-LEFT(CP5328,ROW($1:$80)))),0,-LOOKUP(1,-LEFT(CP5328,ROW($1:$80)))))","v":""},{"$f":"IF(OR(ISBLANK(CQ100),CQ5328=\"\"),\"\",IF(ISERROR(-LOOKUP(1,-LEFT(CQ5328,ROW($1:$80)))),0,-LOOKUP(1,-LEFT(CQ5328,ROW($1:$80)))))","v":""},{"$f":"IF(OR(ISBLANK(CR100),CR5328=\"\"),\"\",IF(ISERROR(-LOOKUP(1,-LEFT(CR5328,ROW($1:$80)))),0,-LOOKUP(1,-LEFT(CR5328,ROW($1:$80)))))","v":""},{"$f":"IF(OR(ISBLANK(CS100),CS5328=\"\"),\"\",IF(ISERROR(-LOOKUP(1,-LEFT(CS5328,ROW($1:$80)))),0,-LOOKUP(1,-LEFT(CS5328,ROW($1:$80)))))","v":""},{"$f":"IF(OR(ISBLANK(CT100),CT5328=\"\"),\"\",IF(ISERROR(-LOOKUP(1,-LEFT(CT5328,ROW($1:$80)))),0,-LOOKUP(1,-LEFT(CT5328,ROW($1:$80)))))","v":""},{"$f":"IF(OR(ISBLANK(CU100),CU5328=\"\"),\"\",IF(ISERROR(-LOOKUP(1,-LEFT(CU5328,ROW($1:$80)))),0,-LOOKUP(1,-LEFT(CU5328,ROW($1:$80)))))","v":""},{"$f":"IF(OR(ISBLANK(CV100),CV5328=\"\"),\"\",IF(ISERROR(-LOOKUP(1,-LEFT(CV5328,ROW($1:$80)))),0,-LOOKUP(1,-LEFT(CV5328,ROW($1:$80)))))","v":""},{"$f":"IF(OR(ISBLANK(CW100),CW5328=\"\"),\"\",IF(ISERROR(-LOOKUP(1,-LEFT(CW5328,ROW($1:$80)))),0,-LOOKUP(1,-LEFT(CW5328,ROW($1:$80)))))","v":""},{"$f":"IF(OR(ISBLANK(CX100),CX5328=\"\"),\"\",IF(ISERROR(-LOOKUP(1,-LEFT(CX5328,ROW($1:$80)))),0,-LOOKUP(1,-LEFT(CX5328,ROW($1:$80)))))","v":""},{"$f":"IF(OR(ISBLANK(CY100),CY5328=\"\"),\"\",IF(ISERROR(-LOOKUP(1,-LEFT(CY5328,ROW($1:$80)))),0,-LOOKUP(1,-LEFT(CY5328,ROW($1:$80)))))","v":""},{"$f":"IF(OR(ISBLANK(CZ100),CZ5328=\"\"),\"\",IF(ISERROR(-LOOKUP(1,-LEFT(CZ5328,ROW($1:$80)))),0,-LOOKUP(1,-LEFT(CZ5328,ROW($1:$80)))))","v":""},{"$f":"IF(OR(ISBLANK(DA100),DA5328=\"\"),\"\",IF(ISERROR(-LOOKUP(1,-LEFT(DA5328,ROW($1:$80)))),0,-LOOKUP(1,-LEFT(DA5328,ROW($1:$80)))))","v":""},{"$f":"IF(OR(ISBLANK(DB100),DB5328=\"\"),\"\",IF(ISERROR(-LOOKUP(1,-LEFT(DB5328,ROW($1:$80)))),0,-LOOKUP(1,-LEFT(DB5328,ROW($1:$80)))))","v":""},{"$f":"IF(OR(ISBLANK(DC100),DC5328=\"\"),\"\",IF(ISERROR(-LOOKUP(1,-LEFT(DC5328,ROW($1:$80)))),0,-LOOKUP(1,-LEFT(DC5328,ROW($1:$80)))))","v":""},{"$f":"IF(OR(ISBLANK(DD100),DD5328=\"\"),\"\",IF(ISERROR(-LOOKUP(1,-LEFT(DD5328,ROW($1:$80)))),0,-LOOKUP(1,-LEFT(DD5328,ROW($1:$80)))))","v":""},{"$f":"IF(OR(ISBLANK(DE100),DE5328=\"\"),\"\",IF(ISERROR(-LOOKUP(1,-LEFT(DE5328,ROW($1:$80)))),0,-LOOKUP(1,-LEFT(DE5328,ROW($1:$80)))))","v":""},{"$f":"IF(OR(ISBLANK(DF100),DF5328=\"\"),\"\",IF(ISERROR(-LOOKUP(1,-LEFT(DF5328,ROW($1:$80)))),0,-LOOKUP(1,-LEFT(DF5328,ROW($1:$80)))))","v":""},{"$f":"IF(OR(ISBLANK(DG100),DG5328=\"\"),\"\",IF(ISERROR(-LOOKUP(1,-LEFT(DG5328,ROW($1:$80)))),0,-LOOKUP(1,-LEFT(DG5328,ROW($1:$80)))))","v":""},{"$f":"IF(OR(ISBLANK(DH100),DH5328=\"\"),\"\",IF(ISERROR(-LOOKUP(1,-LEFT(DH5328,ROW($1:$80)))),0,-LOOKUP(1,-LEFT(DH5328,ROW($1:$80)))))","v":""},{"$f":"IF(OR(ISBLANK(DI100),DI5328=\"\"),\"\",IF(ISERROR(-LOOKUP(1,-LEFT(DI5328,ROW($1:$80)))),0,-LOOKUP(1,-LEFT(DI5328,ROW($1:$80)))))","v":""},{"$f":"IF(OR(ISBLANK(DJ100),DJ5328=\"\"),\"\",IF(ISERROR(-LOOKUP(1,-LEFT(DJ5328,ROW($1:$80)))),0,-LOOKUP(1,-LEFT(DJ5328,ROW($1:$80)))))","v":""},{"$f":"IF(OR(ISBLANK(DK100),DK5328=\"\"),\"\",IF(ISERROR(-LOOKUP(1,-LEFT(DK5328,ROW($1:$80)))),0,-LOOKUP(1,-LEFT(DK5328,ROW($1:$80)))))","v":""},{"$f":"IF(OR(ISBLANK(DL100),DL5328=\"\"),\"\",IF(ISERROR(-LOOKUP(1,-LEFT(DL5328,ROW($1:$80)))),0,-LOOKUP(1,-LEFT(DL5328,ROW($1:$80)))))","v":""},{"$f":"IF(OR(ISBLANK(DM100),DM5328=\"\"),\"\",IF(ISERROR(-LOOKUP(1,-LEFT(DM5328,ROW($1:$80)))),0,-LOOKUP(1,-LEFT(DM5328,ROW($1:$80)))))","v":""},{"$f":"IF(OR(ISBLANK(DN100),DN5328=\"\"),\"\",IF(ISERROR(-LOOKUP(1,-LEFT(DN5328,ROW($1:$80)))),0,-LOOKUP(1,-LEFT(DN5328,ROW($1:$80)))))","v":""},{"$f":"IF(OR(ISBLANK(DO100),DO5328=\"\"),\"\",IF(ISERROR(-LOOKUP(1,-LEFT(DO5328,ROW($1:$80)))),0,-LOOKUP(1,-LEFT(DO5328,ROW($1:$80)))))","v":""},{"$f":"IF(OR(ISBLANK(DP100),DP5328=\"\"),\"\",IF(ISERROR(-LOOKUP(1,-LEFT(DP5328,ROW($1:$80)))),0,-LOOKUP(1,-LEFT(DP5328,ROW($1:$80)))))","v":""},{"$f":"IF(OR(ISBLANK(DQ100),DQ5328=\"\"),\"\",IF(ISERROR(-LOOKUP(1,-LEFT(DQ5328,ROW($1:$80)))),0,-LOOKUP(1,-LEFT(DQ5328,ROW($1:$80)))))","v":""},{"$f":"IF(OR(ISBLANK(DR100),DR5328=\"\"),\"\",IF(ISERROR(-LOOKUP(1,-LEFT(DR5328,ROW($1:$80)))),0,-LOOKUP(1,-LEFT(DR5328,ROW($1:$80)))))","v":""},{"$f":"IF(OR(ISBLANK(DS100),DS5328=\"\"),\"\",IF(ISERROR(-LOOKUP(1,-LEFT(DS5328,ROW($1:$80)))),0,-LOOKUP(1,-LEFT(DS5328,ROW($1:$80)))))","v":""},{"$f":"IF(OR(ISBLANK(DT100),DT5328=\"\"),\"\",IF(ISERROR(-LOOKUP(1,-LEFT(DT5328,ROW($1:$80)))),0,-LOOKUP(1,-LEFT(DT5328,ROW($1:$80)))))","v":""},{"$f":"IF(OR(ISBLANK(DU100),DU5328=\"\"),\"\",IF(ISERROR(-LOOKUP(1,-LEFT(DU5328,ROW($1:$80)))),0,-LOOKUP(1,-LEFT(DU5328,ROW($1:$80)))))","v":""},{"$f":"IF(OR(ISBLANK(DV100),DV5328=\"\"),\"\",IF(ISERROR(-LOOKUP(1,-LEFT(DV5328,ROW($1:$80)))),0,-LOOKUP(1,-LEFT(DV5328,ROW($1:$80)))))","v":""},{"$f":"IF(OR(ISBLANK(DW100),DW5328=\"\"),\"\",IF(ISERROR(-LOOKUP(1,-LEFT(DW5328,ROW($1:$80)))),0,-LOOKUP(1,-LEFT(DW5328,ROW($1:$80)))))","v":""},{"$f":"IF(OR(ISBLANK(DX100),DX5328=\"\"),\"\",IF(ISERROR(-LOOKUP(1,-LEFT(DX5328,ROW($1:$80)))),0,-LOOKUP(1,-LEFT(DX5328,ROW($1:$80)))))","v":""},{"$f":"IF(OR(ISBLANK(DY100),DY5328=\"\"),\"\",IF(ISERROR(-LOOKUP(1,-LEFT(DY5328,ROW($1:$80)))),0,-LOOKUP(1,-LEFT(DY5328,ROW($1:$80)))))","v":""},{"$f":"IF(OR(ISBLANK(DZ100),DZ5328=\"\"),\"\",IF(ISERROR(-LOOKUP(1,-LEFT(DZ5328,ROW($1:$80)))),0,-LOOKUP(1,-LEFT(DZ5328,ROW($1:$80)))))","v":""},{"$f":"IF(OR(ISBLANK(EA100),EA5328=\"\"),\"\",IF(ISERROR(-LOOKUP(1,-LEFT(EA5328,ROW($1:$80)))),0,-LOOKUP(1,-LEFT(EA5328,ROW($1:$80)))))","v":""},{"$f":"IF(OR(ISBLANK(EB100),EB5328=\"\"),\"\",IF(ISERROR(-LOOKUP(1,-LEFT(EB5328,ROW($1:$80)))),0,-LOOKUP(1,-LEFT(EB5328,ROW($1:$80)))))","v":""},{"$f":"IF(OR(ISBLANK(EC100),EC5328=\"\"),\"\",IF(ISERROR(-LOOKUP(1,-LEFT(EC5328,ROW($1:$80)))),0,-LOOKUP(1,-LEFT(EC5328,ROW($1:$80)))))","v":""},{"$f":"IF(OR(ISBLANK(ED100),ED5328=\"\"),\"\",IF(ISERROR(-LOOKUP(1,-LEFT(ED5328,ROW($1:$80)))),0,-LOOKUP(1,-LEFT(ED5328,ROW($1:$80)))))","v":""},{"$f":"IF(OR(ISBLANK(EE100),EE5328=\"\"),\"\",IF(ISERROR(-LOOKUP(1,-LEFT(EE5328,ROW($1:$80)))),0,-LOOKUP(1,-LEFT(EE5328,ROW($1:$80)))))","v":""},{"$f":"IF(OR(ISBLANK(EF100),EF5328=\"\"),\"\",IF(ISERROR(-LOOKUP(1,-LEFT(EF5328,ROW($1:$80)))),0,-LOOKUP(1,-LEFT(EF5328,ROW($1:$80)))))","v":""},{"$f":"IF(OR(ISBLANK(EG100),EG5328=\"\"),\"\",IF(ISERROR(-LOOKUP(1,-LEFT(EG5328,ROW($1:$80)))),0,-LOOKUP(1,-LEFT(EG5328,ROW($1:$80)))))","v":""},{"$f":"IF(OR(ISBLANK(EH100),EH5328=\"\"),\"\",IF(ISERROR(-LOOKUP(1,-LEFT(EH5328,ROW($1:$80)))),0,-LOOKUP(1,-LEFT(EH5328,ROW($1:$80)))))","v":""},{"$f":"IF(OR(ISBLANK(EI100),EI5328=\"\"),\"\",IF(ISERROR(-LOOKUP(1,-LEFT(EI5328,ROW($1:$80)))),0,-LOOKUP(1,-LEFT(EI5328,ROW($1:$80)))))","v":""},{"$f":"IF(OR(ISBLANK(EJ100),EJ5328=\"\"),\"\",IF(ISERROR(-LOOKUP(1,-LEFT(EJ5328,ROW($1:$80)))),0,-LOOKUP(1,-LEFT(EJ5328,ROW($1:$80)))))","v":""},{"$f":"IF(OR(ISBLANK(EK100),EK5328=\"\"),\"\",IF(ISERROR(-LOOKUP(1,-LEFT(EK5328,ROW($1:$80)))),0,-LOOKUP(1,-LEFT(EK5328,ROW($1:$80)))))","v":""},{"$f":"IF(OR(ISBLANK(EL100),EL5328=\"\"),\"\",IF(ISERROR(-LOOKUP(1,-LEFT(EL5328,ROW($1:$80)))),0,-LOOKUP(1,-LEFT(EL5328,ROW($1:$80)))))","v":""},{"$f":"IF(OR(ISBLANK(EM100),EM5328=\"\"),\"\",IF(ISERROR(-LOOKUP(1,-LEFT(EM5328,ROW($1:$80)))),0,-LOOKUP(1,-LEFT(EM5328,ROW($1:$80)))))","v":""},{"$f":"IF(OR(ISBLANK(EN100),EN5328=\"\"),\"\",IF(ISERROR(-LOOKUP(1,-LEFT(EN5328,ROW($1:$80)))),0,-LOOKUP(1,-LEFT(EN5328,ROW($1:$80)))))","v":""},{"$f":"IF(OR(ISBLANK(EO100),EO5328=\"\"),\"\",IF(ISERROR(-LOOKUP(1,-LEFT(EO5328,ROW($1:$80)))),0,-LOOKUP(1,-LEFT(EO5328,ROW($1:$80)))))","v":""},{"$f":"IF(OR(ISBLANK(EP100),EP5328=\"\"),\"\",IF(ISERROR(-LOOKUP(1,-LEFT(EP5328,ROW($1:$80)))),0,-LOOKUP(1,-LEFT(EP5328,ROW($1:$80)))))","v":""},{"$f":"IF(OR(ISBLANK(EQ100),EQ5328=\"\"),\"\",IF(ISERROR(-LOOKUP(1,-LEFT(EQ5328,ROW($1:$80)))),0,-LOOKUP(1,-LEFT(EQ5328,ROW($1:$80)))))","v":""},{"$f":"IF(OR(ISBLANK(ER100),ER5328=\"\"),\"\",IF(ISERROR(-LOOKUP(1,-LEFT(ER5328,ROW($1:$80)))),0,-LOOKUP(1,-LEFT(ER5328,ROW($1:$80)))))","v":""},{"$f":"IF(OR(ISBLANK(ES100),ES5328=\"\"),\"\",IF(ISERROR(-LOOKUP(1,-LEFT(ES5328,ROW($1:$80)))),0,-LOOKUP(1,-LEFT(ES5328,ROW($1:$80)))))","v":""},{"$f":"IF(OR(ISBLANK(ET100),ET5328=\"\"),\"\",IF(ISERROR(-LOOKUP(1,-LEFT(ET5328,ROW($1:$80)))),0,-LOOKUP(1,-LEFT(ET5328,ROW($1:$80)))))","v":""},{"$f":"IF(OR(ISBLANK(EU100),EU5328=\"\"),\"\",IF(ISERROR(-LOOKUP(1,-LEFT(EU5328,ROW($1:$80)))),0,-LOOKUP(1,-LEFT(EU5328,ROW($1:$80)))))","v":""},{"$f":"IF(OR(ISBLANK(EV100),EV5328=\"\"),\"\",IF(ISERROR(-LOOKUP(1,-LEFT(EV5328,ROW($1:$80)))),0,-LOOKUP(1,-LEFT(EV5328,ROW($1:$80)))))","v":""},{"$f":"IF(OR(ISBLANK(EW100),EW5328=\"\"),\"\",IF(ISERROR(-LOOKUP(1,-LEFT(EW5328,ROW($1:$80)))),0,-LOOKUP(1,-LEFT(EW5328,ROW($1:$80)))))","v":""},{"$f":"IF(OR(ISBLANK(EX100),EX5328=\"\"),\"\",IF(ISERROR(-LOOKUP(1,-LEFT(EX5328,ROW($1:$80)))),0,-LOOKUP(1,-LEFT(EX5328,ROW($1:$80)))))","v":""},{"$f":"IF(OR(ISBLANK(EY100),EY5328=\"\"),\"\",IF(ISERROR(-LOOKUP(1,-LEFT(EY5328,ROW($1:$80)))),0,-LOOKUP(1,-LEFT(EY5328,ROW($1:$80)))))","v":""},{"$f":"IF(OR(ISBLANK(EZ100),EZ5328=\"\"),\"\",IF(ISERROR(-LOOKUP(1,-LEFT(EZ5328,ROW($1:$80)))),0,-LOOKUP(1,-LEFT(EZ5328,ROW($1:$80)))))","v":""},{"$f":"IF(OR(ISBLANK(FA100),FA5328=\"\"),\"\",IF(ISERROR(-LOOKUP(1,-LEFT(FA5328,ROW($1:$80)))),0,-LOOKUP(1,-LEFT(FA5328,ROW($1:$80)))))","v":""},{"$f":"IF(OR(ISBLANK(FB100),FB5328=\"\"),\"\",IF(ISERROR(-LOOKUP(1,-LEFT(FB5328,ROW($1:$80)))),0,-LOOKUP(1,-LEFT(FB5328,ROW($1:$80)))))","v":""},{"$f":"IF(OR(ISBLANK(FC100),FC5328=\"\"),\"\",IF(ISERROR(-LOOKUP(1,-LEFT(FC5328,ROW($1:$80)))),0,-LOOKUP(1,-LEFT(FC5328,ROW($1:$80)))))","v":""},{"$f":"IF(OR(ISBLANK(FD100),FD5328=\"\"),\"\",IF(ISERROR(-LOOKUP(1,-LEFT(FD5328,ROW($1:$80)))),0,-LOOKUP(1,-LEFT(FD5328,ROW($1:$80)))))","v":""},{"$f":"IF(OR(ISBLANK(FE100),FE5328=\"\"),\"\",IF(ISERROR(-LOOKUP(1,-LEFT(FE5328,ROW($1:$80)))),0,-LOOKUP(1,-LEFT(FE5328,ROW($1:$80)))))","v":""},{"$f":"IF(OR(ISBLANK(FF100),FF5328=\"\"),\"\",IF(ISERROR(-LOOKUP(1,-LEFT(FF5328,ROW($1:$80)))),0,-LOOKUP(1,-LEFT(FF5328,ROW($1:$80)))))","v":""},{"$f":"IF(OR(ISBLANK(FG100),FG5328=\"\"),\"\",IF(ISERROR(-LOOKUP(1,-LEFT(FG5328,ROW($1:$80)))),0,-LOOKUP(1,-LEFT(FG5328,ROW($1:$80)))))","v":""},{"$f":"IF(OR(ISBLANK(FH100),FH5328=\"\"),\"\",IF(ISERROR(-LOOKUP(1,-LEFT(FH5328,ROW($1:$80)))),0,-LOOKUP(1,-LEFT(FH5328,ROW($1:$80)))))","v":""},{"$f":"IF(OR(ISBLANK(FI100),FI5328=\"\"),\"\",IF(ISERROR(-LOOKUP(1,-LEFT(FI5328,ROW($1:$80)))),0,-LOOKUP(1,-LEFT(FI5328,ROW($1:$80)))))","v":""},{"$f":"IF(OR(ISBLANK(FJ100),FJ5328=\"\"),\"\",IF(ISERROR(-LOOKUP(1,-LEFT(FJ5328,ROW($1:$80)))),0,-LOOKUP(1,-LEFT(FJ5328,ROW($1:$80)))))","v":""},{"$f":"IF(OR(ISBLANK(FK100),FK5328=\"\"),\"\",IF(ISERROR(-LOOKUP(1,-LEFT(FK5328,ROW($1:$80)))),0,-LOOKUP(1,-LEFT(FK5328,ROW($1:$80)))))","v":""},{"$f":"IF(OR(ISBLANK(FL100),FL5328=\"\"),\"\",IF(ISERROR(-LOOKUP(1,-LEFT(FL5328,ROW($1:$80)))),0,-LOOKUP(1,-LEFT(FL5328,ROW($1:$80)))))","v":""},{"$f":"IF(OR(ISBLANK(FM100),FM5328=\"\"),\"\",IF(ISERROR(-LOOKUP(1,-LEFT(FM5328,ROW($1:$80)))),0,-LOOKUP(1,-LEFT(FM5328,ROW($1:$80)))))","v":""},{"$f":"IF(OR(ISBLANK(FN100),FN5328=\"\"),\"\",IF(ISERROR(-LOOKUP(1,-LEFT(FN5328,ROW($1:$80)))),0,-LOOKUP(1,-LEFT(FN5328,ROW($1:$80)))))","v":""},{"$f":"IF(OR(ISBLANK(FO100),FO5328=\"\"),\"\",IF(ISERROR(-LOOKUP(1,-LEFT(FO5328,ROW($1:$80)))),0,-LOOKUP(1,-LEFT(FO5328,ROW($1:$80)))))","v":""},{"$f":"IF(OR(ISBLANK(FP100),FP5328=\"\"),\"\",IF(ISERROR(-LOOKUP(1,-LEFT(FP5328,ROW($1:$80)))),0,-LOOKUP(1,-LEFT(FP5328,ROW($1:$80)))))","v":""},{"$f":"IF(OR(ISBLANK(FQ100),FQ5328=\"\"),\"\",IF(ISERROR(-LOOKUP(1,-LEFT(FQ5328,ROW($1:$80)))),0,-LOOKUP(1,-LEFT(FQ5328,ROW($1:$80)))))","v":""},{"$f":"IF(OR(ISBLANK(FR100),FR5328=\"\"),\"\",IF(ISERROR(-LOOKUP(1,-LEFT(FR5328,ROW($1:$80)))),0,-LOOKUP(1,-LEFT(FR5328,ROW($1:$80)))))","v":""},{"$f":"IF(OR(ISBLANK(FS100),FS5328=\"\"),\"\",IF(ISERROR(-LOOKUP(1,-LEFT(FS5328,ROW($1:$80)))),0,-LOOKUP(1,-LEFT(FS5328,ROW($1:$80)))))","v":""},{"$f":"IF(OR(ISBLANK(FT100),FT5328=\"\"),\"\",IF(ISERROR(-LOOKUP(1,-LEFT(FT5328,ROW($1:$80)))),0,-LOOKUP(1,-LEFT(FT5328,ROW($1:$80)))))","v":""},{"$f":"IF(OR(ISBLANK(FU100),FU5328=\"\"),\"\",IF(ISERROR(-LOOKUP(1,-LEFT(FU5328,ROW($1:$80)))),0,-LOOKUP(1,-LEFT(FU5328,ROW($1:$80)))))","v":""},{"$f":"IF(OR(ISBLANK(FV100),FV5328=\"\"),\"\",IF(ISERROR(-LOOKUP(1,-LEFT(FV5328,ROW($1:$80)))),0,-LOOKUP(1,-LEFT(FV5328,ROW($1:$80)))))","v":""},{"$f":"IF(OR(ISBLANK(FW100),FW5328=\"\"),\"\",IF(ISERROR(-LOOKUP(1,-LEFT(FW5328,ROW($1:$80)))),0,-LOOKUP(1,-LEFT(FW5328,ROW($1:$80)))))","v":""},{"$f":"IF(OR(ISBLANK(FX100),FX5328=\"\"),\"\",IF(ISERROR(-LOOKUP(1,-LEFT(FX5328,ROW($1:$80)))),0,-LOOKUP(1,-LEFT(FX5328,ROW($1:$80)))))","v":""},{"$f":"IF(OR(ISBLANK(FY100),FY5328=\"\"),\"\",IF(ISERROR(-LOOKUP(1,-LEFT(FY5328,ROW($1:$80)))),0,-LOOKUP(1,-LEFT(FY5328,ROW($1:$80)))))","v":""},{"$f":"IF(OR(ISBLANK(FZ100),FZ5328=\"\"),\"\",IF(ISERROR(-LOOKUP(1,-LEFT(FZ5328,ROW($1:$80)))),0,-LOOKUP(1,-LEFT(FZ5328,ROW($1:$80)))))","v":""},{"$f":"IF(OR(ISBLANK(GA100),GA5328=\"\"),\"\",IF(ISERROR(-LOOKUP(1,-LEFT(GA5328,ROW($1:$80)))),0,-LOOKUP(1,-LEFT(GA5328,ROW($1:$80)))))","v":""},{"$f":"IF(OR(ISBLANK(GB100),GB5328=\"\"),\"\",IF(ISERROR(-LOOKUP(1,-LEFT(GB5328,ROW($1:$80)))),0,-LOOKUP(1,-LEFT(GB5328,ROW($1:$80)))))","v":""},{"$f":"IF(OR(ISBLANK(GC100),GC5328=\"\"),\"\",IF(ISERROR(-LOOKUP(1,-LEFT(GC5328,ROW($1:$80)))),0,-LOOKUP(1,-LEFT(GC5328,ROW($1:$80)))))","v":""},{"$f":"IF(OR(ISBLANK(GD100),GD5328=\"\"),\"\",IF(ISERROR(-LOOKUP(1,-LEFT(GD5328,ROW($1:$80)))),0,-LOOKUP(1,-LEFT(GD5328,ROW($1:$80)))))","v":""},{"$f":"IF(OR(ISBLANK(GE100),GE5328=\"\"),\"\",IF(ISERROR(-LOOKUP(1,-LEFT(GE5328,ROW($1:$80)))),0,-LOOKUP(1,-LEFT(GE5328,ROW($1:$80)))))","v":""},{"$f":"IF(OR(ISBLANK(GF100),GF5328=\"\"),\"\",IF(ISERROR(-LOOKUP(1,-LEFT(GF5328,ROW($1:$80)))),0,-LOOKUP(1,-LEFT(GF5328,ROW($1:$80)))))","v":""},{"$f":"IF(OR(ISBLANK(GG100),GG5328=\"\"),\"\",IF(ISERROR(-LOOKUP(1,-LEFT(GG5328,ROW($1:$80)))),0,-LOOKUP(1,-LEFT(GG5328,ROW($1:$80)))))","v":""},{"$f":"IF(OR(ISBLANK(GH100),GH5328=\"\"),\"\",IF(ISERROR(-LOOKUP(1,-LEFT(GH5328,ROW($1:$80)))),0,-LOOKUP(1,-LEFT(GH5328,ROW($1:$80)))))","v":""},{"$f":"IF(OR(ISBLANK(GI100),GI5328=\"\"),\"\",IF(ISERROR(-LOOKUP(1,-LEFT(GI5328,ROW($1:$80)))),0,-LOOKUP(1,-LEFT(GI5328,ROW($1:$80)))))","v":""},{"$f":"IF(OR(ISBLANK(GJ100),GJ5328=\"\"),\"\",IF(ISERROR(-LOOKUP(1,-LEFT(GJ5328,ROW($1:$80)))),0,-LOOKUP(1,-LEFT(GJ5328,ROW($1:$80)))))","v":""},{"$f":"IF(OR(ISBLANK(GK100),GK5328=\"\"),\"\",IF(ISERROR(-LOOKUP(1,-LEFT(GK5328,ROW($1:$80)))),0,-LOOKUP(1,-LEFT(GK5328,ROW($1:$80)))))","v":""},{"$f":"IF(OR(ISBLANK(GL100),GL5328=\"\"),\"\",IF(ISERROR(-LOOKUP(1,-LEFT(GL5328,ROW($1:$80)))),0,-LOOKUP(1,-LEFT(GL5328,ROW($1:$80)))))","v":""},{"$f":"IF(OR(ISBLANK(GM100),GM5328=\"\"),\"\",IF(ISERROR(-LOOKUP(1,-LEFT(GM5328,ROW($1:$80)))),0,-LOOKUP(1,-LEFT(GM5328,ROW($1:$80)))))","v":""},{"$f":"IF(OR(ISBLANK(GN100),GN5328=\"\"),\"\",IF(ISERROR(-LOOKUP(1,-LEFT(GN5328,ROW($1:$80)))),0,-LOOKUP(1,-LEFT(GN5328,ROW($1:$80)))))","v":""},{"$f":"IF(OR(ISBLANK(GO100),GO5328=\"\"),\"\",IF(ISERROR(-LOOKUP(1,-LEFT(GO5328,ROW($1:$80)))),0,-LOOKUP(1,-LEFT(GO5328,ROW($1:$80)))))","v":""},{"$f":"IF(OR(ISBLANK(GP100),GP5328=\"\"),\"\",IF(ISERROR(-LOOKUP(1,-LEFT(GP5328,ROW($1:$80)))),0,-LOOKUP(1,-LEFT(GP5328,ROW($1:$80)))))","v":""},{"$f":"IF(OR(ISBLANK(GQ100),GQ5328=\"\"),\"\",IF(ISERROR(-LOOKUP(1,-LEFT(GQ5328,ROW($1:$80)))),0,-LOOKUP(1,-LEFT(GQ5328,ROW($1:$80)))))","v":""},{"$f":"IF(OR(ISBLANK(GR100),GR5328=\"\"),\"\",IF(ISERROR(-LOOKUP(1,-LEFT(GR5328,ROW($1:$80)))),0,-LOOKUP(1,-LEFT(GR5328,ROW($1:$80)))))","v":""},{"$f":"IF(OR(ISBLANK(GS100),GS5328=\"\"),\"\",IF(ISERROR(-LOOKUP(1,-LEFT(GS5328,ROW($1:$80)))),0,-LOOKUP(1,-LEFT(GS5328,ROW($1:$80)))))","v":""},{"$f":"IF(OR(ISBLANK(GT100),GT5328=\"\"),\"\",IF(ISERROR(-LOOKUP(1,-LEFT(GT5328,ROW($1:$80)))),0,-LOOKUP(1,-LEFT(GT5328,ROW($1:$80)))))","v":""},{"$f":"IF(OR(ISBLANK(GU100),GU5328=\"\"),\"\",IF(ISERROR(-LOOKUP(1,-LEFT(GU5328,ROW($1:$80)))),0,-LOOKUP(1,-LEFT(GU5328,ROW($1:$80)))))","v":""},{"$f":"IF(OR(ISBLANK(GV100),GV5328=\"\"),\"\",IF(ISERROR(-LOOKUP(1,-LEFT(GV5328,ROW($1:$80)))),0,-LOOKUP(1,-LEFT(GV5328,ROW($1:$80)))))","v":""},{"$f":"IF(OR(ISBLANK(GW100),GW5328=\"\"),\"\",IF(ISERROR(-LOOKUP(1,-LEFT(GW5328,ROW($1:$80)))),0,-LOOKUP(1,-LEFT(GW5328,ROW($1:$80)))))","v":""},{"$f":"IF(OR(ISBLANK(GX100),GX5328=\"\"),\"\",IF(ISERROR(-LOOKUP(1,-LEFT(GX5328,ROW($1:$80)))),0,-LOOKUP(1,-LEFT(GX5328,ROW($1:$80)))))","v":""},{"$f":"IF(OR(ISBLANK(GY100),GY5328=\"\"),\"\",IF(ISERROR(-LOOKUP(1,-LEFT(GY5328,ROW($1:$80)))),0,-LOOKUP(1,-LEFT(GY5328,ROW($1:$80)))))","v":""},{"$f":"IF(OR(ISBLANK(GZ100),GZ5328=\"\"),\"\",IF(ISERROR(-LOOKUP(1,-LEFT(GZ5328,ROW($1:$80)))),0,-LOOKUP(1,-LEFT(GZ5328,ROW($1:$80)))))","v":""},{"$f":"IF(OR(ISBLANK(HA100),HA5328=\"\"),\"\",IF(ISERROR(-LOOKUP(1,-LEFT(HA5328,ROW($1:$80)))),0,-LOOKUP(1,-LEFT(HA5328,ROW($1:$80)))))","v":""},{"$f":"IF(OR(ISBLANK(HB100),HB5328=\"\"),\"\",IF(ISERROR(-LOOKUP(1,-LEFT(HB5328,ROW($1:$80)))),0,-LOOKUP(1,-LEFT(HB5328,ROW($1:$80)))))","v":""},{"$f":"IF(OR(ISBLANK(HC100),HC5328=\"\"),\"\",IF(ISERROR(-LOOKUP(1,-LEFT(HC5328,ROW($1:$80)))),0,-LOOKUP(1,-LEFT(HC5328,ROW($1:$80)))))","v":""},{"$f":"IF(OR(ISBLANK(HD100),HD5328=\"\"),\"\",IF(ISERROR(-LOOKUP(1,-LEFT(HD5328,ROW($1:$80)))),0,-LOOKUP(1,-LEFT(HD5328,ROW($1:$80)))))","v":""},{"$f":"IF(OR(ISBLANK(HE100),HE5328=\"\"),\"\",IF(ISERROR(-LOOKUP(1,-LEFT(HE5328,ROW($1:$80)))),0,-LOOKUP(1,-LEFT(HE5328,ROW($1:$80)))))","v":""},{"$f":"IF(OR(ISBLANK(HF100),HF5328=\"\"),\"\",IF(ISERROR(-LOOKUP(1,-LEFT(HF5328,ROW($1:$80)))),0,-LOOKUP(1,-LEFT(HF5328,ROW($1:$80)))))","v":""},{"$f":"IF(OR(ISBLANK(HG100),HG5328=\"\"),\"\",IF(ISERROR(-LOOKUP(1,-LEFT(HG5328,ROW($1:$80)))),0,-LOOKUP(1,-LEFT(HG5328,ROW($1:$80)))))","v":""},{"$f":"IF(OR(ISBLANK(HH100),HH5328=\"\"),\"\",IF(ISERROR(-LOOKUP(1,-LEFT(HH5328,ROW($1:$80)))),0,-LOOKUP(1,-LEFT(HH5328,ROW($1:$80)))))","v":""},{"$f":"IF(OR(ISBLANK(HI100),HI5328=\"\"),\"\",IF(ISERROR(-LOOKUP(1,-LEFT(HI5328,ROW($1:$80)))),0,-LOOKUP(1,-LEFT(HI5328,ROW($1:$80)))))","v":""},{"$f":"IF(OR(ISBLANK(HJ100),HJ5328=\"\"),\"\",IF(ISERROR(-LOOKUP(1,-LEFT(HJ5328,ROW($1:$80)))),0,-LOOKUP(1,-LEFT(HJ5328,ROW($1:$80)))))","v":""},{"$f":"IF(OR(ISBLANK(HK100),HK5328=\"\"),\"\",IF(ISERROR(-LOOKUP(1,-LEFT(HK5328,ROW($1:$80)))),0,-LOOKUP(1,-LEFT(HK5328,ROW($1:$80)))))","v":""},{"$f":"IF(OR(ISBLANK(HL100),HL5328=\"\"),\"\",IF(ISERROR(-LOOKUP(1,-LEFT(HL5328,ROW($1:$80)))),0,-LOOKUP(1,-LEFT(HL5328,ROW($1:$80)))))","v":""},{"$f":"IF(OR(ISBLANK(HM100),HM5328=\"\"),\"\",IF(ISERROR(-LOOKUP(1,-LEFT(HM5328,ROW($1:$80)))),0,-LOOKUP(1,-LEFT(HM5328,ROW($1:$80)))))","v":""},{"$f":"IF(OR(ISBLANK(HN100),HN5328=\"\"),\"\",IF(ISERROR(-LOOKUP(1,-LEFT(HN5328,ROW($1:$80)))),0,-LOOKUP(1,-LEFT(HN5328,ROW($1:$80)))))","v":""},{"$f":"IF(OR(ISBLANK(HO100),HO5328=\"\"),\"\",IF(ISERROR(-LOOKUP(1,-LEFT(HO5328,ROW($1:$80)))),0,-LOOKUP(1,-LEFT(HO5328,ROW($1:$80)))))","v":""},{"$f":"IF(OR(ISBLANK(HP100),HP5328=\"\"),\"\",IF(ISERROR(-LOOKUP(1,-LEFT(HP5328,ROW($1:$80)))),0,-LOOKUP(1,-LEFT(HP5328,ROW($1:$80)))))","v":""},{"$f":"IF(OR(ISBLANK(HQ100),HQ5328=\"\"),\"\",IF(ISERROR(-LOOKUP(1,-LEFT(HQ5328,ROW($1:$80)))),0,-LOOKUP(1,-LEFT(HQ5328,ROW($1:$80)))))","v":""},{"$f":"IF(OR(ISBLANK(HR100),HR5328=\"\"),\"\",IF(ISERROR(-LOOKUP(1,-LEFT(HR5328,ROW($1:$80)))),0,-LOOKUP(1,-LEFT(HR5328,ROW($1:$80)))))","v":""},{"$f":"IF(OR(ISBLANK(HS100),HS5328=\"\"),\"\",IF(ISERROR(-LOOKUP(1,-LEFT(HS5328,ROW($1:$80)))),0,-LOOKUP(1,-LEFT(HS5328,ROW($1:$80)))))","v":""},{"$f":"IF(OR(ISBLANK(HT100),HT5328=\"\"),\"\",IF(ISERROR(-LOOKUP(1,-LEFT(HT5328,ROW($1:$80)))),0,-LOOKUP(1,-LEFT(HT5328,ROW($1:$80)))))","v":""},{"$f":"IF(OR(ISBLANK(HU100),HU5328=\"\"),\"\",IF(ISERROR(-LOOKUP(1,-LEFT(HU5328,ROW($1:$80)))),0,-LOOKUP(1,-LEFT(HU5328,ROW($1:$80)))))","v":""},{"$f":"IF(OR(ISBLANK(HV100),HV5328=\"\"),\"\",IF(ISERROR(-LOOKUP(1,-LEFT(HV5328,ROW($1:$80)))),0,-LOOKUP(1,-LEFT(HV5328,ROW($1:$80)))))","v":""},{"$f":"IF(OR(ISBLANK(HW100),HW5328=\"\"),\"\",IF(ISERROR(-LOOKUP(1,-LEFT(HW5328,ROW($1:$80)))),0,-LOOKUP(1,-LEFT(HW5328,ROW($1:$80)))))","v":""},{"$f":"IF(OR(ISBLANK(HX100),HX5328=\"\"),\"\",IF(ISERROR(-LOOKUP(1,-LEFT(HX5328,ROW($1:$80)))),0,-LOOKUP(1,-LEFT(HX5328,ROW($1:$80)))))","v":""},{"$f":"IF(OR(ISBLANK(HY100),HY5328=\"\"),\"\",IF(ISERROR(-LOOKUP(1,-LEFT(HY5328,ROW($1:$80)))),0,-LOOKUP(1,-LEFT(HY5328,ROW($1:$80)))))","v":""},{"$f":"IF(OR(ISBLANK(HZ100),HZ5328=\"\"),\"\",IF(ISERROR(-LOOKUP(1,-LEFT(HZ5328,ROW($1:$80)))),0,-LOOKUP(1,-LEFT(HZ5328,ROW($1:$80)))))","v":""},{"$f":"IF(OR(ISBLANK(IA100),IA5328=\"\"),\"\",IF(ISERROR(-LOOKUP(1,-LEFT(IA5328,ROW($1:$80)))),0,-LOOKUP(1,-LEFT(IA5328,ROW($1:$80)))))","v":""},{"$f":"IF(OR(ISBLANK(IB100),IB5328=\"\"),\"\",IF(ISERROR(-LOOKUP(1,-LEFT(IB5328,ROW($1:$80)))),0,-LOOKUP(1,-LEFT(IB5328,ROW($1:$80)))))","v":""},{"$f":"IF(OR(ISBLANK(IC100),IC5328=\"\"),\"\",IF(ISERROR(-LOOKUP(1,-LEFT(IC5328,ROW($1:$80)))),0,-LOOKUP(1,-LEFT(IC5328,ROW($1:$80)))))","v":""},{"$f":"IF(OR(ISBLANK(ID100),ID5328=\"\"),\"\",IF(ISERROR(-LOOKUP(1,-LEFT(ID5328,ROW($1:$80)))),0,-LOOKUP(1,-LEFT(ID5328,ROW($1:$80)))))","v":""},{"$f":"IF(OR(ISBLANK(IE100),IE5328=\"\"),\"\",IF(ISERROR(-LOOKUP(1,-LEFT(IE5328,ROW($1:$80)))),0,-LOOKUP(1,-LEFT(IE5328,ROW($1:$80)))))","v":""},{"$f":"IF(OR(ISBLANK(IF100),IF5328=\"\"),\"\",IF(ISERROR(-LOOKUP(1,-LEFT(IF5328,ROW($1:$80)))),0,-LOOKUP(1,-LEFT(IF5328,ROW($1:$80)))))","v":""},{"$f":"IF(OR(ISBLANK(IG100),IG5328=\"\"),\"\",IF(ISERROR(-LOOKUP(1,-LEFT(IG5328,ROW($1:$80)))),0,-LOOKUP(1,-LEFT(IG5328,ROW($1:$80)))))","v":""},{"$f":"IF(OR(ISBLANK(IH100),IH5328=\"\"),\"\",IF(ISERROR(-LOOKUP(1,-LEFT(IH5328,ROW($1:$80)))),0,-LOOKUP(1,-LEFT(IH5328,ROW($1:$80)))))","v":""},{"$f":"IF(OR(ISBLANK(II100),II5328=\"\"),\"\",IF(ISERROR(-LOOKUP(1,-LEFT(II5328,ROW($1:$80)))),0,-LOOKUP(1,-LEFT(II5328,ROW($1:$80)))))","v":""},{"$f":"IF(OR(ISBLANK(IJ100),IJ5328=\"\"),\"\",IF(ISERROR(-LOOKUP(1,-LEFT(IJ5328,ROW($1:$80)))),0,-LOOKUP(1,-LEFT(IJ5328,ROW($1:$80)))))","v":""},{"$f":"IF(OR(ISBLANK(IK100),IK5328=\"\"),\"\",IF(ISERROR(-LOOKUP(1,-LEFT(IK5328,ROW($1:$80)))),0,-LOOKUP(1,-LEFT(IK5328,ROW($1:$80)))))","v":""},{"$f":"IF(OR(ISBLANK(IL100),IL5328=\"\"),\"\",IF(ISERROR(-LOOKUP(1,-LEFT(IL5328,ROW($1:$80)))),0,-LOOKUP(1,-LEFT(IL5328,ROW($1:$80)))))","v":""},{"$f":"IF(OR(ISBLANK(IM100),IM5328=\"\"),\"\",IF(ISERROR(-LOOKUP(1,-LEFT(IM5328,ROW($1:$80)))),0,-LOOKUP(1,-LEFT(IM5328,ROW($1:$80)))))","v":""},{"$f":"IF(OR(ISBLANK(IN100),IN5328=\"\"),\"\",IF(ISERROR(-LOOKUP(1,-LEFT(IN5328,ROW($1:$80)))),0,-LOOKUP(1,-LEFT(IN5328,ROW($1:$80)))))","v":""},{"$f":"IF(OR(ISBLANK(IO100),IO5328=\"\"),\"\",IF(ISERROR(-LOOKUP(1,-LEFT(IO5328,ROW($1:$80)))),0,-LOOKUP(1,-LEFT(IO5328,ROW($1:$80)))))","v":""},{"$f":"IF(OR(ISBLANK(IP100),IP5328=\"\"),\"\",IF(ISERROR(-LOOKUP(1,-LEFT(IP5328,ROW($1:$80)))),0,-LOOKUP(1,-LEFT(IP5328,ROW($1:$80)))))","v":""},{"$f":"IF(OR(ISBLANK(IQ100),IQ5328=\"\"),\"\",IF(ISERROR(-LOOKUP(1,-LEFT(IQ5328,ROW($1:$80)))),0,-LOOKUP(1,-LEFT(IQ5328,ROW($1:$80)))))","v":""},{"$f":"IF(OR(ISBLANK(IR100),IR5328=\"\"),\"\",IF(ISERROR(-LOOKUP(1,-LEFT(IR5328,ROW($1:$80)))),0,-LOOKUP(1,-LEFT(IR5328,ROW($1:$80)))))","v":""},{"$f":"IF(OR(ISBLANK(IS100),IS5328=\"\"),\"\",IF(ISERROR(-LOOKUP(1,-LEFT(IS5328,ROW($1:$80)))),0,-LOOKUP(1,-LEFT(IS5328,ROW($1:$80)))))","v":""},{"$f":"IF(OR(ISBLANK(IT100),IT5328=\"\"),\"\",IF(ISERROR(-LOOKUP(1,-LEFT(IT5328,ROW($1:$80)))),0,-LOOKUP(1,-LEFT(IT5328,ROW($1:$80)))))","v":""},{"$f":"IF(OR(ISBLANK(IU100),IU5328=\"\"),\"\",IF(ISERROR(-LOOKUP(1,-LEFT(IU5328,ROW($1:$80)))),0,-LOOKUP(1,-LEFT(IU5328,ROW($1:$80)))))","v":""},{"$f":"IF(OR(ISBLANK(IV100),IV5328=\"\"),\"\",IF(ISERROR(-LOOKUP(1,-LEFT(IV5328,ROW($1:$80)))),0,-LOOKUP(1,-LEFT(IV5328,ROW($1:$80)))))","v":""},{"$f":"IF(OR(ISBLANK(IW100),IW5328=\"\"),\"\",IF(ISERROR(-LOOKUP(1,-LEFT(IW5328,ROW($1:$80)))),0,-LOOKUP(1,-LEFT(IW5328,ROW($1:$80)))))","v":""},{"$f":"IF(OR(ISBLANK(IX100),IX5328=\"\"),\"\",IF(ISERROR(-LOOKUP(1,-LEFT(IX5328,ROW($1:$80)))),0,-LOOKUP(1,-LEFT(IX5328,ROW($1:$80)))))","v":""},{"$f":"IF(OR(ISBLANK(IY100),IY5328=\"\"),\"\",IF(ISERROR(-LOOKUP(1,-LEFT(IY5328,ROW($1:$80)))),0,-LOOKUP(1,-LEFT(IY5328,ROW($1:$80)))))","v":""},{"$f":"IF(OR(ISBLANK(IZ100),IZ5328=\"\"),\"\",IF(ISERROR(-LOOKUP(1,-LEFT(IZ5328,ROW($1:$80)))),0,-LOOKUP(1,-LEFT(IZ5328,ROW($1:$80)))))","v":""},{"$f":"IF(OR(ISBLANK(JA100),JA5328=\"\"),\"\",IF(ISERROR(-LOOKUP(1,-LEFT(JA5328,ROW($1:$80)))),0,-LOOKUP(1,-LEFT(JA5328,ROW($1:$80)))))","v":""},{"$f":"IF(OR(ISBLANK(JB100),JB5328=\"\"),\"\",IF(ISERROR(-LOOKUP(1,-LEFT(JB5328,ROW($1:$80)))),0,-LOOKUP(1,-LEFT(JB5328,ROW($1:$80)))))","v":""},{"$f":"IF(OR(ISBLANK(JC100),JC5328=\"\"),\"\",IF(ISERROR(-LOOKUP(1,-LEFT(JC5328,ROW($1:$80)))),0,-LOOKUP(1,-LEFT(JC5328,ROW($1:$80)))))","v":""},{"$f":"IF(OR(ISBLANK(JD100),JD5328=\"\"),\"\",IF(ISERROR(-LOOKUP(1,-LEFT(JD5328,ROW($1:$80)))),0,-LOOKUP(1,-LEFT(JD5328,ROW($1:$80)))))","v":""},{"$f":"IF(OR(ISBLANK(JE100),JE5328=\"\"),\"\",IF(ISERROR(-LOOKUP(1,-LEFT(JE5328,ROW($1:$80)))),0,-LOOKUP(1,-LEFT(JE5328,ROW($1:$80)))))","v":""},{"$f":"IF(OR(ISBLANK(JF100),JF5328=\"\"),\"\",IF(ISERROR(-LOOKUP(1,-LEFT(JF5328,ROW($1:$80)))),0,-LOOKUP(1,-LEFT(JF5328,ROW($1:$80)))))","v":""},{"$f":"IF(OR(ISBLANK(JG100),JG5328=\"\"),\"\",IF(ISERROR(-LOOKUP(1,-LEFT(JG5328,ROW($1:$80)))),0,-LOOKUP(1,-LEFT(JG5328,ROW($1:$80)))))","v":""},{"$f":"IF(OR(ISBLANK(JH100),JH5328=\"\"),\"\",IF(ISERROR(-LOOKUP(1,-LEFT(JH5328,ROW($1:$80)))),0,-LOOKUP(1,-LEFT(JH5328,ROW($1:$80)))))","v":""},{"$f":"IF(OR(ISBLANK(JI100),JI5328=\"\"),\"\",IF(ISERROR(-LOOKUP(1,-LEFT(JI5328,ROW($1:$80)))),0,-LOOKUP(1,-LEFT(JI5328,ROW($1:$80)))))","v":""},{"$f":"IF(OR(ISBLANK(JJ100),JJ5328=\"\"),\"\",IF(ISERROR(-LOOKUP(1,-LEFT(JJ5328,ROW($1:$80)))),0,-LOOKUP(1,-LEFT(JJ5328,ROW($1:$80)))))","v":""},{"$f":"IF(OR(ISBLANK(JK100),JK5328=\"\"),\"\",IF(ISERROR(-LOOKUP(1,-LEFT(JK5328,ROW($1:$80)))),0,-LOOKUP(1,-LEFT(JK5328,ROW($1:$80)))))","v":""},{"$f":"IF(OR(ISBLANK(JL100),JL5328=\"\"),\"\",IF(ISERROR(-LOOKUP(1,-LEFT(JL5328,ROW($1:$80)))),0,-LOOKUP(1,-LEFT(JL5328,ROW($1:$80)))))","v":""},{"$f":"IF(OR(ISBLANK(JM100),JM5328=\"\"),\"\",IF(ISERROR(-LOOKUP(1,-LEFT(JM5328,ROW($1:$80)))),0,-LOOKUP(1,-LEFT(JM5328,ROW($1:$80)))))","v":""},{"$f":"IF(OR(ISBLANK(JN100),JN5328=\"\"),\"\",IF(ISERROR(-LOOKUP(1,-LEFT(JN5328,ROW($1:$80)))),0,-LOOKUP(1,-LEFT(JN5328,ROW($1:$80)))))","v":""},{"$f":"IF(OR(ISBLANK(JO100),JO5328=\"\"),\"\",IF(ISERROR(-LOOKUP(1,-LEFT(JO5328,ROW($1:$80)))),0,-LOOKUP(1,-LEFT(JO5328,ROW($1:$80)))))","v":""},{"$f":"IF(OR(ISBLANK(JP100),JP5328=\"\"),\"\",IF(ISERROR(-LOOKUP(1,-LEFT(JP5328,ROW($1:$80)))),0,-LOOKUP(1,-LEFT(JP5328,ROW($1:$80)))))","v":""},{"$f":"IF(OR(ISBLANK(JQ100),JQ5328=\"\"),\"\",IF(ISERROR(-LOOKUP(1,-LEFT(JQ5328,ROW($1:$80)))),0,-LOOKUP(1,-LEFT(JQ5328,ROW($1:$80)))))","v":""},{"$f":"IF(OR(ISBLANK(JR100),JR5328=\"\"),\"\",IF(ISERROR(-LOOKUP(1,-LEFT(JR5328,ROW($1:$80)))),0,-LOOKUP(1,-LEFT(JR5328,ROW($1:$80)))))","v":""},{"$f":"IF(OR(ISBLANK(JS100),JS5328=\"\"),\"\",IF(ISERROR(-LOOKUP(1,-LEFT(JS5328,ROW($1:$80)))),0,-LOOKUP(1,-LEFT(JS5328,ROW($1:$80)))))","v":""},{"$f":"IF(OR(ISBLANK(JT100),JT5328=\"\"),\"\",IF(ISERROR(-LOOKUP(1,-LEFT(JT5328,ROW($1:$80)))),0,-LOOKUP(1,-LEFT(JT5328,ROW($1:$80)))))","v":""},{"$f":"IF(OR(ISBLANK(JU100),JU5328=\"\"),\"\",IF(ISERROR(-LOOKUP(1,-LEFT(JU5328,ROW($1:$80)))),0,-LOOKUP(1,-LEFT(JU5328,ROW($1:$80)))))","v":""},{"$f":"IF(OR(ISBLANK(JV100),JV5328=\"\"),\"\",IF(ISERROR(-LOOKUP(1,-LEFT(JV5328,ROW($1:$80)))),0,-LOOKUP(1,-LEFT(JV5328,ROW($1:$80)))))","v":""},{"$f":"IF(OR(ISBLANK(JW100),JW5328=\"\"),\"\",IF(ISERROR(-LOOKUP(1,-LEFT(JW5328,ROW($1:$80)))),0,-LOOKUP(1,-LEFT(JW5328,ROW($1:$80)))))","v":""},{"$f":"IF(OR(ISBLANK(JX100),JX5328=\"\"),\"\",IF(ISERROR(-LOOKUP(1,-LEFT(JX5328,ROW($1:$80)))),0,-LOOKUP(1,-LEFT(JX5328,ROW($1:$80)))))","v":""},{"$f":"IF(OR(ISBLANK(JY100),JY5328=\"\"),\"\",IF(ISERROR(-LOOKUP(1,-LEFT(JY5328,ROW($1:$80)))),0,-LOOKUP(1,-LEFT(JY5328,ROW($1:$80)))))","v":""},{"$f":"IF(OR(ISBLANK(JZ100),JZ5328=\"\"),\"\",IF(ISERROR(-LOOKUP(1,-LEFT(JZ5328,ROW($1:$80)))),0,-LOOKUP(1,-LEFT(JZ5328,ROW($1:$80)))))","v":""},{"$f":"IF(OR(ISBLANK(KA100),KA5328=\"\"),\"\",IF(ISERROR(-LOOKUP(1,-LEFT(KA5328,ROW($1:$80)))),0,-LOOKUP(1,-LEFT(KA5328,ROW($1:$80)))))","v":""},{"$f":"IF(OR(ISBLANK(KB100),KB5328=\"\"),\"\",IF(ISERROR(-LOOKUP(1,-LEFT(KB5328,ROW($1:$80)))),0,-LOOKUP(1,-LEFT(KB5328,ROW($1:$80)))))","v":""},{"$f":"IF(OR(ISBLANK(KC100),KC5328=\"\"),\"\",IF(ISERROR(-LOOKUP(1,-LEFT(KC5328,ROW($1:$80)))),0,-LOOKUP(1,-LEFT(KC5328,ROW($1:$80)))))","v":""},{"$f":"IF(OR(ISBLANK(KD100),KD5328=\"\"),\"\",IF(ISERROR(-LOOKUP(1,-LEFT(KD5328,ROW($1:$80)))),0,-LOOKUP(1,-LEFT(KD5328,ROW($1:$80)))))","v":""},{"$f":"IF(OR(ISBLANK(KE100),KE5328=\"\"),\"\",IF(ISERROR(-LOOKUP(1,-LEFT(KE5328,ROW($1:$80)))),0,-LOOKUP(1,-LEFT(KE5328,ROW($1:$80)))))","v":""},{"$f":"IF(OR(ISBLANK(KF100),KF5328=\"\"),\"\",IF(ISERROR(-LOOKUP(1,-LEFT(KF5328,ROW($1:$80)))),0,-LOOKUP(1,-LEFT(KF5328,ROW($1:$80)))))","v":""},{"$f":"IF(OR(ISBLANK(KG100),KG5328=\"\"),\"\",IF(ISERROR(-LOOKUP(1,-LEFT(KG5328,ROW($1:$80)))),0,-LOOKUP(1,-LEFT(KG5328,ROW($1:$80)))))","v":""},{"$f":"IF(OR(ISBLANK(KH100),KH5328=\"\"),\"\",IF(ISERROR(-LOOKUP(1,-LEFT(KH5328,ROW($1:$80)))),0,-LOOKUP(1,-LEFT(KH5328,ROW($1:$80)))))","v":""},{"$f":"IF(OR(ISBLANK(KI100),KI5328=\"\"),\"\",IF(ISERROR(-LOOKUP(1,-LEFT(KI5328,ROW($1:$80)))),0,-LOOKUP(1,-LEFT(KI5328,ROW($1:$80)))))","v":""},{"$f":"IF(OR(ISBLANK(KJ100),KJ5328=\"\"),\"\",IF(ISERROR(-LOOKUP(1,-LEFT(KJ5328,ROW($1:$80)))),0,-LOOKUP(1,-LEFT(KJ5328,ROW($1:$80)))))","v":""},{"$f":"IF(OR(ISBLANK(KK100),KK5328=\"\"),\"\",IF(ISERROR(-LOOKUP(1,-LEFT(KK5328,ROW($1:$80)))),0,-LOOKUP(1,-LEFT(KK5328,ROW($1:$80)))))","v":""},{"$f":"IF(OR(ISBLANK(KL100),KL5328=\"\"),\"\",IF(ISERROR(-LOOKUP(1,-LEFT(KL5328,ROW($1:$80)))),0,-LOOKUP(1,-LEFT(KL5328,ROW($1:$80)))))","v":""},{"$f":"IF(OR(ISBLANK(KM100),KM5328=\"\"),\"\",IF(ISERROR(-LOOKUP(1,-LEFT(KM5328,ROW($1:$80)))),0,-LOOKUP(1,-LEFT(KM5328,ROW($1:$80)))))","v":""},{"$f":"IF(OR(ISBLANK(KN100),KN5328=\"\"),\"\",IF(ISERROR(-LOOKUP(1,-LEFT(KN5328,ROW($1:$80)))),0,-LOOKUP(1,-LEFT(KN5328,ROW($1:$80)))))","v":""},{"$f":"IF(OR(ISBLANK(KO100),KO5328=\"\"),\"\",IF(ISERROR(-LOOKUP(1,-LEFT(KO5328,ROW($1:$80)))),0,-LOOKUP(1,-LEFT(KO5328,ROW($1:$80)))))","v":""},{"$f":"IF(OR(ISBLANK(KP100),KP5328=\"\"),\"\",IF(ISERROR(-LOOKUP(1,-LEFT(KP5328,ROW($1:$80)))),0,-LOOKUP(1,-LEFT(KP5328,ROW($1:$80)))))","v":""},{"$f":"IF(OR(ISBLANK(KQ100),KQ5328=\"\"),\"\",IF(ISERROR(-LOOKUP(1,-LEFT(KQ5328,ROW($1:$80)))),0,-LOOKUP(1,-LEFT(KQ5328,ROW($1:$80)))))","v":""},{"$f":"IF(OR(ISBLANK(KR100),KR5328=\"\"),\"\",IF(ISERROR(-LOOKUP(1,-LEFT(KR5328,ROW($1:$80)))),0,-LOOKUP(1,-LEFT(KR5328,ROW($1:$80)))))","v":""},{"$f":"IF(OR(ISBLANK(KS100),KS5328=\"\"),\"\",IF(ISERROR(-LOOKUP(1,-LEFT(KS5328,ROW($1:$80)))),0,-LOOKUP(1,-LEFT(KS5328,ROW($1:$80)))))","v":""},{"$f":"IF(OR(ISBLANK(KT100),KT5328=\"\"),\"\",IF(ISERROR(-LOOKUP(1,-LEFT(KT5328,ROW($1:$80)))),0,-LOOKUP(1,-LEFT(KT5328,ROW($1:$80)))))","v":""},{"$f":"IF(OR(ISBLANK(KU100),KU5328=\"\"),\"\",IF(ISERROR(-LOOKUP(1,-LEFT(KU5328,ROW($1:$80)))),0,-LOOKUP(1,-LEFT(KU5328,ROW($1:$80)))))","v":""},{"$f":"IF(OR(ISBLANK(KV100),KV5328=\"\"),\"\",IF(ISERROR(-LOOKUP(1,-LEFT(KV5328,ROW($1:$80)))),0,-LOOKUP(1,-LEFT(KV5328,ROW($1:$80)))))","v":""},{"$f":"IF(OR(ISBLANK(KW100),KW5328=\"\"),\"\",IF(ISERROR(-LOOKUP(1,-LEFT(KW5328,ROW($1:$80)))),0,-LOOKUP(1,-LEFT(KW5328,ROW($1:$80)))))","v":""},{"$f":"IF(OR(ISBLANK(KX100),KX5328=\"\"),\"\",IF(ISERROR(-LOOKUP(1,-LEFT(KX5328,ROW($1:$80)))),0,-LOOKUP(1,-LEFT(KX5328,ROW($1:$80)))))","v":""},{"$f":"IF(OR(ISBLANK(KY100),KY5328=\"\"),\"\",IF(ISERROR(-LOOKUP(1,-LEFT(KY5328,ROW($1:$80)))),0,-LOOKUP(1,-LEFT(KY5328,ROW($1:$80)))))","v":""},{"$f":"IF(OR(ISBLANK(KZ100),KZ5328=\"\"),\"\",IF(ISERROR(-LOOKUP(1,-LEFT(KZ5328,ROW($1:$80)))),0,-LOOKUP(1,-LEFT(KZ5328,ROW($1:$80)))))","v":""},{"$f":"IF(OR(ISBLANK(LA100),LA5328=\"\"),\"\",IF(ISERROR(-LOOKUP(1,-LEFT(LA5328,ROW($1:$80)))),0,-LOOKUP(1,-LEFT(LA5328,ROW($1:$80)))))","v":""},{"$f":"IF(OR(ISBLANK(LB100),LB5328=\"\"),\"\",IF(ISERROR(-LOOKUP(1,-LEFT(LB5328,ROW($1:$80)))),0,-LOOKUP(1,-LEFT(LB5328,ROW($1:$80)))))","v":""},{"$f":"IF(OR(ISBLANK(LC100),LC5328=\"\"),\"\",IF(ISERROR(-LOOKUP(1,-LEFT(LC5328,ROW($1:$80)))),0,-LOOKUP(1,-LEFT(LC5328,ROW($1:$80)))))","v":""},{"$f":"IF(OR(ISBLANK(LD100),LD5328=\"\"),\"\",IF(ISERROR(-LOOKUP(1,-LEFT(LD5328,ROW($1:$80)))),0,-LOOKUP(1,-LEFT(LD5328,ROW($1:$80)))))","v":""},{"$f":"IF(OR(ISBLANK(LE100),LE5328=\"\"),\"\",IF(ISERROR(-LOOKUP(1,-LEFT(LE5328,ROW($1:$80)))),0,-LOOKUP(1,-LEFT(LE5328,ROW($1:$80)))))","v":""},{"$f":"IF(OR(ISBLANK(LF100),LF5328=\"\"),\"\",IF(ISERROR(-LOOKUP(1,-LEFT(LF5328,ROW($1:$80)))),0,-LOOKUP(1,-LEFT(LF5328,ROW($1:$80)))))","v":""},{"$f":"IF(OR(ISBLANK(LG100),LG5328=\"\"),\"\",IF(ISERROR(-LOOKUP(1,-LEFT(LG5328,ROW($1:$80)))),0,-LOOKUP(1,-LEFT(LG5328,ROW($1:$80)))))","v":""},{"$f":"IF(OR(ISBLANK(LH100),LH5328=\"\"),\"\",IF(ISERROR(-LOOKUP(1,-LEFT(LH5328,ROW($1:$80)))),0,-LOOKUP(1,-LEFT(LH5328,ROW($1:$80)))))","v":""},{"$f":"IF(OR(ISBLANK(LI100),LI5328=\"\"),\"\",IF(ISERROR(-LOOKUP(1,-LEFT(LI5328,ROW($1:$80)))),0,-LOOKUP(1,-LEFT(LI5328,ROW($1:$80)))))","v":""},{"$f":"IF(OR(ISBLANK(LJ100),LJ5328=\"\"),\"\",IF(ISERROR(-LOOKUP(1,-LEFT(LJ5328,ROW($1:$80)))),0,-LOOKUP(1,-LEFT(LJ5328,ROW($1:$80)))))","v":""},{"$f":"IF(OR(ISBLANK(LK100),LK5328=\"\"),\"\",IF(ISERROR(-LOOKUP(1,-LEFT(LK5328,ROW($1:$80)))),0,-LOOKUP(1,-LEFT(LK5328,ROW($1:$80)))))","v":""},{"$f":"IF(OR(ISBLANK(LL100),LL5328=\"\"),\"\",IF(ISERROR(-LOOKUP(1,-LEFT(LL5328,ROW($1:$80)))),0,-LOOKUP(1,-LEFT(LL5328,ROW($1:$80)))))","v":""},{"$f":"IF(OR(ISBLANK(LM100),LM5328=\"\"),\"\",IF(ISERROR(-LOOKUP(1,-LEFT(LM5328,ROW($1:$80)))),0,-LOOKUP(1,-LEFT(LM5328,ROW($1:$80)))))","v":""},{"$f":"IF(OR(ISBLANK(LN100),LN5328=\"\"),\"\",IF(ISERROR(-LOOKUP(1,-LEFT(LN5328,ROW($1:$80)))),0,-LOOKUP(1,-LEFT(LN5328,ROW($1:$80)))))","v":""},{"$f":"IF(OR(ISBLANK(LO100),LO5328=\"\"),\"\",IF(ISERROR(-LOOKUP(1,-LEFT(LO5328,ROW($1:$80)))),0,-LOOKUP(1,-LEFT(LO5328,ROW($1:$80)))))","v":""},{"$f":"IF(OR(ISBLANK(LP100),LP5328=\"\"),\"\",IF(ISERROR(-LOOKUP(1,-LEFT(LP5328,ROW($1:$80)))),0,-LOOKUP(1,-LEFT(LP5328,ROW($1:$80)))))","v":""},{"$f":"IF(OR(ISBLANK(LQ100),LQ5328=\"\"),\"\",IF(ISERROR(-LOOKUP(1,-LEFT(LQ5328,ROW($1:$80)))),0,-LOOKUP(1,-LEFT(LQ5328,ROW($1:$80)))))","v":""},{"$f":"IF(OR(ISBLANK(LR100),LR5328=\"\"),\"\",IF(ISERROR(-LOOKUP(1,-LEFT(LR5328,ROW($1:$80)))),0,-LOOKUP(1,-LEFT(LR5328,ROW($1:$80)))))","v":""},{"$f":"IF(OR(ISBLANK(LS100),LS5328=\"\"),\"\",IF(ISERROR(-LOOKUP(1,-LEFT(LS5328,ROW($1:$80)))),0,-LOOKUP(1,-LEFT(LS5328,ROW($1:$80)))))","v":""},{"$f":"IF(OR(ISBLANK(LT100),LT5328=\"\"),\"\",IF(ISERROR(-LOOKUP(1,-LEFT(LT5328,ROW($1:$80)))),0,-LOOKUP(1,-LEFT(LT5328,ROW($1:$80)))))","v":""},{"$f":"IF(OR(ISBLANK(LU100),LU5328=\"\"),\"\",IF(ISERROR(-LOOKUP(1,-LEFT(LU5328,ROW($1:$80)))),0,-LOOKUP(1,-LEFT(LU5328,ROW($1:$80)))))","v":""},{"$f":"IF(OR(ISBLANK(LV100),LV5328=\"\"),\"\",IF(ISERROR(-LOOKUP(1,-LEFT(LV5328,ROW($1:$80)))),0,-LOOKUP(1,-LEFT(LV5328,ROW($1:$80)))))","v":""},{"$f":"IF(OR(ISBLANK(LW100),LW5328=\"\"),\"\",IF(ISERROR(-LOOKUP(1,-LEFT(LW5328,ROW($1:$80)))),0,-LOOKUP(1,-LEFT(LW5328,ROW($1:$80)))))","v":""},{"$f":"IF(OR(ISBLANK(LX100),LX5328=\"\"),\"\",IF(ISERROR(-LOOKUP(1,-LEFT(LX5328,ROW($1:$80)))),0,-LOOKUP(1,-LEFT(LX5328,ROW($1:$80)))))","v":""},{"$f":"IF(OR(ISBLANK(LY100),LY5328=\"\"),\"\",IF(ISERROR(-LOOKUP(1,-LEFT(LY5328,ROW($1:$80)))),0,-LOOKUP(1,-LEFT(LY5328,ROW($1:$80)))))","v":""},{"$f":"IF(OR(ISBLANK(LZ100),LZ5328=\"\"),\"\",IF(ISERROR(-LOOKUP(1,-LEFT(LZ5328,ROW($1:$80)))),0,-LOOKUP(1,-LEFT(LZ5328,ROW($1:$80)))))","v":""},{"$f":"IF(OR(ISBLANK(MA100),MA5328=\"\"),\"\",IF(ISERROR(-LOOKUP(1,-LEFT(MA5328,ROW($1:$80)))),0,-LOOKUP(1,-LEFT(MA5328,ROW($1:$80)))))","v":""},{"$f":"IF(OR(ISBLANK(MB100),MB5328=\"\"),\"\",IF(ISERROR(-LOOKUP(1,-LEFT(MB5328,ROW($1:$80)))),0,-LOOKUP(1,-LEFT(MB5328,ROW($1:$80)))))","v":""},{"$f":"IF(OR(ISBLANK(MC100),MC5328=\"\"),\"\",IF(ISERROR(-LOOKUP(1,-LEFT(MC5328,ROW($1:$80)))),0,-LOOKUP(1,-LEFT(MC5328,ROW($1:$80)))))","v":""},{"$f":"IF(OR(ISBLANK(MD100),MD5328=\"\"),\"\",IF(ISERROR(-LOOKUP(1,-LEFT(MD5328,ROW($1:$80)))),0,-LOOKUP(1,-LEFT(MD5328,ROW($1:$80)))))","v":""},{"$f":"IF(OR(ISBLANK(ME100),ME5328=\"\"),\"\",IF(ISERROR(-LOOKUP(1,-LEFT(ME5328,ROW($1:$80)))),0,-LOOKUP(1,-LEFT(ME5328,ROW($1:$80)))))","v":""},{"$f":"IF(OR(ISBLANK(MF100),MF5328=\"\"),\"\",IF(ISERROR(-LOOKUP(1,-LEFT(MF5328,ROW($1:$80)))),0,-LOOKUP(1,-LEFT(MF5328,ROW($1:$80)))))","v":""},{"$f":"IF(OR(ISBLANK(MG100),MG5328=\"\"),\"\",IF(ISERROR(-LOOKUP(1,-LEFT(MG5328,ROW($1:$80)))),0,-LOOKUP(1,-LEFT(MG5328,ROW($1:$80)))))","v":""},{"$f":"IF(OR(ISBLANK(MH100),MH5328=\"\"),\"\",IF(ISERROR(-LOOKUP(1,-LEFT(MH5328,ROW($1:$80)))),0,-LOOKUP(1,-LEFT(MH5328,ROW($1:$80)))))","v":""},{"$f":"IF(OR(ISBLANK(MI100),MI5328=\"\"),\"\",IF(ISERROR(-LOOKUP(1,-LEFT(MI5328,ROW($1:$80)))),0,-LOOKUP(1,-LEFT(MI5328,ROW($1:$80)))))","v":""},{"$f":"IF(OR(ISBLANK(MJ100),MJ5328=\"\"),\"\",IF(ISERROR(-LOOKUP(1,-LEFT(MJ5328,ROW($1:$80)))),0,-LOOKUP(1,-LEFT(MJ5328,ROW($1:$80)))))","v":""},{"$f":"IF(OR(ISBLANK(MK100),MK5328=\"\"),\"\",IF(ISERROR(-LOOKUP(1,-LEFT(MK5328,ROW($1:$80)))),0,-LOOKUP(1,-LEFT(MK5328,ROW($1:$80)))))","v":""},{"$f":"IF(OR(ISBLANK(ML100),ML5328=\"\"),\"\",IF(ISERROR(-LOOKUP(1,-LEFT(ML5328,ROW($1:$80)))),0,-LOOKUP(1,-LEFT(ML5328,ROW($1:$80)))))","v":""},{"$f":"IF(OR(ISBLANK(MM100),MM5328=\"\"),\"\",IF(ISERROR(-LOOKUP(1,-LEFT(MM5328,ROW($1:$80)))),0,-LOOKUP(1,-LEFT(MM5328,ROW($1:$80)))))","v":""},{"$f":"IF(OR(ISBLANK(MN100),MN5328=\"\"),\"\",IF(ISERROR(-LOOKUP(1,-LEFT(MN5328,ROW($1:$80)))),0,-LOOKUP(1,-LEFT(MN5328,ROW($1:$80)))))","v":""},{"$f":"IF(OR(ISBLANK(MO100),MO5328=\"\"),\"\",IF(ISERROR(-LOOKUP(1,-LEFT(MO5328,ROW($1:$80)))),0,-LOOKUP(1,-LEFT(MO5328,ROW($1:$80)))))","v":""},{"$f":"IF(OR(ISBLANK(MP100),MP5328=\"\"),\"\",IF(ISERROR(-LOOKUP(1,-LEFT(MP5328,ROW($1:$80)))),0,-LOOKUP(1,-LEFT(MP5328,ROW($1:$80)))))","v":""},{"$f":"IF(OR(ISBLANK(MQ100),MQ5328=\"\"),\"\",IF(ISERROR(-LOOKUP(1,-LEFT(MQ5328,ROW($1:$80)))),0,-LOOKUP(1,-LEFT(MQ5328,ROW($1:$80)))))","v":""},{"$f":"IF(OR(ISBLANK(MR100),MR5328=\"\"),\"\",IF(ISERROR(-LOOKUP(1,-LEFT(MR5328,ROW($1:$80)))),0,-LOOKUP(1,-LEFT(MR5328,ROW($1:$80)))))","v":""},{"$f":"IF(OR(ISBLANK(MS100),MS5328=\"\"),\"\",IF(ISERROR(-LOOKUP(1,-LEFT(MS5328,ROW($1:$80)))),0,-LOOKUP(1,-LEFT(MS5328,ROW($1:$80)))))","v":""},{"$f":"IF(OR(ISBLANK(MT100),MT5328=\"\"),\"\",IF(ISERROR(-LOOKUP(1,-LEFT(MT5328,ROW($1:$80)))),0,-LOOKUP(1,-LEFT(MT5328,ROW($1:$80)))))","v":""},{"$f":"IF(OR(ISBLANK(MU100),MU5328=\"\"),\"\",IF(ISERROR(-LOOKUP(1,-LEFT(MU5328,ROW($1:$80)))),0,-LOOKUP(1,-LEFT(MU5328,ROW($1:$80)))))","v":""},{"$f":"IF(OR(ISBLANK(MV100),MV5328=\"\"),\"\",IF(ISERROR(-LOOKUP(1,-LEFT(MV5328,ROW($1:$80)))),0,-LOOKUP(1,-LEFT(MV5328,ROW($1:$80)))))","v":""},{"$f":"IF(OR(ISBLANK(MW100),MW5328=\"\"),\"\",IF(ISERROR(-LOOKUP(1,-LEFT(MW5328,ROW($1:$80)))),0,-LOOKUP(1,-LEFT(MW5328,ROW($1:$80)))))","v":""},{"$f":"IF(OR(ISBLANK(MX100),MX5328=\"\"),\"\",IF(ISERROR(-LOOKUP(1,-LEFT(MX5328,ROW($1:$80)))),0,-LOOKUP(1,-LEFT(MX5328,ROW($1:$80)))))","v":""},{"$f":"IF(OR(ISBLANK(MY100),MY5328=\"\"),\"\",IF(ISERROR(-LOOKUP(1,-LEFT(MY5328,ROW($1:$80)))),0,-LOOKUP(1,-LEFT(MY5328,ROW($1:$80)))))","v":""},{"$f":"IF(OR(ISBLANK(MZ100),MZ5328=\"\"),\"\",IF(ISERROR(-LOOKUP(1,-LEFT(MZ5328,ROW($1:$80)))),0,-LOOKUP(1,-LEFT(MZ5328,ROW($1:$80)))))","v":""},{"$f":"IF(OR(ISBLANK(NA100),NA5328=\"\"),\"\",IF(ISERROR(-LOOKUP(1,-LEFT(NA5328,ROW($1:$80)))),0,-LOOKUP(1,-LEFT(NA5328,ROW($1:$80)))))","v":""},{"$f":"IF(OR(ISBLANK(NB100),NB5328=\"\"),\"\",IF(ISERROR(-LOOKUP(1,-LEFT(NB5328,ROW($1:$80)))),0,-LOOKUP(1,-LEFT(NB5328,ROW($1:$80)))))","v":""},{"$f":"IF(OR(ISBLANK(NC100),NC5328=\"\"),\"\",IF(ISERROR(-LOOKUP(1,-LEFT(NC5328,ROW($1:$80)))),0,-LOOKUP(1,-LEFT(NC5328,ROW($1:$80)))))","v":""},{"$f":"IF(OR(ISBLANK(ND100),ND5328=\"\"),\"\",IF(ISERROR(-LOOKUP(1,-LEFT(ND5328,ROW($1:$80)))),0,-LOOKUP(1,-LEFT(ND5328,ROW($1:$80)))))","v":""},{"$f":"IF(OR(ISBLANK(NE100),NE5328=\"\"),\"\",IF(ISERROR(-LOOKUP(1,-LEFT(NE5328,ROW($1:$80)))),0,-LOOKUP(1,-LEFT(NE5328,ROW($1:$80)))))","v":""},{"$f":"IF(OR(ISBLANK(NF100),NF5328=\"\"),\"\",IF(ISERROR(-LOOKUP(1,-LEFT(NF5328,ROW($1:$80)))),0,-LOOKUP(1,-LEFT(NF5328,ROW($1:$80)))))","v":""},{"$f":"IF(OR(ISBLANK(NG100),NG5328=\"\"),\"\",IF(ISERROR(-LOOKUP(1,-LEFT(NG5328,ROW($1:$80)))),0,-LOOKUP(1,-LEFT(NG5328,ROW($1:$80)))))","v":""},{"$f":"IF(OR(ISBLANK(NH100),NH5328=\"\"),\"\",IF(ISERROR(-LOOKUP(1,-LEFT(NH5328,ROW($1:$80)))),0,-LOOKUP(1,-LEFT(NH5328,ROW($1:$80)))))","v":""},{"$f":"IF(OR(ISBLANK(NI100),NI5328=\"\"),\"\",IF(ISERROR(-LOOKUP(1,-LEFT(NI5328,ROW($1:$80)))),0,-LOOKUP(1,-LEFT(NI5328,ROW($1:$80)))))","v":""},{"$f":"IF(OR(ISBLANK(NJ100),NJ5328=\"\"),\"\",IF(ISERROR(-LOOKUP(1,-LEFT(NJ5328,ROW($1:$80)))),0,-LOOKUP(1,-LEFT(NJ5328,ROW($1:$80)))))","v":""},{"$f":"IF(OR(ISBLANK(NK100),NK5328=\"\"),\"\",IF(ISERROR(-LOOKUP(1,-LEFT(NK5328,ROW($1:$80)))),0,-LOOKUP(1,-LEFT(NK5328,ROW($1:$80)))))","v":""},{"$f":"IF(OR(ISBLANK(NL100),NL5328=\"\"),\"\",IF(ISERROR(-LOOKUP(1,-LEFT(NL5328,ROW($1:$80)))),0,-LOOKUP(1,-LEFT(NL5328,ROW($1:$80)))))","v":""},{"$f":"IF(OR(ISBLANK(NM100),NM5328=\"\"),\"\",IF(ISERROR(-LOOKUP(1,-LEFT(NM5328,ROW($1:$80)))),0,-LOOKUP(1,-LEFT(NM5328,ROW($1:$80)))))","v":""},{"$f":"IF(OR(ISBLANK(NN100),NN5328=\"\"),\"\",IF(ISERROR(-LOOKUP(1,-LEFT(NN5328,ROW($1:$80)))),0,-LOOKUP(1,-LEFT(NN5328,ROW($1:$80)))))","v":""},{"$f":"IF(OR(ISBLANK(NO100),NO5328=\"\"),\"\",IF(ISERROR(-LOOKUP(1,-LEFT(NO5328,ROW($1:$80)))),0,-LOOKUP(1,-LEFT(NO5328,ROW($1:$80)))))","v":""},{"$f":"IF(OR(ISBLANK(NP100),NP5328=\"\"),\"\",IF(ISERROR(-LOOKUP(1,-LEFT(NP5328,ROW($1:$80)))),0,-LOOKUP(1,-LEFT(NP5328,ROW($1:$80)))))","v":""},{"$f":"IF(OR(ISBLANK(NQ100),NQ5328=\"\"),\"\",IF(ISERROR(-LOOKUP(1,-LEFT(NQ5328,ROW($1:$80)))),0,-LOOKUP(1,-LEFT(NQ5328,ROW($1:$80)))))","v":""},{"$f":"IF(OR(ISBLANK(NR100),NR5328=\"\"),\"\",IF(ISERROR(-LOOKUP(1,-LEFT(NR5328,ROW($1:$80)))),0,-LOOKUP(1,-LEFT(NR5328,ROW($1:$80)))))","v":""},{"$f":"IF(OR(ISBLANK(NS100),NS5328=\"\"),\"\",IF(ISERROR(-LOOKUP(1,-LEFT(NS5328,ROW($1:$80)))),0,-LOOKUP(1,-LEFT(NS5328,ROW($1:$80)))))","v":""},{"$f":"IF(OR(ISBLANK(NT100),NT5328=\"\"),\"\",IF(ISERROR(-LOOKUP(1,-LEFT(NT5328,ROW($1:$80)))),0,-LOOKUP(1,-LEFT(NT5328,ROW($1:$80)))))","v":""},{"$f":"IF(OR(ISBLANK(NU100),NU5328=\"\"),\"\",IF(ISERROR(-LOOKUP(1,-LEFT(NU5328,ROW($1:$80)))),0,-LOOKUP(1,-LEFT(NU5328,ROW($1:$80)))))","v":""},{"$f":"IF(OR(ISBLANK(NV100),NV5328=\"\"),\"\",IF(ISERROR(-LOOKUP(1,-LEFT(NV5328,ROW($1:$80)))),0,-LOOKUP(1,-LEFT(NV5328,ROW($1:$80)))))","v":""},{"$f":"IF(OR(ISBLANK(NW100),NW5328=\"\"),\"\",IF(ISERROR(-LOOKUP(1,-LEFT(NW5328,ROW($1:$80)))),0,-LOOKUP(1,-LEFT(NW5328,ROW($1:$80)))))","v":""},{"$f":"IF(OR(ISBLANK(NX100),NX5328=\"\"),\"\",IF(ISERROR(-LOOKUP(1,-LEFT(NX5328,ROW($1:$80)))),0,-LOOKUP(1,-LEFT(NX5328,ROW($1:$80)))))","v":""},{"$f":"IF(OR(ISBLANK(NY100),NY5328=\"\"),\"\",IF(ISERROR(-LOOKUP(1,-LEFT(NY5328,ROW($1:$80)))),0,-LOOKUP(1,-LEFT(NY5328,ROW($1:$80)))))","v":""},{"$f":"IF(OR(ISBLANK(NZ100),NZ5328=\"\"),\"\",IF(ISERROR(-LOOKUP(1,-LEFT(NZ5328,ROW($1:$80)))),0,-LOOKUP(1,-LEFT(NZ5328,ROW($1:$80)))))","v":""},{"$f":"IF(OR(ISBLANK(OA100),OA5328=\"\"),\"\",IF(ISERROR(-LOOKUP(1,-LEFT(OA5328,ROW($1:$80)))),0,-LOOKUP(1,-LEFT(OA5328,ROW($1:$80)))))","v":""},{"$f":"IF(OR(ISBLANK(OB100),OB5328=\"\"),\"\",IF(ISERROR(-LOOKUP(1,-LEFT(OB5328,ROW($1:$80)))),0,-LOOKUP(1,-LEFT(OB5328,ROW($1:$80)))))","v":""},{"$f":"IF(OR(ISBLANK(OC100),OC5328=\"\"),\"\",IF(ISERROR(-LOOKUP(1,-LEFT(OC5328,ROW($1:$80)))),0,-LOOKUP(1,-LEFT(OC5328,ROW($1:$80)))))","v":""},{"$f":"IF(OR(ISBLANK(OD100),OD5328=\"\"),\"\",IF(ISERROR(-LOOKUP(1,-LEFT(OD5328,ROW($1:$80)))),0,-LOOKUP(1,-LEFT(OD5328,ROW($1:$80)))))","v":""},{"$f":"IF(OR(ISBLANK(OE100),OE5328=\"\"),\"\",IF(ISERROR(-LOOKUP(1,-LEFT(OE5328,ROW($1:$80)))),0,-LOOKUP(1,-LEFT(OE5328,ROW($1:$80)))))","v":""},{"$f":"IF(OR(ISBLANK(OF100),OF5328=\"\"),\"\",IF(ISERROR(-LOOKUP(1,-LEFT(OF5328,ROW($1:$80)))),0,-LOOKUP(1,-LEFT(OF5328,ROW($1:$80)))))","v":""},{"$f":"IF(OR(ISBLANK(OG100),OG5328=\"\"),\"\",IF(ISERROR(-LOOKUP(1,-LEFT(OG5328,ROW($1:$80)))),0,-LOOKUP(1,-LEFT(OG5328,ROW($1:$80)))))","v":""},{"$f":"IF(OR(ISBLANK(OH100),OH5328=\"\"),\"\",IF(ISERROR(-LOOKUP(1,-LEFT(OH5328,ROW($1:$80)))),0,-LOOKUP(1,-LEFT(OH5328,ROW($1:$80)))))","v":""},{"$f":"IF(OR(ISBLANK(OI100),OI5328=\"\"),\"\",IF(ISERROR(-LOOKUP(1,-LEFT(OI5328,ROW($1:$80)))),0,-LOOKUP(1,-LEFT(OI5328,ROW($1:$80)))))","v":""},{"$f":"IF(OR(ISBLANK(OJ100),OJ5328=\"\"),\"\",IF(ISERROR(-LOOKUP(1,-LEFT(OJ5328,ROW($1:$80)))),0,-LOOKUP(1,-LEFT(OJ5328,ROW($1:$80)))))","v":""},{"$f":"IF(OR(ISBLANK(OK100),OK5328=\"\"),\"\",IF(ISERROR(-LOOKUP(1,-LEFT(OK5328,ROW($1:$80)))),0,-LOOKUP(1,-LEFT(OK5328,ROW($1:$80)))))","v":""},{"$f":"IF(OR(ISBLANK(OL100),OL5328=\"\"),\"\",IF(ISERROR(-LOOKUP(1,-LEFT(OL5328,ROW($1:$80)))),0,-LOOKUP(1,-LEFT(OL5328,ROW($1:$80)))))","v":""},{"$f":"IF(OR(ISBLANK(OM100),OM5328=\"\"),\"\",IF(ISERROR(-LOOKUP(1,-LEFT(OM5328,ROW($1:$80)))),0,-LOOKUP(1,-LEFT(OM5328,ROW($1:$80)))))","v":""},{"$f":"IF(OR(ISBLANK(ON100),ON5328=\"\"),\"\",IF(ISERROR(-LOOKUP(1,-LEFT(ON5328,ROW($1:$80)))),0,-LOOKUP(1,-LEFT(ON5328,ROW($1:$80)))))","v":""},{"$f":"IF(OR(ISBLANK(OO100),OO5328=\"\"),\"\",IF(ISERROR(-LOOKUP(1,-LEFT(OO5328,ROW($1:$80)))),0,-LOOKUP(1,-LEFT(OO5328,ROW($1:$80)))))","v":""},{"$f":"IF(OR(ISBLANK(OP100),OP5328=\"\"),\"\",IF(ISERROR(-LOOKUP(1,-LEFT(OP5328,ROW($1:$80)))),0,-LOOKUP(1,-LEFT(OP5328,ROW($1:$80)))))","v":""},{"$f":"IF(OR(ISBLANK(OQ100),OQ5328=\"\"),\"\",IF(ISERROR(-LOOKUP(1,-LEFT(OQ5328,ROW($1:$80)))),0,-LOOKUP(1,-LEFT(OQ5328,ROW($1:$80)))))","v":""}]
[null,null," 売電量(太陽光発電) [MJ]",null,null,{"$f":"IF(OR(F6=\"共用部除外\",F6=\"共用部なし\",F6=\"\"),\"\",IF(OR(F9<>\"標準入力法\",ISBLANK(E100),ISERROR(E5245)),\"\",\nIF(OR(E6<>$D$5209,COUNTBLANK(E26)=1,AND(F6<>$D$5214,F6<>$D$5213,T5201=0)),\"\",\nIF(OR(G5103=D5202,G5103=D5205,G5103=D5206),\nSUM(G5107)*1000+SUM(F23)*1,\nIF(OR(G5103=D5203,G5103=D5204),\nSUM(G5107)*1000+SUM(G5353)*1+SUM(F23)*1,\n\"\")))))","v":""},{"$f":"IF(OR(E$6<>$D$5209,COUNTBLANK(H32)=1),\"\",\nIF(OR(E6<>$D$5209,COUNTBLANK(E26)=1,AND(F6<>$D$5214,F6<>$D$5213,T5201=0)),\"\",\nIF(OR(G5103=D5202,G5103=D5205,G5103=D5206),SUM(G5353)*1,\nIF(OR(G5103=D5203,G5103=D5204),0,\n\"\"))))","v":""},{"$f":"IF(OR(ISBLANK(H100),H5329=\"\"),\"\",IF(ISERROR(-LOOKUP(1,-LEFT(H5329,ROW($1:$80)))),0,-LOOKUP(1,-LEFT(H5329,ROW($1:$80)))))","v":""},{"$f":"IF(OR(ISBLANK(I100),I5329=\"\"),\"\",IF(ISERROR(-LOOKUP(1,-LEFT(I5329,ROW($1:$80)))),0,-LOOKUP(1,-LEFT(I5329,ROW($1:$80)))))","v":""},{"$f":"IF(OR(ISBLANK(J100),J5329=\"\"),\"\",IF(ISERROR(-LOOKUP(1,-LEFT(J5329,ROW($1:$80)))),0,-LOOKUP(1,-LEFT(J5329,ROW($1:$80)))))","v":""},{"$f":"IF(OR(ISBLANK(K100),K5329=\"\"),\"\",IF(ISERROR(-LOOKUP(1,-LEFT(K5329,ROW($1:$80)))),0,-LOOKUP(1,-LEFT(K5329,ROW($1:$80)))))","v":""},{"$f":"IF(OR(ISBLANK(L100),L5329=\"\"),\"\",IF(ISERROR(-LOOKUP(1,-LEFT(L5329,ROW($1:$80)))),0,-LOOKUP(1,-LEFT(L5329,ROW($1:$80)))))","v":""},{"$f":"IF(OR(ISBLANK(M100),M5329=\"\"),\"\",IF(ISERROR(-LOOKUP(1,-LEFT(M5329,ROW($1:$80)))),0,-LOOKUP(1,-LEFT(M5329,ROW($1:$80)))))","v":""},{"$f":"IF(OR(ISBLANK(N100),N5329=\"\"),\"\",IF(ISERROR(-LOOKUP(1,-LEFT(N5329,ROW($1:$80)))),0,-LOOKUP(1,-LEFT(N5329,ROW($1:$80)))))","v":""},{"$f":"IF(OR(ISBLANK(O100),O5329=\"\"),\"\",IF(ISERROR(-LOOKUP(1,-LEFT(O5329,ROW($1:$80)))),0,-LOOKUP(1,-LEFT(O5329,ROW($1:$80)))))","v":""},{"$f":"IF(OR(ISBLANK(P100),P5329=\"\"),\"\",IF(ISERROR(-LOOKUP(1,-LEFT(P5329,ROW($1:$80)))),0,-LOOKUP(1,-LEFT(P5329,ROW($1:$80)))))","v":""},{"$f":"IF(OR(ISBLANK(Q100),Q5329=\"\"),\"\",IF(ISERROR(-LOOKUP(1,-LEFT(Q5329,ROW($1:$80)))),0,-LOOKUP(1,-LEFT(Q5329,ROW($1:$80)))))","v":""},{"$f":"IF(OR(ISBLANK(R100),R5329=\"\"),\"\",IF(ISERROR(-LOOKUP(1,-LEFT(R5329,ROW($1:$80)))),0,-LOOKUP(1,-LEFT(R5329,ROW($1:$80)))))","v":""},{"$f":"IF(OR(ISBLANK(S100),S5329=\"\"),\"\",IF(ISERROR(-LOOKUP(1,-LEFT(S5329,ROW($1:$80)))),0,-LOOKUP(1,-LEFT(S5329,ROW($1:$80)))))","v":""},{"$f":"IF(OR(ISBLANK(T100),T5329=\"\"),\"\",IF(ISERROR(-LOOKUP(1,-LEFT(T5329,ROW($1:$80)))),0,-LOOKUP(1,-LEFT(T5329,ROW($1:$80)))))","v":""},{"$f":"IF(OR(ISBLANK(U100),U5329=\"\"),\"\",IF(ISERROR(-LOOKUP(1,-LEFT(U5329,ROW($1:$80)))),0,-LOOKUP(1,-LEFT(U5329,ROW($1:$80)))))","v":""},{"$f":"IF(OR(ISBLANK(V100),V5329=\"\"),\"\",IF(ISERROR(-LOOKUP(1,-LEFT(V5329,ROW($1:$80)))),0,-LOOKUP(1,-LEFT(V5329,ROW($1:$80)))))","v":""},{"$f":"IF(OR(ISBLANK(W100),W5329=\"\"),\"\",IF(ISERROR(-LOOKUP(1,-LEFT(W5329,ROW($1:$80)))),0,-LOOKUP(1,-LEFT(W5329,ROW($1:$80)))))","v":""},{"$f":"IF(OR(ISBLANK(X100),X5329=\"\"),\"\",IF(ISERROR(-LOOKUP(1,-LEFT(X5329,ROW($1:$80)))),0,-LOOKUP(1,-LEFT(X5329,ROW($1:$80)))))","v":""},{"$f":"IF(OR(ISBLANK(Y100),Y5329=\"\"),\"\",IF(ISERROR(-LOOKUP(1,-LEFT(Y5329,ROW($1:$80)))),0,-LOOKUP(1,-LEFT(Y5329,ROW($1:$80)))))","v":""},{"$f":"IF(OR(ISBLANK(Z100),Z5329=\"\"),\"\",IF(ISERROR(-LOOKUP(1,-LEFT(Z5329,ROW($1:$80)))),0,-LOOKUP(1,-LEFT(Z5329,ROW($1:$80)))))","v":""},{"$f":"IF(OR(ISBLANK(AA100),AA5329=\"\"),\"\",IF(ISERROR(-LOOKUP(1,-LEFT(AA5329,ROW($1:$80)))),0,-LOOKUP(1,-LEFT(AA5329,ROW($1:$80)))))","v":""},{"$f":"IF(OR(ISBLANK(AB100),AB5329=\"\"),\"\",IF(ISERROR(-LOOKUP(1,-LEFT(AB5329,ROW($1:$80)))),0,-LOOKUP(1,-LEFT(AB5329,ROW($1:$80)))))","v":""},{"$f":"IF(OR(ISBLANK(AC100),AC5329=\"\"),\"\",IF(ISERROR(-LOOKUP(1,-LEFT(AC5329,ROW($1:$80)))),0,-LOOKUP(1,-LEFT(AC5329,ROW($1:$80)))))","v":""},{"$f":"IF(OR(ISBLANK(AD100),AD5329=\"\"),\"\",IF(ISERROR(-LOOKUP(1,-LEFT(AD5329,ROW($1:$80)))),0,-LOOKUP(1,-LEFT(AD5329,ROW($1:$80)))))","v":""},{"$f":"IF(OR(ISBLANK(AE100),AE5329=\"\"),\"\",IF(ISERROR(-LOOKUP(1,-LEFT(AE5329,ROW($1:$80)))),0,-LOOKUP(1,-LEFT(AE5329,ROW($1:$80)))))","v":""},{"$f":"IF(OR(ISBLANK(AF100),AF5329=\"\"),\"\",IF(ISERROR(-LOOKUP(1,-LEFT(AF5329,ROW($1:$80)))),0,-LOOKUP(1,-LEFT(AF5329,ROW($1:$80)))))","v":""},{"$f":"IF(OR(ISBLANK(AG100),AG5329=\"\"),\"\",IF(ISERROR(-LOOKUP(1,-LEFT(AG5329,ROW($1:$80)))),0,-LOOKUP(1,-LEFT(AG5329,ROW($1:$80)))))","v":""},{"$f":"IF(OR(ISBLANK(AH100),AH5329=\"\"),\"\",IF(ISERROR(-LOOKUP(1,-LEFT(AH5329,ROW($1:$80)))),0,-LOOKUP(1,-LEFT(AH5329,ROW($1:$80)))))","v":""},{"$f":"IF(OR(ISBLANK(AI100),AI5329=\"\"),\"\",IF(ISERROR(-LOOKUP(1,-LEFT(AI5329,ROW($1:$80)))),0,-LOOKUP(1,-LEFT(AI5329,ROW($1:$80)))))","v":""},{"$f":"IF(OR(ISBLANK(AJ100),AJ5329=\"\"),\"\",IF(ISERROR(-LOOKUP(1,-LEFT(AJ5329,ROW($1:$80)))),0,-LOOKUP(1,-LEFT(AJ5329,ROW($1:$80)))))","v":""},{"$f":"IF(OR(ISBLANK(AK100),AK5329=\"\"),\"\",IF(ISERROR(-LOOKUP(1,-LEFT(AK5329,ROW($1:$80)))),0,-LOOKUP(1,-LEFT(AK5329,ROW($1:$80)))))","v":""},{"$f":"IF(OR(ISBLANK(AL100),AL5329=\"\"),\"\",IF(ISERROR(-LOOKUP(1,-LEFT(AL5329,ROW($1:$80)))),0,-LOOKUP(1,-LEFT(AL5329,ROW($1:$80)))))","v":""},{"$f":"IF(OR(ISBLANK(AM100),AM5329=\"\"),\"\",IF(ISERROR(-LOOKUP(1,-LEFT(AM5329,ROW($1:$80)))),0,-LOOKUP(1,-LEFT(AM5329,ROW($1:$80)))))","v":""},{"$f":"IF(OR(ISBLANK(AN100),AN5329=\"\"),\"\",IF(ISERROR(-LOOKUP(1,-LEFT(AN5329,ROW($1:$80)))),0,-LOOKUP(1,-LEFT(AN5329,ROW($1:$80)))))","v":""},{"$f":"IF(OR(ISBLANK(AO100),AO5329=\"\"),\"\",IF(ISERROR(-LOOKUP(1,-LEFT(AO5329,ROW($1:$80)))),0,-LOOKUP(1,-LEFT(AO5329,ROW($1:$80)))))","v":""},{"$f":"IF(OR(ISBLANK(AP100),AP5329=\"\"),\"\",IF(ISERROR(-LOOKUP(1,-LEFT(AP5329,ROW($1:$80)))),0,-LOOKUP(1,-LEFT(AP5329,ROW($1:$80)))))","v":""},{"$f":"IF(OR(ISBLANK(AQ100),AQ5329=\"\"),\"\",IF(ISERROR(-LOOKUP(1,-LEFT(AQ5329,ROW($1:$80)))),0,-LOOKUP(1,-LEFT(AQ5329,ROW($1:$80)))))","v":""},{"$f":"IF(OR(ISBLANK(AR100),AR5329=\"\"),\"\",IF(ISERROR(-LOOKUP(1,-LEFT(AR5329,ROW($1:$80)))),0,-LOOKUP(1,-LEFT(AR5329,ROW($1:$80)))))","v":""},{"$f":"IF(OR(ISBLANK(AS100),AS5329=\"\"),\"\",IF(ISERROR(-LOOKUP(1,-LEFT(AS5329,ROW($1:$80)))),0,-LOOKUP(1,-LEFT(AS5329,ROW($1:$80)))))","v":""},{"$f":"IF(OR(ISBLANK(AT100),AT5329=\"\"),\"\",IF(ISERROR(-LOOKUP(1,-LEFT(AT5329,ROW($1:$80)))),0,-LOOKUP(1,-LEFT(AT5329,ROW($1:$80)))))","v":""},{"$f":"IF(OR(ISBLANK(AU100),AU5329=\"\"),\"\",IF(ISERROR(-LOOKUP(1,-LEFT(AU5329,ROW($1:$80)))),0,-LOOKUP(1,-LEFT(AU5329,ROW($1:$80)))))","v":""},{"$f":"IF(OR(ISBLANK(AV100),AV5329=\"\"),\"\",IF(ISERROR(-LOOKUP(1,-LEFT(AV5329,ROW($1:$80)))),0,-LOOKUP(1,-LEFT(AV5329,ROW($1:$80)))))","v":""},{"$f":"IF(OR(ISBLANK(AW100),AW5329=\"\"),\"\",IF(ISERROR(-LOOKUP(1,-LEFT(AW5329,ROW($1:$80)))),0,-LOOKUP(1,-LEFT(AW5329,ROW($1:$80)))))","v":""},{"$f":"IF(OR(ISBLANK(AX100),AX5329=\"\"),\"\",IF(ISERROR(-LOOKUP(1,-LEFT(AX5329,ROW($1:$80)))),0,-LOOKUP(1,-LEFT(AX5329,ROW($1:$80)))))","v":""},{"$f":"IF(OR(ISBLANK(AY100),AY5329=\"\"),\"\",IF(ISERROR(-LOOKUP(1,-LEFT(AY5329,ROW($1:$80)))),0,-LOOKUP(1,-LEFT(AY5329,ROW($1:$80)))))","v":""},{"$f":"IF(OR(ISBLANK(AZ100),AZ5329=\"\"),\"\",IF(ISERROR(-LOOKUP(1,-LEFT(AZ5329,ROW($1:$80)))),0,-LOOKUP(1,-LEFT(AZ5329,ROW($1:$80)))))","v":""},{"$f":"IF(OR(ISBLANK(BA100),BA5329=\"\"),\"\",IF(ISERROR(-LOOKUP(1,-LEFT(BA5329,ROW($1:$80)))),0,-LOOKUP(1,-LEFT(BA5329,ROW($1:$80)))))","v":""},{"$f":"IF(OR(ISBLANK(BB100),BB5329=\"\"),\"\",IF(ISERROR(-LOOKUP(1,-LEFT(BB5329,ROW($1:$80)))),0,-LOOKUP(1,-LEFT(BB5329,ROW($1:$80)))))","v":""},{"$f":"IF(OR(ISBLANK(BC100),BC5329=\"\"),\"\",IF(ISERROR(-LOOKUP(1,-LEFT(BC5329,ROW($1:$80)))),0,-LOOKUP(1,-LEFT(BC5329,ROW($1:$80)))))","v":""},{"$f":"IF(OR(ISBLANK(BD100),BD5329=\"\"),\"\",IF(ISERROR(-LOOKUP(1,-LEFT(BD5329,ROW($1:$80)))),0,-LOOKUP(1,-LEFT(BD5329,ROW($1:$80)))))","v":""},{"$f":"IF(OR(ISBLANK(BE100),BE5329=\"\"),\"\",IF(ISERROR(-LOOKUP(1,-LEFT(BE5329,ROW($1:$80)))),0,-LOOKUP(1,-LEFT(BE5329,ROW($1:$80)))))","v":""},{"$f":"IF(OR(ISBLANK(BF100),BF5329=\"\"),\"\",IF(ISERROR(-LOOKUP(1,-LEFT(BF5329,ROW($1:$80)))),0,-LOOKUP(1,-LEFT(BF5329,ROW($1:$80)))))","v":""},{"$f":"IF(OR(ISBLANK(BG100),BG5329=\"\"),\"\",IF(ISERROR(-LOOKUP(1,-LEFT(BG5329,ROW($1:$80)))),0,-LOOKUP(1,-LEFT(BG5329,ROW($1:$80)))))","v":""},{"$f":"IF(OR(ISBLANK(BH100),BH5329=\"\"),\"\",IF(ISERROR(-LOOKUP(1,-LEFT(BH5329,ROW($1:$80)))),0,-LOOKUP(1,-LEFT(BH5329,ROW($1:$80)))))","v":""},{"$f":"IF(OR(ISBLANK(BI100),BI5329=\"\"),\"\",IF(ISERROR(-LOOKUP(1,-LEFT(BI5329,ROW($1:$80)))),0,-LOOKUP(1,-LEFT(BI5329,ROW($1:$80)))))","v":""},{"$f":"IF(OR(ISBLANK(BJ100),BJ5329=\"\"),\"\",IF(ISERROR(-LOOKUP(1,-LEFT(BJ5329,ROW($1:$80)))),0,-LOOKUP(1,-LEFT(BJ5329,ROW($1:$80)))))","v":""},{"$f":"IF(OR(ISBLANK(BK100),BK5329=\"\"),\"\",IF(ISERROR(-LOOKUP(1,-LEFT(BK5329,ROW($1:$80)))),0,-LOOKUP(1,-LEFT(BK5329,ROW($1:$80)))))","v":""},{"$f":"IF(OR(ISBLANK(BL100),BL5329=\"\"),\"\",IF(ISERROR(-LOOKUP(1,-LEFT(BL5329,ROW($1:$80)))),0,-LOOKUP(1,-LEFT(BL5329,ROW($1:$80)))))","v":""},{"$f":"IF(OR(ISBLANK(BM100),BM5329=\"\"),\"\",IF(ISERROR(-LOOKUP(1,-LEFT(BM5329,ROW($1:$80)))),0,-LOOKUP(1,-LEFT(BM5329,ROW($1:$80)))))","v":""},{"$f":"IF(OR(ISBLANK(BN100),BN5329=\"\"),\"\",IF(ISERROR(-LOOKUP(1,-LEFT(BN5329,ROW($1:$80)))),0,-LOOKUP(1,-LEFT(BN5329,ROW($1:$80)))))","v":""},{"$f":"IF(OR(ISBLANK(BO100),BO5329=\"\"),\"\",IF(ISERROR(-LOOKUP(1,-LEFT(BO5329,ROW($1:$80)))),0,-LOOKUP(1,-LEFT(BO5329,ROW($1:$80)))))","v":""},{"$f":"IF(OR(ISBLANK(BP100),BP5329=\"\"),\"\",IF(ISERROR(-LOOKUP(1,-LEFT(BP5329,ROW($1:$80)))),0,-LOOKUP(1,-LEFT(BP5329,ROW($1:$80)))))","v":""},{"$f":"IF(OR(ISBLANK(BQ100),BQ5329=\"\"),\"\",IF(ISERROR(-LOOKUP(1,-LEFT(BQ5329,ROW($1:$80)))),0,-LOOKUP(1,-LEFT(BQ5329,ROW($1:$80)))))","v":""},{"$f":"IF(OR(ISBLANK(BR100),BR5329=\"\"),\"\",IF(ISERROR(-LOOKUP(1,-LEFT(BR5329,ROW($1:$80)))),0,-LOOKUP(1,-LEFT(BR5329,ROW($1:$80)))))","v":""},{"$f":"IF(OR(ISBLANK(BS100),BS5329=\"\"),\"\",IF(ISERROR(-LOOKUP(1,-LEFT(BS5329,ROW($1:$80)))),0,-LOOKUP(1,-LEFT(BS5329,ROW($1:$80)))))","v":""},{"$f":"IF(OR(ISBLANK(BT100),BT5329=\"\"),\"\",IF(ISERROR(-LOOKUP(1,-LEFT(BT5329,ROW($1:$80)))),0,-LOOKUP(1,-LEFT(BT5329,ROW($1:$80)))))","v":""},{"$f":"IF(OR(ISBLANK(BU100),BU5329=\"\"),\"\",IF(ISERROR(-LOOKUP(1,-LEFT(BU5329,ROW($1:$80)))),0,-LOOKUP(1,-LEFT(BU5329,ROW($1:$80)))))","v":""},{"$f":"IF(OR(ISBLANK(BV100),BV5329=\"\"),\"\",IF(ISERROR(-LOOKUP(1,-LEFT(BV5329,ROW($1:$80)))),0,-LOOKUP(1,-LEFT(BV5329,ROW($1:$80)))))","v":""},{"$f":"IF(OR(ISBLANK(BW100),BW5329=\"\"),\"\",IF(ISERROR(-LOOKUP(1,-LEFT(BW5329,ROW($1:$80)))),0,-LOOKUP(1,-LEFT(BW5329,ROW($1:$80)))))","v":""},{"$f":"IF(OR(ISBLANK(BX100),BX5329=\"\"),\"\",IF(ISERROR(-LOOKUP(1,-LEFT(BX5329,ROW($1:$80)))),0,-LOOKUP(1,-LEFT(BX5329,ROW($1:$80)))))","v":""},{"$f":"IF(OR(ISBLANK(BY100),BY5329=\"\"),\"\",IF(ISERROR(-LOOKUP(1,-LEFT(BY5329,ROW($1:$80)))),0,-LOOKUP(1,-LEFT(BY5329,ROW($1:$80)))))","v":""},{"$f":"IF(OR(ISBLANK(BZ100),BZ5329=\"\"),\"\",IF(ISERROR(-LOOKUP(1,-LEFT(BZ5329,ROW($1:$80)))),0,-LOOKUP(1,-LEFT(BZ5329,ROW($1:$80)))))","v":""},{"$f":"IF(OR(ISBLANK(CA100),CA5329=\"\"),\"\",IF(ISERROR(-LOOKUP(1,-LEFT(CA5329,ROW($1:$80)))),0,-LOOKUP(1,-LEFT(CA5329,ROW($1:$80)))))","v":""},{"$f":"IF(OR(ISBLANK(CB100),CB5329=\"\"),\"\",IF(ISERROR(-LOOKUP(1,-LEFT(CB5329,ROW($1:$80)))),0,-LOOKUP(1,-LEFT(CB5329,ROW($1:$80)))))","v":""},{"$f":"IF(OR(ISBLANK(CC100),CC5329=\"\"),\"\",IF(ISERROR(-LOOKUP(1,-LEFT(CC5329,ROW($1:$80)))),0,-LOOKUP(1,-LEFT(CC5329,ROW($1:$80)))))","v":""},{"$f":"IF(OR(ISBLANK(CD100),CD5329=\"\"),\"\",IF(ISERROR(-LOOKUP(1,-LEFT(CD5329,ROW($1:$80)))),0,-LOOKUP(1,-LEFT(CD5329,ROW($1:$80)))))","v":""},{"$f":"IF(OR(ISBLANK(CE100),CE5329=\"\"),\"\",IF(ISERROR(-LOOKUP(1,-LEFT(CE5329,ROW($1:$80)))),0,-LOOKUP(1,-LEFT(CE5329,ROW($1:$80)))))","v":""},{"$f":"IF(OR(ISBLANK(CF100),CF5329=\"\"),\"\",IF(ISERROR(-LOOKUP(1,-LEFT(CF5329,ROW($1:$80)))),0,-LOOKUP(1,-LEFT(CF5329,ROW($1:$80)))))","v":""},{"$f":"IF(OR(ISBLANK(CG100),CG5329=\"\"),\"\",IF(ISERROR(-LOOKUP(1,-LEFT(CG5329,ROW($1:$80)))),0,-LOOKUP(1,-LEFT(CG5329,ROW($1:$80)))))","v":""},{"$f":"IF(OR(ISBLANK(CH100),CH5329=\"\"),\"\",IF(ISERROR(-LOOKUP(1,-LEFT(CH5329,ROW($1:$80)))),0,-LOOKUP(1,-LEFT(CH5329,ROW($1:$80)))))","v":""},{"$f":"IF(OR(ISBLANK(CI100),CI5329=\"\"),\"\",IF(ISERROR(-LOOKUP(1,-LEFT(CI5329,ROW($1:$80)))),0,-LOOKUP(1,-LEFT(CI5329,ROW($1:$80)))))","v":""},{"$f":"IF(OR(ISBLANK(CJ100),CJ5329=\"\"),\"\",IF(ISERROR(-LOOKUP(1,-LEFT(CJ5329,ROW($1:$80)))),0,-LOOKUP(1,-LEFT(CJ5329,ROW($1:$80)))))","v":""},{"$f":"IF(OR(ISBLANK(CK100),CK5329=\"\"),\"\",IF(ISERROR(-LOOKUP(1,-LEFT(CK5329,ROW($1:$80)))),0,-LOOKUP(1,-LEFT(CK5329,ROW($1:$80)))))","v":""},{"$f":"IF(OR(ISBLANK(CL100),CL5329=\"\"),\"\",IF(ISERROR(-LOOKUP(1,-LEFT(CL5329,ROW($1:$80)))),0,-LOOKUP(1,-LEFT(CL5329,ROW($1:$80)))))","v":""},{"$f":"IF(OR(ISBLANK(CM100),CM5329=\"\"),\"\",IF(ISERROR(-LOOKUP(1,-LEFT(CM5329,ROW($1:$80)))),0,-LOOKUP(1,-LEFT(CM5329,ROW($1:$80)))))","v":""},{"$f":"IF(OR(ISBLANK(CN100),CN5329=\"\"),\"\",IF(ISERROR(-LOOKUP(1,-LEFT(CN5329,ROW($1:$80)))),0,-LOOKUP(1,-LEFT(CN5329,ROW($1:$80)))))","v":""},{"$f":"IF(OR(ISBLANK(CO100),CO5329=\"\"),\"\",IF(ISERROR(-LOOKUP(1,-LEFT(CO5329,ROW($1:$80)))),0,-LOOKUP(1,-LEFT(CO5329,ROW($1:$80)))))","v":""},{"$f":"IF(OR(ISBLANK(CP100),CP5329=\"\"),\"\",IF(ISERROR(-LOOKUP(1,-LEFT(CP5329,ROW($1:$80)))),0,-LOOKUP(1,-LEFT(CP5329,ROW($1:$80)))))","v":""},{"$f":"IF(OR(ISBLANK(CQ100),CQ5329=\"\"),\"\",IF(ISERROR(-LOOKUP(1,-LEFT(CQ5329,ROW($1:$80)))),0,-LOOKUP(1,-LEFT(CQ5329,ROW($1:$80)))))","v":""},{"$f":"IF(OR(ISBLANK(CR100),CR5329=\"\"),\"\",IF(ISERROR(-LOOKUP(1,-LEFT(CR5329,ROW($1:$80)))),0,-LOOKUP(1,-LEFT(CR5329,ROW($1:$80)))))","v":""},{"$f":"IF(OR(ISBLANK(CS100),CS5329=\"\"),\"\",IF(ISERROR(-LOOKUP(1,-LEFT(CS5329,ROW($1:$80)))),0,-LOOKUP(1,-LEFT(CS5329,ROW($1:$80)))))","v":""},{"$f":"IF(OR(ISBLANK(CT100),CT5329=\"\"),\"\",IF(ISERROR(-LOOKUP(1,-LEFT(CT5329,ROW($1:$80)))),0,-LOOKUP(1,-LEFT(CT5329,ROW($1:$80)))))","v":""},{"$f":"IF(OR(ISBLANK(CU100),CU5329=\"\"),\"\",IF(ISERROR(-LOOKUP(1,-LEFT(CU5329,ROW($1:$80)))),0,-LOOKUP(1,-LEFT(CU5329,ROW($1:$80)))))","v":""},{"$f":"IF(OR(ISBLANK(CV100),CV5329=\"\"),\"\",IF(ISERROR(-LOOKUP(1,-LEFT(CV5329,ROW($1:$80)))),0,-LOOKUP(1,-LEFT(CV5329,ROW($1:$80)))))","v":""},{"$f":"IF(OR(ISBLANK(CW100),CW5329=\"\"),\"\",IF(ISERROR(-LOOKUP(1,-LEFT(CW5329,ROW($1:$80)))),0,-LOOKUP(1,-LEFT(CW5329,ROW($1:$80)))))","v":""},{"$f":"IF(OR(ISBLANK(CX100),CX5329=\"\"),\"\",IF(ISERROR(-LOOKUP(1,-LEFT(CX5329,ROW($1:$80)))),0,-LOOKUP(1,-LEFT(CX5329,ROW($1:$80)))))","v":""},{"$f":"IF(OR(ISBLANK(CY100),CY5329=\"\"),\"\",IF(ISERROR(-LOOKUP(1,-LEFT(CY5329,ROW($1:$80)))),0,-LOOKUP(1,-LEFT(CY5329,ROW($1:$80)))))","v":""},{"$f":"IF(OR(ISBLANK(CZ100),CZ5329=\"\"),\"\",IF(ISERROR(-LOOKUP(1,-LEFT(CZ5329,ROW($1:$80)))),0,-LOOKUP(1,-LEFT(CZ5329,ROW($1:$80)))))","v":""},{"$f":"IF(OR(ISBLANK(DA100),DA5329=\"\"),\"\",IF(ISERROR(-LOOKUP(1,-LEFT(DA5329,ROW($1:$80)))),0,-LOOKUP(1,-LEFT(DA5329,ROW($1:$80)))))","v":""},{"$f":"IF(OR(ISBLANK(DB100),DB5329=\"\"),\"\",IF(ISERROR(-LOOKUP(1,-LEFT(DB5329,ROW($1:$80)))),0,-LOOKUP(1,-LEFT(DB5329,ROW($1:$80)))))","v":""},{"$f":"IF(OR(ISBLANK(DC100),DC5329=\"\"),\"\",IF(ISERROR(-LOOKUP(1,-LEFT(DC5329,ROW($1:$80)))),0,-LOOKUP(1,-LEFT(DC5329,ROW($1:$80)))))","v":""},{"$f":"IF(OR(ISBLANK(DD100),DD5329=\"\"),\"\",IF(ISERROR(-LOOKUP(1,-LEFT(DD5329,ROW($1:$80)))),0,-LOOKUP(1,-LEFT(DD5329,ROW($1:$80)))))","v":""},{"$f":"IF(OR(ISBLANK(DE100),DE5329=\"\"),\"\",IF(ISERROR(-LOOKUP(1,-LEFT(DE5329,ROW($1:$80)))),0,-LOOKUP(1,-LEFT(DE5329,ROW($1:$80)))))","v":""},{"$f":"IF(OR(ISBLANK(DF100),DF5329=\"\"),\"\",IF(ISERROR(-LOOKUP(1,-LEFT(DF5329,ROW($1:$80)))),0,-LOOKUP(1,-LEFT(DF5329,ROW($1:$80)))))","v":""},{"$f":"IF(OR(ISBLANK(DG100),DG5329=\"\"),\"\",IF(ISERROR(-LOOKUP(1,-LEFT(DG5329,ROW($1:$80)))),0,-LOOKUP(1,-LEFT(DG5329,ROW($1:$80)))))","v":""},{"$f":"IF(OR(ISBLANK(DH100),DH5329=\"\"),\"\",IF(ISERROR(-LOOKUP(1,-LEFT(DH5329,ROW($1:$80)))),0,-LOOKUP(1,-LEFT(DH5329,ROW($1:$80)))))","v":""},{"$f":"IF(OR(ISBLANK(DI100),DI5329=\"\"),\"\",IF(ISERROR(-LOOKUP(1,-LEFT(DI5329,ROW($1:$80)))),0,-LOOKUP(1,-LEFT(DI5329,ROW($1:$80)))))","v":""},{"$f":"IF(OR(ISBLANK(DJ100),DJ5329=\"\"),\"\",IF(ISERROR(-LOOKUP(1,-LEFT(DJ5329,ROW($1:$80)))),0,-LOOKUP(1,-LEFT(DJ5329,ROW($1:$80)))))","v":""},{"$f":"IF(OR(ISBLANK(DK100),DK5329=\"\"),\"\",IF(ISERROR(-LOOKUP(1,-LEFT(DK5329,ROW($1:$80)))),0,-LOOKUP(1,-LEFT(DK5329,ROW($1:$80)))))","v":""},{"$f":"IF(OR(ISBLANK(DL100),DL5329=\"\"),\"\",IF(ISERROR(-LOOKUP(1,-LEFT(DL5329,ROW($1:$80)))),0,-LOOKUP(1,-LEFT(DL5329,ROW($1:$80)))))","v":""},{"$f":"IF(OR(ISBLANK(DM100),DM5329=\"\"),\"\",IF(ISERROR(-LOOKUP(1,-LEFT(DM5329,ROW($1:$80)))),0,-LOOKUP(1,-LEFT(DM5329,ROW($1:$80)))))","v":""},{"$f":"IF(OR(ISBLANK(DN100),DN5329=\"\"),\"\",IF(ISERROR(-LOOKUP(1,-LEFT(DN5329,ROW($1:$80)))),0,-LOOKUP(1,-LEFT(DN5329,ROW($1:$80)))))","v":""},{"$f":"IF(OR(ISBLANK(DO100),DO5329=\"\"),\"\",IF(ISERROR(-LOOKUP(1,-LEFT(DO5329,ROW($1:$80)))),0,-LOOKUP(1,-LEFT(DO5329,ROW($1:$80)))))","v":""},{"$f":"IF(OR(ISBLANK(DP100),DP5329=\"\"),\"\",IF(ISERROR(-LOOKUP(1,-LEFT(DP5329,ROW($1:$80)))),0,-LOOKUP(1,-LEFT(DP5329,ROW($1:$80)))))","v":""},{"$f":"IF(OR(ISBLANK(DQ100),DQ5329=\"\"),\"\",IF(ISERROR(-LOOKUP(1,-LEFT(DQ5329,ROW($1:$80)))),0,-LOOKUP(1,-LEFT(DQ5329,ROW($1:$80)))))","v":""},{"$f":"IF(OR(ISBLANK(DR100),DR5329=\"\"),\"\",IF(ISERROR(-LOOKUP(1,-LEFT(DR5329,ROW($1:$80)))),0,-LOOKUP(1,-LEFT(DR5329,ROW($1:$80)))))","v":""},{"$f":"IF(OR(ISBLANK(DS100),DS5329=\"\"),\"\",IF(ISERROR(-LOOKUP(1,-LEFT(DS5329,ROW($1:$80)))),0,-LOOKUP(1,-LEFT(DS5329,ROW($1:$80)))))","v":""},{"$f":"IF(OR(ISBLANK(DT100),DT5329=\"\"),\"\",IF(ISERROR(-LOOKUP(1,-LEFT(DT5329,ROW($1:$80)))),0,-LOOKUP(1,-LEFT(DT5329,ROW($1:$80)))))","v":""},{"$f":"IF(OR(ISBLANK(DU100),DU5329=\"\"),\"\",IF(ISERROR(-LOOKUP(1,-LEFT(DU5329,ROW($1:$80)))),0,-LOOKUP(1,-LEFT(DU5329,ROW($1:$80)))))","v":""},{"$f":"IF(OR(ISBLANK(DV100),DV5329=\"\"),\"\",IF(ISERROR(-LOOKUP(1,-LEFT(DV5329,ROW($1:$80)))),0,-LOOKUP(1,-LEFT(DV5329,ROW($1:$80)))))","v":""},{"$f":"IF(OR(ISBLANK(DW100),DW5329=\"\"),\"\",IF(ISERROR(-LOOKUP(1,-LEFT(DW5329,ROW($1:$80)))),0,-LOOKUP(1,-LEFT(DW5329,ROW($1:$80)))))","v":""},{"$f":"IF(OR(ISBLANK(DX100),DX5329=\"\"),\"\",IF(ISERROR(-LOOKUP(1,-LEFT(DX5329,ROW($1:$80)))),0,-LOOKUP(1,-LEFT(DX5329,ROW($1:$80)))))","v":""},{"$f":"IF(OR(ISBLANK(DY100),DY5329=\"\"),\"\",IF(ISERROR(-LOOKUP(1,-LEFT(DY5329,ROW($1:$80)))),0,-LOOKUP(1,-LEFT(DY5329,ROW($1:$80)))))","v":""},{"$f":"IF(OR(ISBLANK(DZ100),DZ5329=\"\"),\"\",IF(ISERROR(-LOOKUP(1,-LEFT(DZ5329,ROW($1:$80)))),0,-LOOKUP(1,-LEFT(DZ5329,ROW($1:$80)))))","v":""},{"$f":"IF(OR(ISBLANK(EA100),EA5329=\"\"),\"\",IF(ISERROR(-LOOKUP(1,-LEFT(EA5329,ROW($1:$80)))),0,-LOOKUP(1,-LEFT(EA5329,ROW($1:$80)))))","v":""},{"$f":"IF(OR(ISBLANK(EB100),EB5329=\"\"),\"\",IF(ISERROR(-LOOKUP(1,-LEFT(EB5329,ROW($1:$80)))),0,-LOOKUP(1,-LEFT(EB5329,ROW($1:$80)))))","v":""},{"$f":"IF(OR(ISBLANK(EC100),EC5329=\"\"),\"\",IF(ISERROR(-LOOKUP(1,-LEFT(EC5329,ROW($1:$80)))),0,-LOOKUP(1,-LEFT(EC5329,ROW($1:$80)))))","v":""},{"$f":"IF(OR(ISBLANK(ED100),ED5329=\"\"),\"\",IF(ISERROR(-LOOKUP(1,-LEFT(ED5329,ROW($1:$80)))),0,-LOOKUP(1,-LEFT(ED5329,ROW($1:$80)))))","v":""},{"$f":"IF(OR(ISBLANK(EE100),EE5329=\"\"),\"\",IF(ISERROR(-LOOKUP(1,-LEFT(EE5329,ROW($1:$80)))),0,-LOOKUP(1,-LEFT(EE5329,ROW($1:$80)))))","v":""},{"$f":"IF(OR(ISBLANK(EF100),EF5329=\"\"),\"\",IF(ISERROR(-LOOKUP(1,-LEFT(EF5329,ROW($1:$80)))),0,-LOOKUP(1,-LEFT(EF5329,ROW($1:$80)))))","v":""},{"$f":"IF(OR(ISBLANK(EG100),EG5329=\"\"),\"\",IF(ISERROR(-LOOKUP(1,-LEFT(EG5329,ROW($1:$80)))),0,-LOOKUP(1,-LEFT(EG5329,ROW($1:$80)))))","v":""},{"$f":"IF(OR(ISBLANK(EH100),EH5329=\"\"),\"\",IF(ISERROR(-LOOKUP(1,-LEFT(EH5329,ROW($1:$80)))),0,-LOOKUP(1,-LEFT(EH5329,ROW($1:$80)))))","v":""},{"$f":"IF(OR(ISBLANK(EI100),EI5329=\"\"),\"\",IF(ISERROR(-LOOKUP(1,-LEFT(EI5329,ROW($1:$80)))),0,-LOOKUP(1,-LEFT(EI5329,ROW($1:$80)))))","v":""},{"$f":"IF(OR(ISBLANK(EJ100),EJ5329=\"\"),\"\",IF(ISERROR(-LOOKUP(1,-LEFT(EJ5329,ROW($1:$80)))),0,-LOOKUP(1,-LEFT(EJ5329,ROW($1:$80)))))","v":""},{"$f":"IF(OR(ISBLANK(EK100),EK5329=\"\"),\"\",IF(ISERROR(-LOOKUP(1,-LEFT(EK5329,ROW($1:$80)))),0,-LOOKUP(1,-LEFT(EK5329,ROW($1:$80)))))","v":""},{"$f":"IF(OR(ISBLANK(EL100),EL5329=\"\"),\"\",IF(ISERROR(-LOOKUP(1,-LEFT(EL5329,ROW($1:$80)))),0,-LOOKUP(1,-LEFT(EL5329,ROW($1:$80)))))","v":""},{"$f":"IF(OR(ISBLANK(EM100),EM5329=\"\"),\"\",IF(ISERROR(-LOOKUP(1,-LEFT(EM5329,ROW($1:$80)))),0,-LOOKUP(1,-LEFT(EM5329,ROW($1:$80)))))","v":""},{"$f":"IF(OR(ISBLANK(EN100),EN5329=\"\"),\"\",IF(ISERROR(-LOOKUP(1,-LEFT(EN5329,ROW($1:$80)))),0,-LOOKUP(1,-LEFT(EN5329,ROW($1:$80)))))","v":""},{"$f":"IF(OR(ISBLANK(EO100),EO5329=\"\"),\"\",IF(ISERROR(-LOOKUP(1,-LEFT(EO5329,ROW($1:$80)))),0,-LOOKUP(1,-LEFT(EO5329,ROW($1:$80)))))","v":""},{"$f":"IF(OR(ISBLANK(EP100),EP5329=\"\"),\"\",IF(ISERROR(-LOOKUP(1,-LEFT(EP5329,ROW($1:$80)))),0,-LOOKUP(1,-LEFT(EP5329,ROW($1:$80)))))","v":""},{"$f":"IF(OR(ISBLANK(EQ100),EQ5329=\"\"),\"\",IF(ISERROR(-LOOKUP(1,-LEFT(EQ5329,ROW($1:$80)))),0,-LOOKUP(1,-LEFT(EQ5329,ROW($1:$80)))))","v":""},{"$f":"IF(OR(ISBLANK(ER100),ER5329=\"\"),\"\",IF(ISERROR(-LOOKUP(1,-LEFT(ER5329,ROW($1:$80)))),0,-LOOKUP(1,-LEFT(ER5329,ROW($1:$80)))))","v":""},{"$f":"IF(OR(ISBLANK(ES100),ES5329=\"\"),\"\",IF(ISERROR(-LOOKUP(1,-LEFT(ES5329,ROW($1:$80)))),0,-LOOKUP(1,-LEFT(ES5329,ROW($1:$80)))))","v":""},{"$f":"IF(OR(ISBLANK(ET100),ET5329=\"\"),\"\",IF(ISERROR(-LOOKUP(1,-LEFT(ET5329,ROW($1:$80)))),0,-LOOKUP(1,-LEFT(ET5329,ROW($1:$80)))))","v":""},{"$f":"IF(OR(ISBLANK(EU100),EU5329=\"\"),\"\",IF(ISERROR(-LOOKUP(1,-LEFT(EU5329,ROW($1:$80)))),0,-LOOKUP(1,-LEFT(EU5329,ROW($1:$80)))))","v":""},{"$f":"IF(OR(ISBLANK(EV100),EV5329=\"\"),\"\",IF(ISERROR(-LOOKUP(1,-LEFT(EV5329,ROW($1:$80)))),0,-LOOKUP(1,-LEFT(EV5329,ROW($1:$80)))))","v":""},{"$f":"IF(OR(ISBLANK(EW100),EW5329=\"\"),\"\",IF(ISERROR(-LOOKUP(1,-LEFT(EW5329,ROW($1:$80)))),0,-LOOKUP(1,-LEFT(EW5329,ROW($1:$80)))))","v":""},{"$f":"IF(OR(ISBLANK(EX100),EX5329=\"\"),\"\",IF(ISERROR(-LOOKUP(1,-LEFT(EX5329,ROW($1:$80)))),0,-LOOKUP(1,-LEFT(EX5329,ROW($1:$80)))))","v":""},{"$f":"IF(OR(ISBLANK(EY100),EY5329=\"\"),\"\",IF(ISERROR(-LOOKUP(1,-LEFT(EY5329,ROW($1:$80)))),0,-LOOKUP(1,-LEFT(EY5329,ROW($1:$80)))))","v":""},{"$f":"IF(OR(ISBLANK(EZ100),EZ5329=\"\"),\"\",IF(ISERROR(-LOOKUP(1,-LEFT(EZ5329,ROW($1:$80)))),0,-LOOKUP(1,-LEFT(EZ5329,ROW($1:$80)))))","v":""},{"$f":"IF(OR(ISBLANK(FA100),FA5329=\"\"),\"\",IF(ISERROR(-LOOKUP(1,-LEFT(FA5329,ROW($1:$80)))),0,-LOOKUP(1,-LEFT(FA5329,ROW($1:$80)))))","v":""},{"$f":"IF(OR(ISBLANK(FB100),FB5329=\"\"),\"\",IF(ISERROR(-LOOKUP(1,-LEFT(FB5329,ROW($1:$80)))),0,-LOOKUP(1,-LEFT(FB5329,ROW($1:$80)))))","v":""},{"$f":"IF(OR(ISBLANK(FC100),FC5329=\"\"),\"\",IF(ISERROR(-LOOKUP(1,-LEFT(FC5329,ROW($1:$80)))),0,-LOOKUP(1,-LEFT(FC5329,ROW($1:$80)))))","v":""},{"$f":"IF(OR(ISBLANK(FD100),FD5329=\"\"),\"\",IF(ISERROR(-LOOKUP(1,-LEFT(FD5329,ROW($1:$80)))),0,-LOOKUP(1,-LEFT(FD5329,ROW($1:$80)))))","v":""},{"$f":"IF(OR(ISBLANK(FE100),FE5329=\"\"),\"\",IF(ISERROR(-LOOKUP(1,-LEFT(FE5329,ROW($1:$80)))),0,-LOOKUP(1,-LEFT(FE5329,ROW($1:$80)))))","v":""},{"$f":"IF(OR(ISBLANK(FF100),FF5329=\"\"),\"\",IF(ISERROR(-LOOKUP(1,-LEFT(FF5329,ROW($1:$80)))),0,-LOOKUP(1,-LEFT(FF5329,ROW($1:$80)))))","v":""},{"$f":"IF(OR(ISBLANK(FG100),FG5329=\"\"),\"\",IF(ISERROR(-LOOKUP(1,-LEFT(FG5329,ROW($1:$80)))),0,-LOOKUP(1,-LEFT(FG5329,ROW($1:$80)))))","v":""},{"$f":"IF(OR(ISBLANK(FH100),FH5329=\"\"),\"\",IF(ISERROR(-LOOKUP(1,-LEFT(FH5329,ROW($1:$80)))),0,-LOOKUP(1,-LEFT(FH5329,ROW($1:$80)))))","v":""},{"$f":"IF(OR(ISBLANK(FI100),FI5329=\"\"),\"\",IF(ISERROR(-LOOKUP(1,-LEFT(FI5329,ROW($1:$80)))),0,-LOOKUP(1,-LEFT(FI5329,ROW($1:$80)))))","v":""},{"$f":"IF(OR(ISBLANK(FJ100),FJ5329=\"\"),\"\",IF(ISERROR(-LOOKUP(1,-LEFT(FJ5329,ROW($1:$80)))),0,-LOOKUP(1,-LEFT(FJ5329,ROW($1:$80)))))","v":""},{"$f":"IF(OR(ISBLANK(FK100),FK5329=\"\"),\"\",IF(ISERROR(-LOOKUP(1,-LEFT(FK5329,ROW($1:$80)))),0,-LOOKUP(1,-LEFT(FK5329,ROW($1:$80)))))","v":""},{"$f":"IF(OR(ISBLANK(FL100),FL5329=\"\"),\"\",IF(ISERROR(-LOOKUP(1,-LEFT(FL5329,ROW($1:$80)))),0,-LOOKUP(1,-LEFT(FL5329,ROW($1:$80)))))","v":""},{"$f":"IF(OR(ISBLANK(FM100),FM5329=\"\"),\"\",IF(ISERROR(-LOOKUP(1,-LEFT(FM5329,ROW($1:$80)))),0,-LOOKUP(1,-LEFT(FM5329,ROW($1:$80)))))","v":""},{"$f":"IF(OR(ISBLANK(FN100),FN5329=\"\"),\"\",IF(ISERROR(-LOOKUP(1,-LEFT(FN5329,ROW($1:$80)))),0,-LOOKUP(1,-LEFT(FN5329,ROW($1:$80)))))","v":""},{"$f":"IF(OR(ISBLANK(FO100),FO5329=\"\"),\"\",IF(ISERROR(-LOOKUP(1,-LEFT(FO5329,ROW($1:$80)))),0,-LOOKUP(1,-LEFT(FO5329,ROW($1:$80)))))","v":""},{"$f":"IF(OR(ISBLANK(FP100),FP5329=\"\"),\"\",IF(ISERROR(-LOOKUP(1,-LEFT(FP5329,ROW($1:$80)))),0,-LOOKUP(1,-LEFT(FP5329,ROW($1:$80)))))","v":""},{"$f":"IF(OR(ISBLANK(FQ100),FQ5329=\"\"),\"\",IF(ISERROR(-LOOKUP(1,-LEFT(FQ5329,ROW($1:$80)))),0,-LOOKUP(1,-LEFT(FQ5329,ROW($1:$80)))))","v":""},{"$f":"IF(OR(ISBLANK(FR100),FR5329=\"\"),\"\",IF(ISERROR(-LOOKUP(1,-LEFT(FR5329,ROW($1:$80)))),0,-LOOKUP(1,-LEFT(FR5329,ROW($1:$80)))))","v":""},{"$f":"IF(OR(ISBLANK(FS100),FS5329=\"\"),\"\",IF(ISERROR(-LOOKUP(1,-LEFT(FS5329,ROW($1:$80)))),0,-LOOKUP(1,-LEFT(FS5329,ROW($1:$80)))))","v":""},{"$f":"IF(OR(ISBLANK(FT100),FT5329=\"\"),\"\",IF(ISERROR(-LOOKUP(1,-LEFT(FT5329,ROW($1:$80)))),0,-LOOKUP(1,-LEFT(FT5329,ROW($1:$80)))))","v":""},{"$f":"IF(OR(ISBLANK(FU100),FU5329=\"\"),\"\",IF(ISERROR(-LOOKUP(1,-LEFT(FU5329,ROW($1:$80)))),0,-LOOKUP(1,-LEFT(FU5329,ROW($1:$80)))))","v":""},{"$f":"IF(OR(ISBLANK(FV100),FV5329=\"\"),\"\",IF(ISERROR(-LOOKUP(1,-LEFT(FV5329,ROW($1:$80)))),0,-LOOKUP(1,-LEFT(FV5329,ROW($1:$80)))))","v":""},{"$f":"IF(OR(ISBLANK(FW100),FW5329=\"\"),\"\",IF(ISERROR(-LOOKUP(1,-LEFT(FW5329,ROW($1:$80)))),0,-LOOKUP(1,-LEFT(FW5329,ROW($1:$80)))))","v":""},{"$f":"IF(OR(ISBLANK(FX100),FX5329=\"\"),\"\",IF(ISERROR(-LOOKUP(1,-LEFT(FX5329,ROW($1:$80)))),0,-LOOKUP(1,-LEFT(FX5329,ROW($1:$80)))))","v":""},{"$f":"IF(OR(ISBLANK(FY100),FY5329=\"\"),\"\",IF(ISERROR(-LOOKUP(1,-LEFT(FY5329,ROW($1:$80)))),0,-LOOKUP(1,-LEFT(FY5329,ROW($1:$80)))))","v":""},{"$f":"IF(OR(ISBLANK(FZ100),FZ5329=\"\"),\"\",IF(ISERROR(-LOOKUP(1,-LEFT(FZ5329,ROW($1:$80)))),0,-LOOKUP(1,-LEFT(FZ5329,ROW($1:$80)))))","v":""},{"$f":"IF(OR(ISBLANK(GA100),GA5329=\"\"),\"\",IF(ISERROR(-LOOKUP(1,-LEFT(GA5329,ROW($1:$80)))),0,-LOOKUP(1,-LEFT(GA5329,ROW($1:$80)))))","v":""},{"$f":"IF(OR(ISBLANK(GB100),GB5329=\"\"),\"\",IF(ISERROR(-LOOKUP(1,-LEFT(GB5329,ROW($1:$80)))),0,-LOOKUP(1,-LEFT(GB5329,ROW($1:$80)))))","v":""},{"$f":"IF(OR(ISBLANK(GC100),GC5329=\"\"),\"\",IF(ISERROR(-LOOKUP(1,-LEFT(GC5329,ROW($1:$80)))),0,-LOOKUP(1,-LEFT(GC5329,ROW($1:$80)))))","v":""},{"$f":"IF(OR(ISBLANK(GD100),GD5329=\"\"),\"\",IF(ISERROR(-LOOKUP(1,-LEFT(GD5329,ROW($1:$80)))),0,-LOOKUP(1,-LEFT(GD5329,ROW($1:$80)))))","v":""},{"$f":"IF(OR(ISBLANK(GE100),GE5329=\"\"),\"\",IF(ISERROR(-LOOKUP(1,-LEFT(GE5329,ROW($1:$80)))),0,-LOOKUP(1,-LEFT(GE5329,ROW($1:$80)))))","v":""},{"$f":"IF(OR(ISBLANK(GF100),GF5329=\"\"),\"\",IF(ISERROR(-LOOKUP(1,-LEFT(GF5329,ROW($1:$80)))),0,-LOOKUP(1,-LEFT(GF5329,ROW($1:$80)))))","v":""},{"$f":"IF(OR(ISBLANK(GG100),GG5329=\"\"),\"\",IF(ISERROR(-LOOKUP(1,-LEFT(GG5329,ROW($1:$80)))),0,-LOOKUP(1,-LEFT(GG5329,ROW($1:$80)))))","v":""},{"$f":"IF(OR(ISBLANK(GH100),GH5329=\"\"),\"\",IF(ISERROR(-LOOKUP(1,-LEFT(GH5329,ROW($1:$80)))),0,-LOOKUP(1,-LEFT(GH5329,ROW($1:$80)))))","v":""},{"$f":"IF(OR(ISBLANK(GI100),GI5329=\"\"),\"\",IF(ISERROR(-LOOKUP(1,-LEFT(GI5329,ROW($1:$80)))),0,-LOOKUP(1,-LEFT(GI5329,ROW($1:$80)))))","v":""},{"$f":"IF(OR(ISBLANK(GJ100),GJ5329=\"\"),\"\",IF(ISERROR(-LOOKUP(1,-LEFT(GJ5329,ROW($1:$80)))),0,-LOOKUP(1,-LEFT(GJ5329,ROW($1:$80)))))","v":""},{"$f":"IF(OR(ISBLANK(GK100),GK5329=\"\"),\"\",IF(ISERROR(-LOOKUP(1,-LEFT(GK5329,ROW($1:$80)))),0,-LOOKUP(1,-LEFT(GK5329,ROW($1:$80)))))","v":""},{"$f":"IF(OR(ISBLANK(GL100),GL5329=\"\"),\"\",IF(ISERROR(-LOOKUP(1,-LEFT(GL5329,ROW($1:$80)))),0,-LOOKUP(1,-LEFT(GL5329,ROW($1:$80)))))","v":""},{"$f":"IF(OR(ISBLANK(GM100),GM5329=\"\"),\"\",IF(ISERROR(-LOOKUP(1,-LEFT(GM5329,ROW($1:$80)))),0,-LOOKUP(1,-LEFT(GM5329,ROW($1:$80)))))","v":""},{"$f":"IF(OR(ISBLANK(GN100),GN5329=\"\"),\"\",IF(ISERROR(-LOOKUP(1,-LEFT(GN5329,ROW($1:$80)))),0,-LOOKUP(1,-LEFT(GN5329,ROW($1:$80)))))","v":""},{"$f":"IF(OR(ISBLANK(GO100),GO5329=\"\"),\"\",IF(ISERROR(-LOOKUP(1,-LEFT(GO5329,ROW($1:$80)))),0,-LOOKUP(1,-LEFT(GO5329,ROW($1:$80)))))","v":""},{"$f":"IF(OR(ISBLANK(GP100),GP5329=\"\"),\"\",IF(ISERROR(-LOOKUP(1,-LEFT(GP5329,ROW($1:$80)))),0,-LOOKUP(1,-LEFT(GP5329,ROW($1:$80)))))","v":""},{"$f":"IF(OR(ISBLANK(GQ100),GQ5329=\"\"),\"\",IF(ISERROR(-LOOKUP(1,-LEFT(GQ5329,ROW($1:$80)))),0,-LOOKUP(1,-LEFT(GQ5329,ROW($1:$80)))))","v":""},{"$f":"IF(OR(ISBLANK(GR100),GR5329=\"\"),\"\",IF(ISERROR(-LOOKUP(1,-LEFT(GR5329,ROW($1:$80)))),0,-LOOKUP(1,-LEFT(GR5329,ROW($1:$80)))))","v":""},{"$f":"IF(OR(ISBLANK(GS100),GS5329=\"\"),\"\",IF(ISERROR(-LOOKUP(1,-LEFT(GS5329,ROW($1:$80)))),0,-LOOKUP(1,-LEFT(GS5329,ROW($1:$80)))))","v":""},{"$f":"IF(OR(ISBLANK(GT100),GT5329=\"\"),\"\",IF(ISERROR(-LOOKUP(1,-LEFT(GT5329,ROW($1:$80)))),0,-LOOKUP(1,-LEFT(GT5329,ROW($1:$80)))))","v":""},{"$f":"IF(OR(ISBLANK(GU100),GU5329=\"\"),\"\",IF(ISERROR(-LOOKUP(1,-LEFT(GU5329,ROW($1:$80)))),0,-LOOKUP(1,-LEFT(GU5329,ROW($1:$80)))))","v":""},{"$f":"IF(OR(ISBLANK(GV100),GV5329=\"\"),\"\",IF(ISERROR(-LOOKUP(1,-LEFT(GV5329,ROW($1:$80)))),0,-LOOKUP(1,-LEFT(GV5329,ROW($1:$80)))))","v":""},{"$f":"IF(OR(ISBLANK(GW100),GW5329=\"\"),\"\",IF(ISERROR(-LOOKUP(1,-LEFT(GW5329,ROW($1:$80)))),0,-LOOKUP(1,-LEFT(GW5329,ROW($1:$80)))))","v":""},{"$f":"IF(OR(ISBLANK(GX100),GX5329=\"\"),\"\",IF(ISERROR(-LOOKUP(1,-LEFT(GX5329,ROW($1:$80)))),0,-LOOKUP(1,-LEFT(GX5329,ROW($1:$80)))))","v":""},{"$f":"IF(OR(ISBLANK(GY100),GY5329=\"\"),\"\",IF(ISERROR(-LOOKUP(1,-LEFT(GY5329,ROW($1:$80)))),0,-LOOKUP(1,-LEFT(GY5329,ROW($1:$80)))))","v":""},{"$f":"IF(OR(ISBLANK(GZ100),GZ5329=\"\"),\"\",IF(ISERROR(-LOOKUP(1,-LEFT(GZ5329,ROW($1:$80)))),0,-LOOKUP(1,-LEFT(GZ5329,ROW($1:$80)))))","v":""},{"$f":"IF(OR(ISBLANK(HA100),HA5329=\"\"),\"\",IF(ISERROR(-LOOKUP(1,-LEFT(HA5329,ROW($1:$80)))),0,-LOOKUP(1,-LEFT(HA5329,ROW($1:$80)))))","v":""},{"$f":"IF(OR(ISBLANK(HB100),HB5329=\"\"),\"\",IF(ISERROR(-LOOKUP(1,-LEFT(HB5329,ROW($1:$80)))),0,-LOOKUP(1,-LEFT(HB5329,ROW($1:$80)))))","v":""},{"$f":"IF(OR(ISBLANK(HC100),HC5329=\"\"),\"\",IF(ISERROR(-LOOKUP(1,-LEFT(HC5329,ROW($1:$80)))),0,-LOOKUP(1,-LEFT(HC5329,ROW($1:$80)))))","v":""},{"$f":"IF(OR(ISBLANK(HD100),HD5329=\"\"),\"\",IF(ISERROR(-LOOKUP(1,-LEFT(HD5329,ROW($1:$80)))),0,-LOOKUP(1,-LEFT(HD5329,ROW($1:$80)))))","v":""},{"$f":"IF(OR(ISBLANK(HE100),HE5329=\"\"),\"\",IF(ISERROR(-LOOKUP(1,-LEFT(HE5329,ROW($1:$80)))),0,-LOOKUP(1,-LEFT(HE5329,ROW($1:$80)))))","v":""},{"$f":"IF(OR(ISBLANK(HF100),HF5329=\"\"),\"\",IF(ISERROR(-LOOKUP(1,-LEFT(HF5329,ROW($1:$80)))),0,-LOOKUP(1,-LEFT(HF5329,ROW($1:$80)))))","v":""},{"$f":"IF(OR(ISBLANK(HG100),HG5329=\"\"),\"\",IF(ISERROR(-LOOKUP(1,-LEFT(HG5329,ROW($1:$80)))),0,-LOOKUP(1,-LEFT(HG5329,ROW($1:$80)))))","v":""},{"$f":"IF(OR(ISBLANK(HH100),HH5329=\"\"),\"\",IF(ISERROR(-LOOKUP(1,-LEFT(HH5329,ROW($1:$80)))),0,-LOOKUP(1,-LEFT(HH5329,ROW($1:$80)))))","v":""},{"$f":"IF(OR(ISBLANK(HI100),HI5329=\"\"),\"\",IF(ISERROR(-LOOKUP(1,-LEFT(HI5329,ROW($1:$80)))),0,-LOOKUP(1,-LEFT(HI5329,ROW($1:$80)))))","v":""},{"$f":"IF(OR(ISBLANK(HJ100),HJ5329=\"\"),\"\",IF(ISERROR(-LOOKUP(1,-LEFT(HJ5329,ROW($1:$80)))),0,-LOOKUP(1,-LEFT(HJ5329,ROW($1:$80)))))","v":""},{"$f":"IF(OR(ISBLANK(HK100),HK5329=\"\"),\"\",IF(ISERROR(-LOOKUP(1,-LEFT(HK5329,ROW($1:$80)))),0,-LOOKUP(1,-LEFT(HK5329,ROW($1:$80)))))","v":""},{"$f":"IF(OR(ISBLANK(HL100),HL5329=\"\"),\"\",IF(ISERROR(-LOOKUP(1,-LEFT(HL5329,ROW($1:$80)))),0,-LOOKUP(1,-LEFT(HL5329,ROW($1:$80)))))","v":""},{"$f":"IF(OR(ISBLANK(HM100),HM5329=\"\"),\"\",IF(ISERROR(-LOOKUP(1,-LEFT(HM5329,ROW($1:$80)))),0,-LOOKUP(1,-LEFT(HM5329,ROW($1:$80)))))","v":""},{"$f":"IF(OR(ISBLANK(HN100),HN5329=\"\"),\"\",IF(ISERROR(-LOOKUP(1,-LEFT(HN5329,ROW($1:$80)))),0,-LOOKUP(1,-LEFT(HN5329,ROW($1:$80)))))","v":""},{"$f":"IF(OR(ISBLANK(HO100),HO5329=\"\"),\"\",IF(ISERROR(-LOOKUP(1,-LEFT(HO5329,ROW($1:$80)))),0,-LOOKUP(1,-LEFT(HO5329,ROW($1:$80)))))","v":""},{"$f":"IF(OR(ISBLANK(HP100),HP5329=\"\"),\"\",IF(ISERROR(-LOOKUP(1,-LEFT(HP5329,ROW($1:$80)))),0,-LOOKUP(1,-LEFT(HP5329,ROW($1:$80)))))","v":""},{"$f":"IF(OR(ISBLANK(HQ100),HQ5329=\"\"),\"\",IF(ISERROR(-LOOKUP(1,-LEFT(HQ5329,ROW($1:$80)))),0,-LOOKUP(1,-LEFT(HQ5329,ROW($1:$80)))))","v":""},{"$f":"IF(OR(ISBLANK(HR100),HR5329=\"\"),\"\",IF(ISERROR(-LOOKUP(1,-LEFT(HR5329,ROW($1:$80)))),0,-LOOKUP(1,-LEFT(HR5329,ROW($1:$80)))))","v":""},{"$f":"IF(OR(ISBLANK(HS100),HS5329=\"\"),\"\",IF(ISERROR(-LOOKUP(1,-LEFT(HS5329,ROW($1:$80)))),0,-LOOKUP(1,-LEFT(HS5329,ROW($1:$80)))))","v":""},{"$f":"IF(OR(ISBLANK(HT100),HT5329=\"\"),\"\",IF(ISERROR(-LOOKUP(1,-LEFT(HT5329,ROW($1:$80)))),0,-LOOKUP(1,-LEFT(HT5329,ROW($1:$80)))))","v":""},{"$f":"IF(OR(ISBLANK(HU100),HU5329=\"\"),\"\",IF(ISERROR(-LOOKUP(1,-LEFT(HU5329,ROW($1:$80)))),0,-LOOKUP(1,-LEFT(HU5329,ROW($1:$80)))))","v":""},{"$f":"IF(OR(ISBLANK(HV100),HV5329=\"\"),\"\",IF(ISERROR(-LOOKUP(1,-LEFT(HV5329,ROW($1:$80)))),0,-LOOKUP(1,-LEFT(HV5329,ROW($1:$80)))))","v":""},{"$f":"IF(OR(ISBLANK(HW100),HW5329=\"\"),\"\",IF(ISERROR(-LOOKUP(1,-LEFT(HW5329,ROW($1:$80)))),0,-LOOKUP(1,-LEFT(HW5329,ROW($1:$80)))))","v":""},{"$f":"IF(OR(ISBLANK(HX100),HX5329=\"\"),\"\",IF(ISERROR(-LOOKUP(1,-LEFT(HX5329,ROW($1:$80)))),0,-LOOKUP(1,-LEFT(HX5329,ROW($1:$80)))))","v":""},{"$f":"IF(OR(ISBLANK(HY100),HY5329=\"\"),\"\",IF(ISERROR(-LOOKUP(1,-LEFT(HY5329,ROW($1:$80)))),0,-LOOKUP(1,-LEFT(HY5329,ROW($1:$80)))))","v":""},{"$f":"IF(OR(ISBLANK(HZ100),HZ5329=\"\"),\"\",IF(ISERROR(-LOOKUP(1,-LEFT(HZ5329,ROW($1:$80)))),0,-LOOKUP(1,-LEFT(HZ5329,ROW($1:$80)))))","v":""},{"$f":"IF(OR(ISBLANK(IA100),IA5329=\"\"),\"\",IF(ISERROR(-LOOKUP(1,-LEFT(IA5329,ROW($1:$80)))),0,-LOOKUP(1,-LEFT(IA5329,ROW($1:$80)))))","v":""},{"$f":"IF(OR(ISBLANK(IB100),IB5329=\"\"),\"\",IF(ISERROR(-LOOKUP(1,-LEFT(IB5329,ROW($1:$80)))),0,-LOOKUP(1,-LEFT(IB5329,ROW($1:$80)))))","v":""},{"$f":"IF(OR(ISBLANK(IC100),IC5329=\"\"),\"\",IF(ISERROR(-LOOKUP(1,-LEFT(IC5329,ROW($1:$80)))),0,-LOOKUP(1,-LEFT(IC5329,ROW($1:$80)))))","v":""},{"$f":"IF(OR(ISBLANK(ID100),ID5329=\"\"),\"\",IF(ISERROR(-LOOKUP(1,-LEFT(ID5329,ROW($1:$80)))),0,-LOOKUP(1,-LEFT(ID5329,ROW($1:$80)))))","v":""},{"$f":"IF(OR(ISBLANK(IE100),IE5329=\"\"),\"\",IF(ISERROR(-LOOKUP(1,-LEFT(IE5329,ROW($1:$80)))),0,-LOOKUP(1,-LEFT(IE5329,ROW($1:$80)))))","v":""},{"$f":"IF(OR(ISBLANK(IF100),IF5329=\"\"),\"\",IF(ISERROR(-LOOKUP(1,-LEFT(IF5329,ROW($1:$80)))),0,-LOOKUP(1,-LEFT(IF5329,ROW($1:$80)))))","v":""},{"$f":"IF(OR(ISBLANK(IG100),IG5329=\"\"),\"\",IF(ISERROR(-LOOKUP(1,-LEFT(IG5329,ROW($1:$80)))),0,-LOOKUP(1,-LEFT(IG5329,ROW($1:$80)))))","v":""},{"$f":"IF(OR(ISBLANK(IH100),IH5329=\"\"),\"\",IF(ISERROR(-LOOKUP(1,-LEFT(IH5329,ROW($1:$80)))),0,-LOOKUP(1,-LEFT(IH5329,ROW($1:$80)))))","v":""},{"$f":"IF(OR(ISBLANK(II100),II5329=\"\"),\"\",IF(ISERROR(-LOOKUP(1,-LEFT(II5329,ROW($1:$80)))),0,-LOOKUP(1,-LEFT(II5329,ROW($1:$80)))))","v":""},{"$f":"IF(OR(ISBLANK(IJ100),IJ5329=\"\"),\"\",IF(ISERROR(-LOOKUP(1,-LEFT(IJ5329,ROW($1:$80)))),0,-LOOKUP(1,-LEFT(IJ5329,ROW($1:$80)))))","v":""},{"$f":"IF(OR(ISBLANK(IK100),IK5329=\"\"),\"\",IF(ISERROR(-LOOKUP(1,-LEFT(IK5329,ROW($1:$80)))),0,-LOOKUP(1,-LEFT(IK5329,ROW($1:$80)))))","v":""},{"$f":"IF(OR(ISBLANK(IL100),IL5329=\"\"),\"\",IF(ISERROR(-LOOKUP(1,-LEFT(IL5329,ROW($1:$80)))),0,-LOOKUP(1,-LEFT(IL5329,ROW($1:$80)))))","v":""},{"$f":"IF(OR(ISBLANK(IM100),IM5329=\"\"),\"\",IF(ISERROR(-LOOKUP(1,-LEFT(IM5329,ROW($1:$80)))),0,-LOOKUP(1,-LEFT(IM5329,ROW($1:$80)))))","v":""},{"$f":"IF(OR(ISBLANK(IN100),IN5329=\"\"),\"\",IF(ISERROR(-LOOKUP(1,-LEFT(IN5329,ROW($1:$80)))),0,-LOOKUP(1,-LEFT(IN5329,ROW($1:$80)))))","v":""},{"$f":"IF(OR(ISBLANK(IO100),IO5329=\"\"),\"\",IF(ISERROR(-LOOKUP(1,-LEFT(IO5329,ROW($1:$80)))),0,-LOOKUP(1,-LEFT(IO5329,ROW($1:$80)))))","v":""},{"$f":"IF(OR(ISBLANK(IP100),IP5329=\"\"),\"\",IF(ISERROR(-LOOKUP(1,-LEFT(IP5329,ROW($1:$80)))),0,-LOOKUP(1,-LEFT(IP5329,ROW($1:$80)))))","v":""},{"$f":"IF(OR(ISBLANK(IQ100),IQ5329=\"\"),\"\",IF(ISERROR(-LOOKUP(1,-LEFT(IQ5329,ROW($1:$80)))),0,-LOOKUP(1,-LEFT(IQ5329,ROW($1:$80)))))","v":""},{"$f":"IF(OR(ISBLANK(IR100),IR5329=\"\"),\"\",IF(ISERROR(-LOOKUP(1,-LEFT(IR5329,ROW($1:$80)))),0,-LOOKUP(1,-LEFT(IR5329,ROW($1:$80)))))","v":""},{"$f":"IF(OR(ISBLANK(IS100),IS5329=\"\"),\"\",IF(ISERROR(-LOOKUP(1,-LEFT(IS5329,ROW($1:$80)))),0,-LOOKUP(1,-LEFT(IS5329,ROW($1:$80)))))","v":""},{"$f":"IF(OR(ISBLANK(IT100),IT5329=\"\"),\"\",IF(ISERROR(-LOOKUP(1,-LEFT(IT5329,ROW($1:$80)))),0,-LOOKUP(1,-LEFT(IT5329,ROW($1:$80)))))","v":""},{"$f":"IF(OR(ISBLANK(IU100),IU5329=\"\"),\"\",IF(ISERROR(-LOOKUP(1,-LEFT(IU5329,ROW($1:$80)))),0,-LOOKUP(1,-LEFT(IU5329,ROW($1:$80)))))","v":""},{"$f":"IF(OR(ISBLANK(IV100),IV5329=\"\"),\"\",IF(ISERROR(-LOOKUP(1,-LEFT(IV5329,ROW($1:$80)))),0,-LOOKUP(1,-LEFT(IV5329,ROW($1:$80)))))","v":""},{"$f":"IF(OR(ISBLANK(IW100),IW5329=\"\"),\"\",IF(ISERROR(-LOOKUP(1,-LEFT(IW5329,ROW($1:$80)))),0,-LOOKUP(1,-LEFT(IW5329,ROW($1:$80)))))","v":""},{"$f":"IF(OR(ISBLANK(IX100),IX5329=\"\"),\"\",IF(ISERROR(-LOOKUP(1,-LEFT(IX5329,ROW($1:$80)))),0,-LOOKUP(1,-LEFT(IX5329,ROW($1:$80)))))","v":""},{"$f":"IF(OR(ISBLANK(IY100),IY5329=\"\"),\"\",IF(ISERROR(-LOOKUP(1,-LEFT(IY5329,ROW($1:$80)))),0,-LOOKUP(1,-LEFT(IY5329,ROW($1:$80)))))","v":""},{"$f":"IF(OR(ISBLANK(IZ100),IZ5329=\"\"),\"\",IF(ISERROR(-LOOKUP(1,-LEFT(IZ5329,ROW($1:$80)))),0,-LOOKUP(1,-LEFT(IZ5329,ROW($1:$80)))))","v":""},{"$f":"IF(OR(ISBLANK(JA100),JA5329=\"\"),\"\",IF(ISERROR(-LOOKUP(1,-LEFT(JA5329,ROW($1:$80)))),0,-LOOKUP(1,-LEFT(JA5329,ROW($1:$80)))))","v":""},{"$f":"IF(OR(ISBLANK(JB100),JB5329=\"\"),\"\",IF(ISERROR(-LOOKUP(1,-LEFT(JB5329,ROW($1:$80)))),0,-LOOKUP(1,-LEFT(JB5329,ROW($1:$80)))))","v":""},{"$f":"IF(OR(ISBLANK(JC100),JC5329=\"\"),\"\",IF(ISERROR(-LOOKUP(1,-LEFT(JC5329,ROW($1:$80)))),0,-LOOKUP(1,-LEFT(JC5329,ROW($1:$80)))))","v":""},{"$f":"IF(OR(ISBLANK(JD100),JD5329=\"\"),\"\",IF(ISERROR(-LOOKUP(1,-LEFT(JD5329,ROW($1:$80)))),0,-LOOKUP(1,-LEFT(JD5329,ROW($1:$80)))))","v":""},{"$f":"IF(OR(ISBLANK(JE100),JE5329=\"\"),\"\",IF(ISERROR(-LOOKUP(1,-LEFT(JE5329,ROW($1:$80)))),0,-LOOKUP(1,-LEFT(JE5329,ROW($1:$80)))))","v":""},{"$f":"IF(OR(ISBLANK(JF100),JF5329=\"\"),\"\",IF(ISERROR(-LOOKUP(1,-LEFT(JF5329,ROW($1:$80)))),0,-LOOKUP(1,-LEFT(JF5329,ROW($1:$80)))))","v":""},{"$f":"IF(OR(ISBLANK(JG100),JG5329=\"\"),\"\",IF(ISERROR(-LOOKUP(1,-LEFT(JG5329,ROW($1:$80)))),0,-LOOKUP(1,-LEFT(JG5329,ROW($1:$80)))))","v":""},{"$f":"IF(OR(ISBLANK(JH100),JH5329=\"\"),\"\",IF(ISERROR(-LOOKUP(1,-LEFT(JH5329,ROW($1:$80)))),0,-LOOKUP(1,-LEFT(JH5329,ROW($1:$80)))))","v":""},{"$f":"IF(OR(ISBLANK(JI100),JI5329=\"\"),\"\",IF(ISERROR(-LOOKUP(1,-LEFT(JI5329,ROW($1:$80)))),0,-LOOKUP(1,-LEFT(JI5329,ROW($1:$80)))))","v":""},{"$f":"IF(OR(ISBLANK(JJ100),JJ5329=\"\"),\"\",IF(ISERROR(-LOOKUP(1,-LEFT(JJ5329,ROW($1:$80)))),0,-LOOKUP(1,-LEFT(JJ5329,ROW($1:$80)))))","v":""},{"$f":"IF(OR(ISBLANK(JK100),JK5329=\"\"),\"\",IF(ISERROR(-LOOKUP(1,-LEFT(JK5329,ROW($1:$80)))),0,-LOOKUP(1,-LEFT(JK5329,ROW($1:$80)))))","v":""},{"$f":"IF(OR(ISBLANK(JL100),JL5329=\"\"),\"\",IF(ISERROR(-LOOKUP(1,-LEFT(JL5329,ROW($1:$80)))),0,-LOOKUP(1,-LEFT(JL5329,ROW($1:$80)))))","v":""},{"$f":"IF(OR(ISBLANK(JM100),JM5329=\"\"),\"\",IF(ISERROR(-LOOKUP(1,-LEFT(JM5329,ROW($1:$80)))),0,-LOOKUP(1,-LEFT(JM5329,ROW($1:$80)))))","v":""},{"$f":"IF(OR(ISBLANK(JN100),JN5329=\"\"),\"\",IF(ISERROR(-LOOKUP(1,-LEFT(JN5329,ROW($1:$80)))),0,-LOOKUP(1,-LEFT(JN5329,ROW($1:$80)))))","v":""},{"$f":"IF(OR(ISBLANK(JO100),JO5329=\"\"),\"\",IF(ISERROR(-LOOKUP(1,-LEFT(JO5329,ROW($1:$80)))),0,-LOOKUP(1,-LEFT(JO5329,ROW($1:$80)))))","v":""},{"$f":"IF(OR(ISBLANK(JP100),JP5329=\"\"),\"\",IF(ISERROR(-LOOKUP(1,-LEFT(JP5329,ROW($1:$80)))),0,-LOOKUP(1,-LEFT(JP5329,ROW($1:$80)))))","v":""},{"$f":"IF(OR(ISBLANK(JQ100),JQ5329=\"\"),\"\",IF(ISERROR(-LOOKUP(1,-LEFT(JQ5329,ROW($1:$80)))),0,-LOOKUP(1,-LEFT(JQ5329,ROW($1:$80)))))","v":""},{"$f":"IF(OR(ISBLANK(JR100),JR5329=\"\"),\"\",IF(ISERROR(-LOOKUP(1,-LEFT(JR5329,ROW($1:$80)))),0,-LOOKUP(1,-LEFT(JR5329,ROW($1:$80)))))","v":""},{"$f":"IF(OR(ISBLANK(JS100),JS5329=\"\"),\"\",IF(ISERROR(-LOOKUP(1,-LEFT(JS5329,ROW($1:$80)))),0,-LOOKUP(1,-LEFT(JS5329,ROW($1:$80)))))","v":""},{"$f":"IF(OR(ISBLANK(JT100),JT5329=\"\"),\"\",IF(ISERROR(-LOOKUP(1,-LEFT(JT5329,ROW($1:$80)))),0,-LOOKUP(1,-LEFT(JT5329,ROW($1:$80)))))","v":""},{"$f":"IF(OR(ISBLANK(JU100),JU5329=\"\"),\"\",IF(ISERROR(-LOOKUP(1,-LEFT(JU5329,ROW($1:$80)))),0,-LOOKUP(1,-LEFT(JU5329,ROW($1:$80)))))","v":""},{"$f":"IF(OR(ISBLANK(JV100),JV5329=\"\"),\"\",IF(ISERROR(-LOOKUP(1,-LEFT(JV5329,ROW($1:$80)))),0,-LOOKUP(1,-LEFT(JV5329,ROW($1:$80)))))","v":""},{"$f":"IF(OR(ISBLANK(JW100),JW5329=\"\"),\"\",IF(ISERROR(-LOOKUP(1,-LEFT(JW5329,ROW($1:$80)))),0,-LOOKUP(1,-LEFT(JW5329,ROW($1:$80)))))","v":""},{"$f":"IF(OR(ISBLANK(JX100),JX5329=\"\"),\"\",IF(ISERROR(-LOOKUP(1,-LEFT(JX5329,ROW($1:$80)))),0,-LOOKUP(1,-LEFT(JX5329,ROW($1:$80)))))","v":""},{"$f":"IF(OR(ISBLANK(JY100),JY5329=\"\"),\"\",IF(ISERROR(-LOOKUP(1,-LEFT(JY5329,ROW($1:$80)))),0,-LOOKUP(1,-LEFT(JY5329,ROW($1:$80)))))","v":""},{"$f":"IF(OR(ISBLANK(JZ100),JZ5329=\"\"),\"\",IF(ISERROR(-LOOKUP(1,-LEFT(JZ5329,ROW($1:$80)))),0,-LOOKUP(1,-LEFT(JZ5329,ROW($1:$80)))))","v":""},{"$f":"IF(OR(ISBLANK(KA100),KA5329=\"\"),\"\",IF(ISERROR(-LOOKUP(1,-LEFT(KA5329,ROW($1:$80)))),0,-LOOKUP(1,-LEFT(KA5329,ROW($1:$80)))))","v":""},{"$f":"IF(OR(ISBLANK(KB100),KB5329=\"\"),\"\",IF(ISERROR(-LOOKUP(1,-LEFT(KB5329,ROW($1:$80)))),0,-LOOKUP(1,-LEFT(KB5329,ROW($1:$80)))))","v":""},{"$f":"IF(OR(ISBLANK(KC100),KC5329=\"\"),\"\",IF(ISERROR(-LOOKUP(1,-LEFT(KC5329,ROW($1:$80)))),0,-LOOKUP(1,-LEFT(KC5329,ROW($1:$80)))))","v":""},{"$f":"IF(OR(ISBLANK(KD100),KD5329=\"\"),\"\",IF(ISERROR(-LOOKUP(1,-LEFT(KD5329,ROW($1:$80)))),0,-LOOKUP(1,-LEFT(KD5329,ROW($1:$80)))))","v":""},{"$f":"IF(OR(ISBLANK(KE100),KE5329=\"\"),\"\",IF(ISERROR(-LOOKUP(1,-LEFT(KE5329,ROW($1:$80)))),0,-LOOKUP(1,-LEFT(KE5329,ROW($1:$80)))))","v":""},{"$f":"IF(OR(ISBLANK(KF100),KF5329=\"\"),\"\",IF(ISERROR(-LOOKUP(1,-LEFT(KF5329,ROW($1:$80)))),0,-LOOKUP(1,-LEFT(KF5329,ROW($1:$80)))))","v":""},{"$f":"IF(OR(ISBLANK(KG100),KG5329=\"\"),\"\",IF(ISERROR(-LOOKUP(1,-LEFT(KG5329,ROW($1:$80)))),0,-LOOKUP(1,-LEFT(KG5329,ROW($1:$80)))))","v":""},{"$f":"IF(OR(ISBLANK(KH100),KH5329=\"\"),\"\",IF(ISERROR(-LOOKUP(1,-LEFT(KH5329,ROW($1:$80)))),0,-LOOKUP(1,-LEFT(KH5329,ROW($1:$80)))))","v":""},{"$f":"IF(OR(ISBLANK(KI100),KI5329=\"\"),\"\",IF(ISERROR(-LOOKUP(1,-LEFT(KI5329,ROW($1:$80)))),0,-LOOKUP(1,-LEFT(KI5329,ROW($1:$80)))))","v":""},{"$f":"IF(OR(ISBLANK(KJ100),KJ5329=\"\"),\"\",IF(ISERROR(-LOOKUP(1,-LEFT(KJ5329,ROW($1:$80)))),0,-LOOKUP(1,-LEFT(KJ5329,ROW($1:$80)))))","v":""},{"$f":"IF(OR(ISBLANK(KK100),KK5329=\"\"),\"\",IF(ISERROR(-LOOKUP(1,-LEFT(KK5329,ROW($1:$80)))),0,-LOOKUP(1,-LEFT(KK5329,ROW($1:$80)))))","v":""},{"$f":"IF(OR(ISBLANK(KL100),KL5329=\"\"),\"\",IF(ISERROR(-LOOKUP(1,-LEFT(KL5329,ROW($1:$80)))),0,-LOOKUP(1,-LEFT(KL5329,ROW($1:$80)))))","v":""},{"$f":"IF(OR(ISBLANK(KM100),KM5329=\"\"),\"\",IF(ISERROR(-LOOKUP(1,-LEFT(KM5329,ROW($1:$80)))),0,-LOOKUP(1,-LEFT(KM5329,ROW($1:$80)))))","v":""},{"$f":"IF(OR(ISBLANK(KN100),KN5329=\"\"),\"\",IF(ISERROR(-LOOKUP(1,-LEFT(KN5329,ROW($1:$80)))),0,-LOOKUP(1,-LEFT(KN5329,ROW($1:$80)))))","v":""},{"$f":"IF(OR(ISBLANK(KO100),KO5329=\"\"),\"\",IF(ISERROR(-LOOKUP(1,-LEFT(KO5329,ROW($1:$80)))),0,-LOOKUP(1,-LEFT(KO5329,ROW($1:$80)))))","v":""},{"$f":"IF(OR(ISBLANK(KP100),KP5329=\"\"),\"\",IF(ISERROR(-LOOKUP(1,-LEFT(KP5329,ROW($1:$80)))),0,-LOOKUP(1,-LEFT(KP5329,ROW($1:$80)))))","v":""},{"$f":"IF(OR(ISBLANK(KQ100),KQ5329=\"\"),\"\",IF(ISERROR(-LOOKUP(1,-LEFT(KQ5329,ROW($1:$80)))),0,-LOOKUP(1,-LEFT(KQ5329,ROW($1:$80)))))","v":""},{"$f":"IF(OR(ISBLANK(KR100),KR5329=\"\"),\"\",IF(ISERROR(-LOOKUP(1,-LEFT(KR5329,ROW($1:$80)))),0,-LOOKUP(1,-LEFT(KR5329,ROW($1:$80)))))","v":""},{"$f":"IF(OR(ISBLANK(KS100),KS5329=\"\"),\"\",IF(ISERROR(-LOOKUP(1,-LEFT(KS5329,ROW($1:$80)))),0,-LOOKUP(1,-LEFT(KS5329,ROW($1:$80)))))","v":""},{"$f":"IF(OR(ISBLANK(KT100),KT5329=\"\"),\"\",IF(ISERROR(-LOOKUP(1,-LEFT(KT5329,ROW($1:$80)))),0,-LOOKUP(1,-LEFT(KT5329,ROW($1:$80)))))","v":""},{"$f":"IF(OR(ISBLANK(KU100),KU5329=\"\"),\"\",IF(ISERROR(-LOOKUP(1,-LEFT(KU5329,ROW($1:$80)))),0,-LOOKUP(1,-LEFT(KU5329,ROW($1:$80)))))","v":""},{"$f":"IF(OR(ISBLANK(KV100),KV5329=\"\"),\"\",IF(ISERROR(-LOOKUP(1,-LEFT(KV5329,ROW($1:$80)))),0,-LOOKUP(1,-LEFT(KV5329,ROW($1:$80)))))","v":""},{"$f":"IF(OR(ISBLANK(KW100),KW5329=\"\"),\"\",IF(ISERROR(-LOOKUP(1,-LEFT(KW5329,ROW($1:$80)))),0,-LOOKUP(1,-LEFT(KW5329,ROW($1:$80)))))","v":""},{"$f":"IF(OR(ISBLANK(KX100),KX5329=\"\"),\"\",IF(ISERROR(-LOOKUP(1,-LEFT(KX5329,ROW($1:$80)))),0,-LOOKUP(1,-LEFT(KX5329,ROW($1:$80)))))","v":""},{"$f":"IF(OR(ISBLANK(KY100),KY5329=\"\"),\"\",IF(ISERROR(-LOOKUP(1,-LEFT(KY5329,ROW($1:$80)))),0,-LOOKUP(1,-LEFT(KY5329,ROW($1:$80)))))","v":""},{"$f":"IF(OR(ISBLANK(KZ100),KZ5329=\"\"),\"\",IF(ISERROR(-LOOKUP(1,-LEFT(KZ5329,ROW($1:$80)))),0,-LOOKUP(1,-LEFT(KZ5329,ROW($1:$80)))))","v":""},{"$f":"IF(OR(ISBLANK(LA100),LA5329=\"\"),\"\",IF(ISERROR(-LOOKUP(1,-LEFT(LA5329,ROW($1:$80)))),0,-LOOKUP(1,-LEFT(LA5329,ROW($1:$80)))))","v":""},{"$f":"IF(OR(ISBLANK(LB100),LB5329=\"\"),\"\",IF(ISERROR(-LOOKUP(1,-LEFT(LB5329,ROW($1:$80)))),0,-LOOKUP(1,-LEFT(LB5329,ROW($1:$80)))))","v":""},{"$f":"IF(OR(ISBLANK(LC100),LC5329=\"\"),\"\",IF(ISERROR(-LOOKUP(1,-LEFT(LC5329,ROW($1:$80)))),0,-LOOKUP(1,-LEFT(LC5329,ROW($1:$80)))))","v":""},{"$f":"IF(OR(ISBLANK(LD100),LD5329=\"\"),\"\",IF(ISERROR(-LOOKUP(1,-LEFT(LD5329,ROW($1:$80)))),0,-LOOKUP(1,-LEFT(LD5329,ROW($1:$80)))))","v":""},{"$f":"IF(OR(ISBLANK(LE100),LE5329=\"\"),\"\",IF(ISERROR(-LOOKUP(1,-LEFT(LE5329,ROW($1:$80)))),0,-LOOKUP(1,-LEFT(LE5329,ROW($1:$80)))))","v":""},{"$f":"IF(OR(ISBLANK(LF100),LF5329=\"\"),\"\",IF(ISERROR(-LOOKUP(1,-LEFT(LF5329,ROW($1:$80)))),0,-LOOKUP(1,-LEFT(LF5329,ROW($1:$80)))))","v":""},{"$f":"IF(OR(ISBLANK(LG100),LG5329=\"\"),\"\",IF(ISERROR(-LOOKUP(1,-LEFT(LG5329,ROW($1:$80)))),0,-LOOKUP(1,-LEFT(LG5329,ROW($1:$80)))))","v":""},{"$f":"IF(OR(ISBLANK(LH100),LH5329=\"\"),\"\",IF(ISERROR(-LOOKUP(1,-LEFT(LH5329,ROW($1:$80)))),0,-LOOKUP(1,-LEFT(LH5329,ROW($1:$80)))))","v":""},{"$f":"IF(OR(ISBLANK(LI100),LI5329=\"\"),\"\",IF(ISERROR(-LOOKUP(1,-LEFT(LI5329,ROW($1:$80)))),0,-LOOKUP(1,-LEFT(LI5329,ROW($1:$80)))))","v":""},{"$f":"IF(OR(ISBLANK(LJ100),LJ5329=\"\"),\"\",IF(ISERROR(-LOOKUP(1,-LEFT(LJ5329,ROW($1:$80)))),0,-LOOKUP(1,-LEFT(LJ5329,ROW($1:$80)))))","v":""},{"$f":"IF(OR(ISBLANK(LK100),LK5329=\"\"),\"\",IF(ISERROR(-LOOKUP(1,-LEFT(LK5329,ROW($1:$80)))),0,-LOOKUP(1,-LEFT(LK5329,ROW($1:$80)))))","v":""},{"$f":"IF(OR(ISBLANK(LL100),LL5329=\"\"),\"\",IF(ISERROR(-LOOKUP(1,-LEFT(LL5329,ROW($1:$80)))),0,-LOOKUP(1,-LEFT(LL5329,ROW($1:$80)))))","v":""},{"$f":"IF(OR(ISBLANK(LM100),LM5329=\"\"),\"\",IF(ISERROR(-LOOKUP(1,-LEFT(LM5329,ROW($1:$80)))),0,-LOOKUP(1,-LEFT(LM5329,ROW($1:$80)))))","v":""},{"$f":"IF(OR(ISBLANK(LN100),LN5329=\"\"),\"\",IF(ISERROR(-LOOKUP(1,-LEFT(LN5329,ROW($1:$80)))),0,-LOOKUP(1,-LEFT(LN5329,ROW($1:$80)))))","v":""},{"$f":"IF(OR(ISBLANK(LO100),LO5329=\"\"),\"\",IF(ISERROR(-LOOKUP(1,-LEFT(LO5329,ROW($1:$80)))),0,-LOOKUP(1,-LEFT(LO5329,ROW($1:$80)))))","v":""},{"$f":"IF(OR(ISBLANK(LP100),LP5329=\"\"),\"\",IF(ISERROR(-LOOKUP(1,-LEFT(LP5329,ROW($1:$80)))),0,-LOOKUP(1,-LEFT(LP5329,ROW($1:$80)))))","v":""},{"$f":"IF(OR(ISBLANK(LQ100),LQ5329=\"\"),\"\",IF(ISERROR(-LOOKUP(1,-LEFT(LQ5329,ROW($1:$80)))),0,-LOOKUP(1,-LEFT(LQ5329,ROW($1:$80)))))","v":""},{"$f":"IF(OR(ISBLANK(LR100),LR5329=\"\"),\"\",IF(ISERROR(-LOOKUP(1,-LEFT(LR5329,ROW($1:$80)))),0,-LOOKUP(1,-LEFT(LR5329,ROW($1:$80)))))","v":""},{"$f":"IF(OR(ISBLANK(LS100),LS5329=\"\"),\"\",IF(ISERROR(-LOOKUP(1,-LEFT(LS5329,ROW($1:$80)))),0,-LOOKUP(1,-LEFT(LS5329,ROW($1:$80)))))","v":""},{"$f":"IF(OR(ISBLANK(LT100),LT5329=\"\"),\"\",IF(ISERROR(-LOOKUP(1,-LEFT(LT5329,ROW($1:$80)))),0,-LOOKUP(1,-LEFT(LT5329,ROW($1:$80)))))","v":""},{"$f":"IF(OR(ISBLANK(LU100),LU5329=\"\"),\"\",IF(ISERROR(-LOOKUP(1,-LEFT(LU5329,ROW($1:$80)))),0,-LOOKUP(1,-LEFT(LU5329,ROW($1:$80)))))","v":""},{"$f":"IF(OR(ISBLANK(LV100),LV5329=\"\"),\"\",IF(ISERROR(-LOOKUP(1,-LEFT(LV5329,ROW($1:$80)))),0,-LOOKUP(1,-LEFT(LV5329,ROW($1:$80)))))","v":""},{"$f":"IF(OR(ISBLANK(LW100),LW5329=\"\"),\"\",IF(ISERROR(-LOOKUP(1,-LEFT(LW5329,ROW($1:$80)))),0,-LOOKUP(1,-LEFT(LW5329,ROW($1:$80)))))","v":""},{"$f":"IF(OR(ISBLANK(LX100),LX5329=\"\"),\"\",IF(ISERROR(-LOOKUP(1,-LEFT(LX5329,ROW($1:$80)))),0,-LOOKUP(1,-LEFT(LX5329,ROW($1:$80)))))","v":""},{"$f":"IF(OR(ISBLANK(LY100),LY5329=\"\"),\"\",IF(ISERROR(-LOOKUP(1,-LEFT(LY5329,ROW($1:$80)))),0,-LOOKUP(1,-LEFT(LY5329,ROW($1:$80)))))","v":""},{"$f":"IF(OR(ISBLANK(LZ100),LZ5329=\"\"),\"\",IF(ISERROR(-LOOKUP(1,-LEFT(LZ5329,ROW($1:$80)))),0,-LOOKUP(1,-LEFT(LZ5329,ROW($1:$80)))))","v":""},{"$f":"IF(OR(ISBLANK(MA100),MA5329=\"\"),\"\",IF(ISERROR(-LOOKUP(1,-LEFT(MA5329,ROW($1:$80)))),0,-LOOKUP(1,-LEFT(MA5329,ROW($1:$80)))))","v":""},{"$f":"IF(OR(ISBLANK(MB100),MB5329=\"\"),\"\",IF(ISERROR(-LOOKUP(1,-LEFT(MB5329,ROW($1:$80)))),0,-LOOKUP(1,-LEFT(MB5329,ROW($1:$80)))))","v":""},{"$f":"IF(OR(ISBLANK(MC100),MC5329=\"\"),\"\",IF(ISERROR(-LOOKUP(1,-LEFT(MC5329,ROW($1:$80)))),0,-LOOKUP(1,-LEFT(MC5329,ROW($1:$80)))))","v":""},{"$f":"IF(OR(ISBLANK(MD100),MD5329=\"\"),\"\",IF(ISERROR(-LOOKUP(1,-LEFT(MD5329,ROW($1:$80)))),0,-LOOKUP(1,-LEFT(MD5329,ROW($1:$80)))))","v":""},{"$f":"IF(OR(ISBLANK(ME100),ME5329=\"\"),\"\",IF(ISERROR(-LOOKUP(1,-LEFT(ME5329,ROW($1:$80)))),0,-LOOKUP(1,-LEFT(ME5329,ROW($1:$80)))))","v":""},{"$f":"IF(OR(ISBLANK(MF100),MF5329=\"\"),\"\",IF(ISERROR(-LOOKUP(1,-LEFT(MF5329,ROW($1:$80)))),0,-LOOKUP(1,-LEFT(MF5329,ROW($1:$80)))))","v":""},{"$f":"IF(OR(ISBLANK(MG100),MG5329=\"\"),\"\",IF(ISERROR(-LOOKUP(1,-LEFT(MG5329,ROW($1:$80)))),0,-LOOKUP(1,-LEFT(MG5329,ROW($1:$80)))))","v":""},{"$f":"IF(OR(ISBLANK(MH100),MH5329=\"\"),\"\",IF(ISERROR(-LOOKUP(1,-LEFT(MH5329,ROW($1:$80)))),0,-LOOKUP(1,-LEFT(MH5329,ROW($1:$80)))))","v":""},{"$f":"IF(OR(ISBLANK(MI100),MI5329=\"\"),\"\",IF(ISERROR(-LOOKUP(1,-LEFT(MI5329,ROW($1:$80)))),0,-LOOKUP(1,-LEFT(MI5329,ROW($1:$80)))))","v":""},{"$f":"IF(OR(ISBLANK(MJ100),MJ5329=\"\"),\"\",IF(ISERROR(-LOOKUP(1,-LEFT(MJ5329,ROW($1:$80)))),0,-LOOKUP(1,-LEFT(MJ5329,ROW($1:$80)))))","v":""},{"$f":"IF(OR(ISBLANK(MK100),MK5329=\"\"),\"\",IF(ISERROR(-LOOKUP(1,-LEFT(MK5329,ROW($1:$80)))),0,-LOOKUP(1,-LEFT(MK5329,ROW($1:$80)))))","v":""},{"$f":"IF(OR(ISBLANK(ML100),ML5329=\"\"),\"\",IF(ISERROR(-LOOKUP(1,-LEFT(ML5329,ROW($1:$80)))),0,-LOOKUP(1,-LEFT(ML5329,ROW($1:$80)))))","v":""},{"$f":"IF(OR(ISBLANK(MM100),MM5329=\"\"),\"\",IF(ISERROR(-LOOKUP(1,-LEFT(MM5329,ROW($1:$80)))),0,-LOOKUP(1,-LEFT(MM5329,ROW($1:$80)))))","v":""},{"$f":"IF(OR(ISBLANK(MN100),MN5329=\"\"),\"\",IF(ISERROR(-LOOKUP(1,-LEFT(MN5329,ROW($1:$80)))),0,-LOOKUP(1,-LEFT(MN5329,ROW($1:$80)))))","v":""},{"$f":"IF(OR(ISBLANK(MO100),MO5329=\"\"),\"\",IF(ISERROR(-LOOKUP(1,-LEFT(MO5329,ROW($1:$80)))),0,-LOOKUP(1,-LEFT(MO5329,ROW($1:$80)))))","v":""},{"$f":"IF(OR(ISBLANK(MP100),MP5329=\"\"),\"\",IF(ISERROR(-LOOKUP(1,-LEFT(MP5329,ROW($1:$80)))),0,-LOOKUP(1,-LEFT(MP5329,ROW($1:$80)))))","v":""},{"$f":"IF(OR(ISBLANK(MQ100),MQ5329=\"\"),\"\",IF(ISERROR(-LOOKUP(1,-LEFT(MQ5329,ROW($1:$80)))),0,-LOOKUP(1,-LEFT(MQ5329,ROW($1:$80)))))","v":""},{"$f":"IF(OR(ISBLANK(MR100),MR5329=\"\"),\"\",IF(ISERROR(-LOOKUP(1,-LEFT(MR5329,ROW($1:$80)))),0,-LOOKUP(1,-LEFT(MR5329,ROW($1:$80)))))","v":""},{"$f":"IF(OR(ISBLANK(MS100),MS5329=\"\"),\"\",IF(ISERROR(-LOOKUP(1,-LEFT(MS5329,ROW($1:$80)))),0,-LOOKUP(1,-LEFT(MS5329,ROW($1:$80)))))","v":""},{"$f":"IF(OR(ISBLANK(MT100),MT5329=\"\"),\"\",IF(ISERROR(-LOOKUP(1,-LEFT(MT5329,ROW($1:$80)))),0,-LOOKUP(1,-LEFT(MT5329,ROW($1:$80)))))","v":""},{"$f":"IF(OR(ISBLANK(MU100),MU5329=\"\"),\"\",IF(ISERROR(-LOOKUP(1,-LEFT(MU5329,ROW($1:$80)))),0,-LOOKUP(1,-LEFT(MU5329,ROW($1:$80)))))","v":""},{"$f":"IF(OR(ISBLANK(MV100),MV5329=\"\"),\"\",IF(ISERROR(-LOOKUP(1,-LEFT(MV5329,ROW($1:$80)))),0,-LOOKUP(1,-LEFT(MV5329,ROW($1:$80)))))","v":""},{"$f":"IF(OR(ISBLANK(MW100),MW5329=\"\"),\"\",IF(ISERROR(-LOOKUP(1,-LEFT(MW5329,ROW($1:$80)))),0,-LOOKUP(1,-LEFT(MW5329,ROW($1:$80)))))","v":""},{"$f":"IF(OR(ISBLANK(MX100),MX5329=\"\"),\"\",IF(ISERROR(-LOOKUP(1,-LEFT(MX5329,ROW($1:$80)))),0,-LOOKUP(1,-LEFT(MX5329,ROW($1:$80)))))","v":""},{"$f":"IF(OR(ISBLANK(MY100),MY5329=\"\"),\"\",IF(ISERROR(-LOOKUP(1,-LEFT(MY5329,ROW($1:$80)))),0,-LOOKUP(1,-LEFT(MY5329,ROW($1:$80)))))","v":""},{"$f":"IF(OR(ISBLANK(MZ100),MZ5329=\"\"),\"\",IF(ISERROR(-LOOKUP(1,-LEFT(MZ5329,ROW($1:$80)))),0,-LOOKUP(1,-LEFT(MZ5329,ROW($1:$80)))))","v":""},{"$f":"IF(OR(ISBLANK(NA100),NA5329=\"\"),\"\",IF(ISERROR(-LOOKUP(1,-LEFT(NA5329,ROW($1:$80)))),0,-LOOKUP(1,-LEFT(NA5329,ROW($1:$80)))))","v":""},{"$f":"IF(OR(ISBLANK(NB100),NB5329=\"\"),\"\",IF(ISERROR(-LOOKUP(1,-LEFT(NB5329,ROW($1:$80)))),0,-LOOKUP(1,-LEFT(NB5329,ROW($1:$80)))))","v":""},{"$f":"IF(OR(ISBLANK(NC100),NC5329=\"\"),\"\",IF(ISERROR(-LOOKUP(1,-LEFT(NC5329,ROW($1:$80)))),0,-LOOKUP(1,-LEFT(NC5329,ROW($1:$80)))))","v":""},{"$f":"IF(OR(ISBLANK(ND100),ND5329=\"\"),\"\",IF(ISERROR(-LOOKUP(1,-LEFT(ND5329,ROW($1:$80)))),0,-LOOKUP(1,-LEFT(ND5329,ROW($1:$80)))))","v":""},{"$f":"IF(OR(ISBLANK(NE100),NE5329=\"\"),\"\",IF(ISERROR(-LOOKUP(1,-LEFT(NE5329,ROW($1:$80)))),0,-LOOKUP(1,-LEFT(NE5329,ROW($1:$80)))))","v":""},{"$f":"IF(OR(ISBLANK(NF100),NF5329=\"\"),\"\",IF(ISERROR(-LOOKUP(1,-LEFT(NF5329,ROW($1:$80)))),0,-LOOKUP(1,-LEFT(NF5329,ROW($1:$80)))))","v":""},{"$f":"IF(OR(ISBLANK(NG100),NG5329=\"\"),\"\",IF(ISERROR(-LOOKUP(1,-LEFT(NG5329,ROW($1:$80)))),0,-LOOKUP(1,-LEFT(NG5329,ROW($1:$80)))))","v":""},{"$f":"IF(OR(ISBLANK(NH100),NH5329=\"\"),\"\",IF(ISERROR(-LOOKUP(1,-LEFT(NH5329,ROW($1:$80)))),0,-LOOKUP(1,-LEFT(NH5329,ROW($1:$80)))))","v":""},{"$f":"IF(OR(ISBLANK(NI100),NI5329=\"\"),\"\",IF(ISERROR(-LOOKUP(1,-LEFT(NI5329,ROW($1:$80)))),0,-LOOKUP(1,-LEFT(NI5329,ROW($1:$80)))))","v":""},{"$f":"IF(OR(ISBLANK(NJ100),NJ5329=\"\"),\"\",IF(ISERROR(-LOOKUP(1,-LEFT(NJ5329,ROW($1:$80)))),0,-LOOKUP(1,-LEFT(NJ5329,ROW($1:$80)))))","v":""},{"$f":"IF(OR(ISBLANK(NK100),NK5329=\"\"),\"\",IF(ISERROR(-LOOKUP(1,-LEFT(NK5329,ROW($1:$80)))),0,-LOOKUP(1,-LEFT(NK5329,ROW($1:$80)))))","v":""},{"$f":"IF(OR(ISBLANK(NL100),NL5329=\"\"),\"\",IF(ISERROR(-LOOKUP(1,-LEFT(NL5329,ROW($1:$80)))),0,-LOOKUP(1,-LEFT(NL5329,ROW($1:$80)))))","v":""},{"$f":"IF(OR(ISBLANK(NM100),NM5329=\"\"),\"\",IF(ISERROR(-LOOKUP(1,-LEFT(NM5329,ROW($1:$80)))),0,-LOOKUP(1,-LEFT(NM5329,ROW($1:$80)))))","v":""},{"$f":"IF(OR(ISBLANK(NN100),NN5329=\"\"),\"\",IF(ISERROR(-LOOKUP(1,-LEFT(NN5329,ROW($1:$80)))),0,-LOOKUP(1,-LEFT(NN5329,ROW($1:$80)))))","v":""},{"$f":"IF(OR(ISBLANK(NO100),NO5329=\"\"),\"\",IF(ISERROR(-LOOKUP(1,-LEFT(NO5329,ROW($1:$80)))),0,-LOOKUP(1,-LEFT(NO5329,ROW($1:$80)))))","v":""},{"$f":"IF(OR(ISBLANK(NP100),NP5329=\"\"),\"\",IF(ISERROR(-LOOKUP(1,-LEFT(NP5329,ROW($1:$80)))),0,-LOOKUP(1,-LEFT(NP5329,ROW($1:$80)))))","v":""},{"$f":"IF(OR(ISBLANK(NQ100),NQ5329=\"\"),\"\",IF(ISERROR(-LOOKUP(1,-LEFT(NQ5329,ROW($1:$80)))),0,-LOOKUP(1,-LEFT(NQ5329,ROW($1:$80)))))","v":""},{"$f":"IF(OR(ISBLANK(NR100),NR5329=\"\"),\"\",IF(ISERROR(-LOOKUP(1,-LEFT(NR5329,ROW($1:$80)))),0,-LOOKUP(1,-LEFT(NR5329,ROW($1:$80)))))","v":""},{"$f":"IF(OR(ISBLANK(NS100),NS5329=\"\"),\"\",IF(ISERROR(-LOOKUP(1,-LEFT(NS5329,ROW($1:$80)))),0,-LOOKUP(1,-LEFT(NS5329,ROW($1:$80)))))","v":""},{"$f":"IF(OR(ISBLANK(NT100),NT5329=\"\"),\"\",IF(ISERROR(-LOOKUP(1,-LEFT(NT5329,ROW($1:$80)))),0,-LOOKUP(1,-LEFT(NT5329,ROW($1:$80)))))","v":""},{"$f":"IF(OR(ISBLANK(NU100),NU5329=\"\"),\"\",IF(ISERROR(-LOOKUP(1,-LEFT(NU5329,ROW($1:$80)))),0,-LOOKUP(1,-LEFT(NU5329,ROW($1:$80)))))","v":""},{"$f":"IF(OR(ISBLANK(NV100),NV5329=\"\"),\"\",IF(ISERROR(-LOOKUP(1,-LEFT(NV5329,ROW($1:$80)))),0,-LOOKUP(1,-LEFT(NV5329,ROW($1:$80)))))","v":""},{"$f":"IF(OR(ISBLANK(NW100),NW5329=\"\"),\"\",IF(ISERROR(-LOOKUP(1,-LEFT(NW5329,ROW($1:$80)))),0,-LOOKUP(1,-LEFT(NW5329,ROW($1:$80)))))","v":""},{"$f":"IF(OR(ISBLANK(NX100),NX5329=\"\"),\"\",IF(ISERROR(-LOOKUP(1,-LEFT(NX5329,ROW($1:$80)))),0,-LOOKUP(1,-LEFT(NX5329,ROW($1:$80)))))","v":""},{"$f":"IF(OR(ISBLANK(NY100),NY5329=\"\"),\"\",IF(ISERROR(-LOOKUP(1,-LEFT(NY5329,ROW($1:$80)))),0,-LOOKUP(1,-LEFT(NY5329,ROW($1:$80)))))","v":""},{"$f":"IF(OR(ISBLANK(NZ100),NZ5329=\"\"),\"\",IF(ISERROR(-LOOKUP(1,-LEFT(NZ5329,ROW($1:$80)))),0,-LOOKUP(1,-LEFT(NZ5329,ROW($1:$80)))))","v":""},{"$f":"IF(OR(ISBLANK(OA100),OA5329=\"\"),\"\",IF(ISERROR(-LOOKUP(1,-LEFT(OA5329,ROW($1:$80)))),0,-LOOKUP(1,-LEFT(OA5329,ROW($1:$80)))))","v":""},{"$f":"IF(OR(ISBLANK(OB100),OB5329=\"\"),\"\",IF(ISERROR(-LOOKUP(1,-LEFT(OB5329,ROW($1:$80)))),0,-LOOKUP(1,-LEFT(OB5329,ROW($1:$80)))))","v":""},{"$f":"IF(OR(ISBLANK(OC100),OC5329=\"\"),\"\",IF(ISERROR(-LOOKUP(1,-LEFT(OC5329,ROW($1:$80)))),0,-LOOKUP(1,-LEFT(OC5329,ROW($1:$80)))))","v":""},{"$f":"IF(OR(ISBLANK(OD100),OD5329=\"\"),\"\",IF(ISERROR(-LOOKUP(1,-LEFT(OD5329,ROW($1:$80)))),0,-LOOKUP(1,-LEFT(OD5329,ROW($1:$80)))))","v":""},{"$f":"IF(OR(ISBLANK(OE100),OE5329=\"\"),\"\",IF(ISERROR(-LOOKUP(1,-LEFT(OE5329,ROW($1:$80)))),0,-LOOKUP(1,-LEFT(OE5329,ROW($1:$80)))))","v":""},{"$f":"IF(OR(ISBLANK(OF100),OF5329=\"\"),\"\",IF(ISERROR(-LOOKUP(1,-LEFT(OF5329,ROW($1:$80)))),0,-LOOKUP(1,-LEFT(OF5329,ROW($1:$80)))))","v":""},{"$f":"IF(OR(ISBLANK(OG100),OG5329=\"\"),\"\",IF(ISERROR(-LOOKUP(1,-LEFT(OG5329,ROW($1:$80)))),0,-LOOKUP(1,-LEFT(OG5329,ROW($1:$80)))))","v":""},{"$f":"IF(OR(ISBLANK(OH100),OH5329=\"\"),\"\",IF(ISERROR(-LOOKUP(1,-LEFT(OH5329,ROW($1:$80)))),0,-LOOKUP(1,-LEFT(OH5329,ROW($1:$80)))))","v":""},{"$f":"IF(OR(ISBLANK(OI100),OI5329=\"\"),\"\",IF(ISERROR(-LOOKUP(1,-LEFT(OI5329,ROW($1:$80)))),0,-LOOKUP(1,-LEFT(OI5329,ROW($1:$80)))))","v":""},{"$f":"IF(OR(ISBLANK(OJ100),OJ5329=\"\"),\"\",IF(ISERROR(-LOOKUP(1,-LEFT(OJ5329,ROW($1:$80)))),0,-LOOKUP(1,-LEFT(OJ5329,ROW($1:$80)))))","v":""},{"$f":"IF(OR(ISBLANK(OK100),OK5329=\"\"),\"\",IF(ISERROR(-LOOKUP(1,-LEFT(OK5329,ROW($1:$80)))),0,-LOOKUP(1,-LEFT(OK5329,ROW($1:$80)))))","v":""},{"$f":"IF(OR(ISBLANK(OL100),OL5329=\"\"),\"\",IF(ISERROR(-LOOKUP(1,-LEFT(OL5329,ROW($1:$80)))),0,-LOOKUP(1,-LEFT(OL5329,ROW($1:$80)))))","v":""},{"$f":"IF(OR(ISBLANK(OM100),OM5329=\"\"),\"\",IF(ISERROR(-LOOKUP(1,-LEFT(OM5329,ROW($1:$80)))),0,-LOOKUP(1,-LEFT(OM5329,ROW($1:$80)))))","v":""},{"$f":"IF(OR(ISBLANK(ON100),ON5329=\"\"),\"\",IF(ISERROR(-LOOKUP(1,-LEFT(ON5329,ROW($1:$80)))),0,-LOOKUP(1,-LEFT(ON5329,ROW($1:$80)))))","v":""},{"$f":"IF(OR(ISBLANK(OO100),OO5329=\"\"),\"\",IF(ISERROR(-LOOKUP(1,-LEFT(OO5329,ROW($1:$80)))),0,-LOOKUP(1,-LEFT(OO5329,ROW($1:$80)))))","v":""},{"$f":"IF(OR(ISBLANK(OP100),OP5329=\"\"),\"\",IF(ISERROR(-LOOKUP(1,-LEFT(OP5329,ROW($1:$80)))),0,-LOOKUP(1,-LEFT(OP5329,ROW($1:$80)))))","v":""},{"$f":"IF(OR(ISBLANK(OQ100),OQ5329=\"\"),\"\",IF(ISERROR(-LOOKUP(1,-LEFT(OQ5329,ROW($1:$80)))),0,-LOOKUP(1,-LEFT(OQ5329,ROW($1:$80)))))","v":""}]
[null,"評価申請項目"," 断熱性能評価手法",null,{"$f":"IF(E6<>$D$5209,\"\",IF(F5229=\"適合\",IF(AND(COUNTIF(H33:OQ33,$K$5209),COUNTIF(H33:OQ33,$K$5210)),$J$5212,IF(AND(COUNTIF(H33:OQ33,$K$5209),COUNTIF(H33:OQ33,$K$5211)),$J$5213,IF(COUNTIF(H33:OQ33,$K$5209),$J$5209,IF(COUNTIF(H33:OQ33,$K$5210),$J$5210,IF(COUNTIF(H33:OQ33,$K$5211),$J$5211,\"\")))))))","v":""},null,null,{"$f":"IF(ISBLANK(H100),\"\",IF(ISERROR(H5271),\"\",IF(MID(H5271,14,13)=\"当該住戸の外皮面積を用いて\",$K$5209,IF(MID(H5271,14,4)=\"仕様基準\",$K$5210,IF(MID(H5271,14,6)=\"誘導仕様基準\",$K$5211,\"\")))))","v":""},{"$f":"IF(ISBLANK(I100),\"\",IF(ISERROR(I5271),\"\",IF(MID(I5271,14,13)=\"当該住戸の外皮面積を用いて\",$K$5209,IF(MID(I5271,14,4)=\"仕様基準\",$K$5210,IF(MID(I5271,14,6)=\"誘導仕様基準\",$K$5211,\"\")))))","v":""},"","","","","","","","","","","","","","","","","","","","","","","","","","","","","","","","","","","","","","","","","","","","","","","","","","","","","","","","","","","","","","","",{"$f":"IF(ISBLANK(BU100),\"\",IF(ISERROR(BU5271),\"\",IF(MID(BU5271,14,13)=\"当該住戸の外皮面積を用いて\",$K$5209,IF(MID(BU5271,14,4)=\"仕様基準\",$K$5210,IF(MID(BU5271,14,6)=\"誘導仕様基準\",$K$5211,\"\")))))","v":""},"","","","","","","","","","","","","","","","","","","","","","","","","","","","","","","","","","","","","","","","","","","","","","","","","","","","","","","","","","","","","","","",{"$f":"IF(ISBLANK(EG100),\"\",IF(ISERROR(EG5271),\"\",IF(MID(EG5271,14,13)=\"当該住戸の外皮面積を用いて\",$K$5209,IF(MID(EG5271,14,4)=\"仕様基準\",$K$5210,IF(MID(EG5271,14,6)=\"誘導仕様基準\",$K$5211,\"\")))))","v":""},"","","","","","","","","","","","","","","","","","","","","","","","","","","","","","","","","","","","","","","","","","","","","","","","","","","","","","","","","","","","","","","",{"$f":"IF(ISBLANK(GS100),\"\",IF(ISERROR(GS5271),\"\",IF(MID(GS5271,14,13)=\"当該住戸の外皮面積を用いて\",$K$5209,IF(MID(GS5271,14,4)=\"仕様基準\",$K$5210,IF(MID(GS5271,14,6)=\"誘導仕様基準\",$K$5211,\"\")))))","v":""},"","","","","","","","","","","","","","","","","","","","","","","","","","","","","","","","","","","","","","","","","","","","","","","","","","","","","","","","","","","","","","","",{"$f":"IF(ISBLANK(JE100),\"\",IF(ISERROR(JE5271),\"\",IF(MID(JE5271,14,13)=\"当該住戸の外皮面積を用いて\",$K$5209,IF(MID(JE5271,14,4)=\"仕様基準\",$K$5210,IF(MID(JE5271,14,6)=\"誘導仕様基準\",$K$5211,\"\")))))","v":""},"","","","","","","","","","","","","","","","","","","","","","","","","","","","","","","","","","","","","","","","","","","","","","","","","","","","","","","","","","","","","","","",{"$f":"IF(ISBLANK(LQ100),\"\",IF(ISERROR(LQ5271),\"\",IF(MID(LQ5271,14,13)=\"当該住戸の外皮面積を用いて\",$K$5209,IF(MID(LQ5271,14,4)=\"仕様基準\",$K$5210,IF(MID(LQ5271,14,6)=\"誘導仕様基準\",$K$5211,\"\")))))","v":""},"","","","","","","","","","","","","","","","","","","","","","","","","","","","","","","","","","","","","","","","","","","","","","","","","","","","","","","","","","","","","","","",{"$f":"IF(ISBLANK(OC100),\"\",IF(ISERROR(OC5271),\"\",IF(MID(OC5271,14,13)=\"当該住戸の外皮面積を用いて\",$K$5209,IF(MID(OC5271,14,4)=\"仕様基準\",$K$5210,IF(MID(OC5271,14,6)=\"誘導仕様基準\",$K$5211,\"\")))))","v":""},"","","","","","","","","","","","","",""]
[null,null," 再エネ設備の有無（太陽光発電）",null,{"$f":"IF(OR(H16=\"\",E6<>D5209),\"\",IF(AND(OR(F30=\"\",F30=0),OR(G30=\"\",G30=0)),$F$5203,$F$5202))","v":""},null,null,{"$f":"IF(H16=\"\",\"\",IF(OR(H30=\"\",H30=0),$F$5203,$F$5202))","v":""},"","","","","","","","","","","","","","","","","","","","","","","","","","","","","","","","","","","","","","","","","","","","","","","","","","","","","","","","","","","","","","","",{"$f":"IF(BT16=\"\",\"\",IF(OR(BT30=\"\",BT30=0),$F$5203,$F$5202))","v":""},"","","","","","","","","","","","","","","","","","","","","","","","","","","","","","","","","","","","","","","","","","","","","","","","","","","","","","","","","","","","","","","",{"$f":"IF(EF16=\"\",\"\",IF(OR(EF30=\"\",EF30=0),$F$5203,$F$5202))","v":""},"","","","","","","","","","","","","","","","","","","","","","","","","","","","","","","","","","","","","","","","","","","","","","","","","","","","","","","","","","","","","","","",{"$f":"IF(GR16=\"\",\"\",IF(OR(GR30=\"\",GR30=0),$F$5203,$F$5202))","v":""},"","","","","","","","","","","","","","","","","","","","","","","","","","","","","","","","","","","","","","","","","","","","","","","","","","","","","","","","","","","","","","","",{"$f":"IF(JD16=\"\",\"\",IF(OR(JD30=\"\",JD30=0),$F$5203,$F$5202))","v":""},"","","","","","","","","","","","","","","","","","","","","","","","","","","","","","","","","","","","","","","","","","","","","","","","","","","","","","","","","","","","","","","",{"$f":"IF(LP16=\"\",\"\",IF(OR(LP30=\"\",LP30=0),$F$5203,$F$5202))","v":""},"","","","","","","","","","","","","","","","","","","","","","","","","","","","","","","","","","","","","","","","","","","","","","","","","","","","","","","","","","","","","","","",{"$f":"IF(OB16=\"\",\"\",IF(OR(OB30=\"\",OB30=0),$F$5203,$F$5202))","v":""},"","","","","","","","","","","","","","",""]
[null,null," 再エネ設備の容量の表示（太陽光）",null,{"$f":"IF(OR(H16=\"\",E6<>D5209),\"\",IF(E34=$F$5202,$G$5202,$G$5204))","v":""},null,null,{"$f":"IF(H16=\"\",\"\",IF(H34=$F$5202,$G$5202,$G$5204))","v":""},"","","","","","","","","","","","","","","","","","","","","","","","","","","","","","","","","","","","","","","","","","","","","","","","","","","","","","","","","","","","","","","",{"$f":"IF(BT16=\"\",\"\",IF(BT34=$F$5202,$G$5202,$G$5204))","v":""},"","","","","","","","","","","","","","","","","","","","","","","","","","","","","","","","","","","","","","","","","","","","","","","","","","","","","","","","","","","","","","","",{"$f":"IF(EF16=\"\",\"\",IF(EF34=$F$5202,$G$5202,$G$5204))","v":""},"","","","","","","","","","","","","","","","","","","","","","","","","","","","","","","","","","","","","","","","","","","","","","","","","","","","","","","","","","","","","","","",{"$f":"IF(GR16=\"\",\"\",IF(GR34=$F$5202,$G$5202,$G$5204))","v":""},"","","","","","","","","","","","","","","","","","","","","","","","","","","","","","","","","","","","","","","","","","","","","","","","","","","","","","","","","","","","","","","",{"$f":"IF(JD16=\"\",\"\",IF(JD34=$F$5202,$G$5202,$G$5204))","v":""},"","","","","","","","","","","","","","","","","","","","","","","","","","","","","","","","","","","","","","","","","","","","","","","","","","","","","","","","","","","","","","","",{"$f":"IF(LP16=\"\",\"\",IF(LP34=$F$5202,$G$5202,$G$5204))","v":""},"","","","","","","","","","","","","","","","","","","","","","","","","","","","","","","","","","","","","","","","","","","","","","","","","","","","","","","","","","","","","","","",{"$f":"IF(OB16=\"\",\"\",IF(OB34=$F$5202,$G$5202,$G$5204))","v":""},"","","","","","","","","","","","","","",""]
[null,null," 再エネ設備の容量・単位（太陽光）",null,{"$f":"IF(OR(H16=\"\",E6<>D5209),\"\",IF(AND(E35=$G$5202,N5415<>0,N5415<>\"\",M5131=\"\"),TEXT(N5415,\"##,###,###.00\")&\" kW\",IF(AND(E35=$G$5202,N5415<>0,N5415<>\"\",M5131<>\"\"),M5131&\" kW\",\"－\")))","v":""},{"$f":"IF(OR(H16=\"\",E6<>D5209),\"\",IF(AND(E35=$G$5202,N5415<>0,N5415<>\"\"),\"（計算書合計 \"&TEXT(N5415,\"##,###,###.00\")&\" kW）\",\"－\"))","v":""},null,{"$f":"IF(H16=\"\",\"\",IF(AND(H35=$G$5202,H5397<>0,H5397<>\"\"),H5397&\" kW\",\"－\"))","v":""},"","","","","","","","","","","","","","","","","","","","","","","","","","","","","","","","","","","","","","","","","","","","","","","","","","","","","","","","","","","","","","","",{"$f":"IF(BT16=\"\",\"\",IF(AND(BT35=$G$5202,BT5397<>0,BT5397<>\"\"),BT5397&\" kW\",\"－\"))","v":""},"","","","","","","","","","","","","","","","","","","","","","","","","","","","","","","","","","","","","","","","","","","","","","","","","","","","","","","","","","","","","","","",{"$f":"IF(EF16=\"\",\"\",IF(AND(EF35=$G$5202,EF5397<>0,EF5397<>\"\"),EF5397&\" kW\",\"－\"))","v":""},"","","","","","","","","","","","","","","","","","","","","","","","","","","","","","","","","","","","","","","","","","","","","","","","","","","","","","","","","","","","","","","",{"$f":"IF(GR16=\"\",\"\",IF(AND(GR35=$G$5202,GR5397<>0,GR5397<>\"\"),GR5397&\" kW\",\"－\"))","v":""},"","","","","","","","","","","","","","","","","","","","","","","","","","","","","","","","","","","","","","","","","","","","","","","","","","","","","","","","","","","","","","","",{"$f":"IF(JD16=\"\",\"\",IF(AND(JD35=$G$5202,JD5397<>0,JD5397<>\"\"),JD5397&\" kW\",\"－\"))","v":""},"","","","","","","","","","","","","","","","","","","","","","","","","","","","","","","","","","","","","","","","","","","","","","","","","","","","","","","","","","","","","","","",{"$f":"IF(LP16=\"\",\"\",IF(AND(LP35=$G$5202,LP5397<>0,LP5397<>\"\"),LP5397&\" kW\",\"－\"))","v":""},"","","","","","","","","","","","","","","","","","","","","","","","","","","","","","","","","","","","","","","","","","","","","","","","","","","","","","","","","","","","","","","",{"$f":"IF(OB16=\"\",\"\",IF(AND(OB35=$G$5202,OB5397<>0,OB5397<>\"\"),OB5397&\" kW\",\"－\"))","v":""},"","","","","","","","","","","","","","",""]
[null,null," エネルギー消費性能の多段階表示",null,{"$f":"IF(OR(H16=\"\",E6<>D5209),\"\",IF(AND(OR(F30=\"\",F30=0),OR(G30=\"\",G30=0)),$H$5202,$H$5203))","v":""},null,null,{"$f":"IF(H16=\"\",\"\",IF(OR(H30=\"\",H30=0),$H$5202,$H$5203))","v":""},"","","","","","","","","","","","","","","","","","","","","","","","","","","","","","","","","","","","","","","","","","","","","","","","","","","","","","","","","","","","","","","",{"$f":"IF(BT16=\"\",\"\",IF(OR(BT30=\"\",BT30=0),$H$5202,$H$5203))","v":""},"","","","","","","","","","","","","","","","","","","","","","","","","","","","","","","","","","","","","","","","","","","","","","","","","","","","","","","","","","","","","","","",{"$f":"IF(EF16=\"\",\"\",IF(OR(EF30=\"\",EF30=0),$H$5202,$H$5203))","v":""},"","","","","","","","","","","","","","","","","","","","","","","","","","","","","","","","","","","","","","","","","","","","","","","","","","","","","","","","","","","","","","","",{"$f":"IF(GR16=\"\",\"\",IF(OR(GR30=\"\",GR30=0),$H$5202,$H$5203))","v":""},"","","","","","","","","","","","","","","","","","","","","","","","","","","","","","","","","","","","","","","","","","","","","","","","","","","","","","","","","","","","","","","",{"$f":"IF(JD16=\"\",\"\",IF(OR(JD30=\"\",JD30=0),$H$5202,$H$5203))","v":""},"","","","","","","","","","","","","","","","","","","","","","","","","","","","","","","","","","","","","","","","","","","","","","","","","","","","","","","","","","","","","","","",{"$f":"IF(LP16=\"\",\"\",IF(OR(LP30=\"\",LP30=0),$H$5202,$H$5203))","v":""},"","","","","","","","","","","","","","","","","","","","","","","","","","","","","","","","","","","","","","","","","","","","","","","","","","","","","","","","","","","","","","","",{"$f":"IF(OB16=\"\",\"\",IF(OR(OB30=\"\",OB30=0),$H$5202,$H$5203))","v":""},"","","","","","","","","","","","","","",""]
[null,null," 「ＺＥＨマーク」に関する事項",null,{"$f":"IF(OR(E6<>$D$5209,COUNTBLANK(F6)=1,LEFT(I5103,7)=\"※共有選択不適\"),\"\",IF(AND(F6<>$D$5214,E84>=20,E87>=100,F5230=\"適合\",OR(F30>0,G30>0)),G5209,IF(AND(F6<>$D$5214,E84>=20,E87>=75,E87<100,F5230=\"適合\",OR(F30>0,G30>0)),G5210,IF(AND(F6<>$D$5214,E84>=20,E87>=50,E87<75,F5230=\"適合\",OR(F30>0,G30>0)),G5211,IF(AND(F6<>$D$5214,E84>=20,F5230=\"適合\"),G5212,G5213)))))","v":""},null,null,{"$f":"IF(H80=\"\",\"\",IF(AND(H88>=20,H89>=100,H5230=\"適合\",H30>0),$F5209,IF(AND(H88>=20,H89>=75,H89<100,H5230=\"適合\",H30>0),$F5210,IF(AND(H88>=20,H89>=50,H89<75,H5230=\"適合\",H30>0),$F5211,IF(AND(H88>=20,H5230=\"適合\"),$F5212,$F5213)))))","v":""},"","","","","","","","","","","","","","","","","","","","","","","","","","","","","","","","","","","","","","","","","","","","","","","","","","","","","","","","","","","","","","","",{"$f":"IF(BT80=\"\",\"\",IF(AND(BT88>=20,BT89>=100,BT5230=\"適合\",BT30>0),$F5209,IF(AND(BT88>=20,BT89>=75,BT89<100,BT5230=\"適合\",BT30>0),$F5210,IF(AND(BT88>=20,BT89>=50,BT89<75,BT5230=\"適合\",BT30>0),$F5211,IF(AND(BT88>=20,BT5230=\"適合\"),$F5212,$F5213)))))","v":""},"","","","","","","","","","","","","","","","","","","","","","","","","","","","","","","","","","","","","","","","","","","","","","","","","","","","","","","","","","","","","","","",{"$f":"IF(EF80=\"\",\"\",IF(AND(EF88>=20,EF89>=100,EF5230=\"適合\",EF30>0),$F5209,IF(AND(EF88>=20,EF89>=75,EF89<100,EF5230=\"適合\",EF30>0),$F5210,IF(AND(EF88>=20,EF89>=50,EF89<75,EF5230=\"適合\",EF30>0),$F5211,IF(AND(EF88>=20,EF5230=\"適合\"),$F5212,$F5213)))))","v":""},"","","","","","","","","","","","","","","","","","","","","","","","","","","","","","","","","","","","","","","","","","","","","","","","","","","","","","","","","","","","","","","",{"$f":"IF(GR80=\"\",\"\",IF(AND(GR88>=20,GR89>=100,GR5230=\"適合\",GR30>0),$F5209,IF(AND(GR88>=20,GR89>=75,GR89<100,GR5230=\"適合\",GR30>0),$F5210,IF(AND(GR88>=20,GR89>=50,GR89<75,GR5230=\"適合\",GR30>0),$F5211,IF(AND(GR88>=20,GR5230=\"適合\"),$F5212,$F5213)))))","v":""},"","","","","","","","","","","","","","","","","","","","","","","","","","","","","","","","","","","","","","","","","","","","","","","","","","","","","","","","","","","","","","","",{"$f":"IF(JD80=\"\",\"\",IF(AND(JD88>=20,JD89>=100,JD5230=\"適合\",JD30>0),$F5209,IF(AND(JD88>=20,JD89>=75,JD89<100,JD5230=\"適合\",JD30>0),$F5210,IF(AND(JD88>=20,JD89>=50,JD89<75,JD5230=\"適合\",JD30>0),$F5211,IF(AND(JD88>=20,JD5230=\"適合\"),$F5212,$F5213)))))","v":""},"","","","","","","","","","","","","","","","","","","","","","","","","","","","","","","","","","","","","","","","","","","","","","","","","","","","","","","","","","","","","","","",{"$f":"IF(LP80=\"\",\"\",IF(AND(LP88>=20,LP89>=100,LP5230=\"適合\",LP30>0),$F5209,IF(AND(LP88>=20,LP89>=75,LP89<100,LP5230=\"適合\",LP30>0),$F5210,IF(AND(LP88>=20,LP89>=50,LP89<75,LP5230=\"適合\",LP30>0),$F5211,IF(AND(LP88>=20,LP5230=\"適合\"),$F5212,$F5213)))))","v":""},"","","","","","","","","","","","","","","","","","","","","","","","","","","","","","","","","","","","","","","","","","","","","","","","","","","","","","","","","","","","","","","",{"$f":"IF(OB80=\"\",\"\",IF(AND(OB88>=20,OB89>=100,OB5230=\"適合\",OB30>0),$F5209,IF(AND(OB88>=20,OB89>=75,OB89<100,OB5230=\"適合\",OB30>0),$F5210,IF(AND(OB88>=20,OB89>=50,OB89<75,OB5230=\"適合\",OB30>0),$F5211,IF(AND(OB88>=20,OB5230=\"適合\"),$F5212,$F5213)))))","v":""},"","","","","","","","","","","","","","",""]
[null,null," 参考情報（二次エネ以外）の掲載",null,{"$f":"IF(E6<>$D$5209,\"\",$I$5209)","v":""},null,null,{"$f":"IF(ISBLANK(H100),\"\",$I$5209)","v":""},{"$f":"IF(ISBLANK(I100),\"\",$I$5209)","v":""},"","","","","","","","","","","","","","","","","","","","","","","","","","","","","","","","","","","","","","","","","","","","","","","","","","","","","","","","","","","","","","","",{"$f":"IF(ISBLANK(BU100),\"\",$I$5209)","v":""},"","","","","","","","","","","","","","","","","","","","","","","","","","","","","","","","","","","","","","","","","","","","","","","","","","","","","","","","","","","","","","","",{"$f":"IF(ISBLANK(EG100),\"\",$I$5209)","v":""},"","","","","","","","","","","","","","","","","","","","","","","","","","","","","","","","","","","","","","","","","","","","","","","","","","","","","","","","","","","","","","","",{"$f":"IF(ISBLANK(GS100),\"\",$I$5209)","v":""},"","","","","","","","","","","","","","","","","","","","","","","","","","","","","","","","","","","","","","","","","","","","","","","","","","","","","","","","","","","","","","","",{"$f":"IF(ISBLANK(JE100),\"\",$I$5209)","v":""},"","","","","","","","","","","","","","","","","","","","","","","","","","","","","","","","","","","","","","","","","","","","","","","","","","","","","","","","","","","","","","","",{"$f":"IF(ISBLANK(LQ100),\"\",$I$5209)","v":""},"","","","","","","","","","","","","","","","","","","","","","","","","","","","","","","","","","","","","","","","","","","","","","","","","","","","","","","","","","","","","","","",{"$f":"IF(ISBLANK(OC100),\"\",$I$5209)","v":""},"","","","","","","","","","","","","",""]
[null,null," 目安光熱費の表示（住棟は対象外）",null,"ガス種類",{"$f":"IF(ISBLANK(H100),\"\",IF(COUNTIF(H6:OQ6,$D$5210)+COUNTBLANK(H6:OQ6)=400,$J$5204,IF($C$5206=0,$J$5205,IF($C$5206=1,$J$5202,IF($C$5206=2,$J$5203,IF($C$5206=3,$J$5204,\"\"))))))","v":""},null,{"$f":"IF(OR(ISBLANK(H100),H6=$D$5210),\"\",IF($C$5206=0,$I$5204,IF(OR($C$5206=1,$C$5206=2),$I$5202,$I$5203)))","v":""},"","","","","","","","","","","","","","","","","","","","","","","","","","","","","","","","","","","","","","","","","","","","","","","","","","","","","","","","","","","","","","","",{"$f":"IF(OR(ISBLANK(BT100),BT6=$D$5210),\"\",IF($C$5206=0,$I$5204,IF(OR($C$5206=1,$C$5206=2),$I$5202,$I$5203)))","v":""},"","","","","","","","","","","","","","","","","","","","","","","","","","","","","","","","","","","","","","","","","","","","","","","","","","","","","","","","","","","","","","","",{"$f":"IF(OR(ISBLANK(EF100),EF6=$D$5210),\"\",IF($C$5206=0,$I$5204,IF(OR($C$5206=1,$C$5206=2),$I$5202,$I$5203)))","v":""},"","","","","","","","","","","","","","","","","","","","","","","","","","","","","","","","","","","","","","","","","","","","","","","","","","","","","","","","","","","","","","","",{"$f":"IF(OR(ISBLANK(GR100),GR6=$D$5210),\"\",IF($C$5206=0,$I$5204,IF(OR($C$5206=1,$C$5206=2),$I$5202,$I$5203)))","v":""},"","","","","","","","","","","","","","","","","","","","","","","","","","","","","","","","","","","","","","","","","","","","","","","","","","","","","","","","","","","","","","","",{"$f":"IF(OR(ISBLANK(JD100),JD6=$D$5210),\"\",IF($C$5206=0,$I$5204,IF(OR($C$5206=1,$C$5206=2),$I$5202,$I$5203)))","v":""},"","","","","","","","","","","","","","","","","","","","","","","","","","","","","","","","","","","","","","","","","","","","","","","","","","","","","","","","","","","","","","","",{"$f":"IF(OR(ISBLANK(LP100),LP6=$D$5210),\"\",IF($C$5206=0,$I$5204,IF(OR($C$5206=1,$C$5206=2),$I$5202,$I$5203)))","v":""},"","","","","","","","","","","","","","","","","","","","","","","","","","","","","","","","","","","","","","","","","","","","","","","","","","","","","","","","","","","","","","","",{"$f":"IF(OR(ISBLANK(OB100),OB6=$D$5210),\"\",IF($C$5206=0,$I$5204,IF(OR($C$5206=1,$C$5206=2),$I$5202,$I$5203)))","v":""},"","","","","","","","","","","","","","",""]
[null,"■ 【BELS】評価プレビュー及び設計内容説明書記載事項",null,null,null,null,null,{"$f":"IF(H5236=\"\",H5223,IF(OR(RIGHT(H5236,6)=\"戸建住宅 )\",RIGHT(H5236,5)=\"戸建住宅)\"),\"\",H5223))","v":1},{"$f":"IF(I5236=\"\",I5223,IF(OR(RIGHT(I5236,6)=\"戸建住宅 )\",RIGHT(I5236,5)=\"戸建住宅)\"),\"\",I5223))","v":2},3,4,5,6,7,8,9,10,11,12,13,14,15,16,17,18,19,20,21,22,23,24,25,26,27,28,29,30,31,32,33,34,35,36,37,38,39,40,41,42,43,44,45,46,47,48,49,50,51,52,53,54,55,56,57,58,59,60,61,62,63,64,65,{"$f":"IF(BU5236=\"\",BU5223,IF(OR(RIGHT(BU5236,6)=\"戸建住宅 )\",RIGHT(BU5236,5)=\"戸建住宅)\"),\"\",BU5223))","v":66},67,68,69,70,71,72,73,74,75,76,77,78,79,80,81,82,83,84,85,86,87,88,89,90,91,92,93,94,95,96,97,98,99,100,101,102,103,104,105,106,107,108,109,110,111,112,113,114,115,116,117,118,119,120,121,122,123,124,125,126,127,128,129,{"$f":"IF(EG5236=\"\",EG5223,IF(OR(RIGHT(EG5236,6)=\"戸建住宅 )\",RIGHT(EG5236,5)=\"戸建住宅)\"),\"\",EG5223))","v":130},131,132,133,134,135,136,137,138,139,140,141,142,143,144,145,146,147,148,149,150,151,152,153,154,155,156,157,158,159,160,161,162,163,164,165,166,167,168,169,170,171,172,173,174,175,176,177,178,179,180,181,182,183,184,185,186,187,188,189,190,191,192,193,{"$f":"IF(GS5236=\"\",GS5223,IF(OR(RIGHT(GS5236,6)=\"戸建住宅 )\",RIGHT(GS5236,5)=\"戸建住宅)\"),\"\",GS5223))","v":194},195,196,197,198,199,200,201,202,203,204,205,206,207,208,209,210,211,212,213,214,215,216,217,218,219,220,221,222,223,224,225,226,227,228,229,230,231,232,233,234,235,236,237,238,239,240,241,242,243,244,245,246,247,248,249,250,251,252,253,254,255,256,257,{"$f":"IF(JE5236=\"\",JE5223,IF(OR(RIGHT(JE5236,6)=\"戸建住宅 )\",RIGHT(JE5236,5)=\"戸建住宅)\"),\"\",JE5223))","v":258},259,260,261,262,263,264,265,266,267,268,269,270,271,272,273,274,275,276,277,278,279,280,281,282,283,284,285,286,287,288,289,290,291,292,293,294,295,296,297,298,299,300,301,302,303,304,305,306,307,308,309,310,311,312,313,314,315,316,317,318,319,320,321,{"$f":"IF(LQ5236=\"\",LQ5223,IF(OR(RIGHT(LQ5236,6)=\"戸建住宅 )\",RIGHT(LQ5236,5)=\"戸建住宅)\"),\"\",LQ5223))","v":322},323,324,325,326,327,328,329,330,331,332,333,334,335,336,337,338,339,340,341,342,343,344,345,346,347,348,349,350,351,352,353,354,355,356,357,358,359,360,361,362,363,364,365,366,367,368,369,370,371,372,373,374,375,376,377,378,379,380,381,382,383,384,385,{"$f":"IF(OC5236=\"\",OC5223,IF(OR(RIGHT(OC5236,6)=\"戸建住宅 )\",RIGHT(OC5236,5)=\"戸建住宅)\"),\"\",OC5223))","v":386},387,388,389,390,391,392,393,394,395,396,397,398,399,400]
[null,"エネルギー"," エネルギー消費性能\n ★再エネなし / 🌟太陽光発電",null,{"$f":"IF(OR(ISERROR(E5282),E6<>D5209),\"\",E5282)","v":""},{"$f":"F5282","v":0},"上段","",{"$f":"I5282","v":""},"","","","","","","","","","","","","","","","","","","","","","","","","","","","","","","","","","","","","","","","","","","","","","","","","","","","","","","","","","","","","","","",{"$f":"BU5282","v":""},"","","","","","","","","","","","","","","","","","","","","","","","","","","","","","","","","","","","","","","","","","","","","","","","","","","","","","","","","","","","","","","",{"$f":"EG5282","v":""},"","","","","","","","","","","","","","","","","","","","","","","","","","","","","","","","","","","","","","","","","","","","","","","","","","","","","","","","","","","","","","","",{"$f":"GS5282","v":""},"","","","","","","","","","","","","","","","","","","","","","","","","","","","","","","","","","","","","","","","","","","","","","","","","","","","","","","","","","","","","","","",{"$f":"JE5282","v":""},"","","","","","","","","","","","","","","","","","","","","","","","","","","","","","","","","","","","","","","","","","","","","","","","","","","","","","","","","","","","","","","",{"$f":"LQ5282","v":""},"","","","","","","","","","","","","","","","","","","","","","","","","","","","","","","","","","","","","","","","","","","","","","","","","","","","","","","","","","","","","","","",{"$f":"OC5282","v":""},"","","","","","","","","","","","","",""]
[null,null,null,null,{"$f":"E5283","v":0},0,"下段","",{"$f":"I5283","v":""},"","","","","","","","","","","","","","","","","","","","","","","","","","","","","","","","","","","","","","","","","","","","","","","","","","","","","","","","","","","","","","","",{"$f":"BU5283","v":""},"","","","","","","","","","","","","","","","","","","","","","","","","","","","","","","","","","","","","","","","","","","","","","","","","","","","","","","","","","","","","","","",{"$f":"EG5283","v":""},"","","","","","","","","","","","","","","","","","","","","","","","","","","","","","","","","","","","","","","","","","","","","","","","","","","","","","","","","","","","","","","",{"$f":"GS5283","v":""},"","","","","","","","","","","","","","","","","","","","","","","","","","","","","","","","","","","","","","","","","","","","","","","","","","","","","","","","","","","","","","","",{"$f":"JE5283","v":""},"","","","","","","","","","","","","","","","","","","","","","","","","","","","","","","","","","","","","","","","","","","","","","","","","","","","","","","","","","","","","","","",{"$f":"LQ5283","v":""},"","","","","","","","","","","","","","","","","","","","","","","","","","","","","","","","","","","","","","","","","","","","","","","","","","","","","","","","","","","","","","","",{"$f":"OC5283","v":""},"","","","","","","","","","","","","",""]
[null,null," 再エネなし　　削減率 / ＢＥＩ",null,{"$f":"IF(OR(E6=\"\",E6=\"申請しない\",E63=\"\",ISERROR(TEXT(E84,\"###0\")&\"% / \"&TEXT(1-E84/100,\"0.00\"))),\"\",TEXT(E84,\"###0\")&\"% / \"&TEXT(1-E84/100,\"0.00\"))","v":""},null,null,{"$f":"IF(H63=\"\",\"\",TEXT((1-H5289)*100,\"###0\")&\"%/\"&TEXT(H5289,\"0.00\"))","v":""},"","","","","","","","","","","","","","","","","","","","","","","","","","","","","","","","","","","","","","","","","","","","","","","","","","","","","","","","","","","","","","","",{"$f":"IF(BT63=\"\",\"\",TEXT((1-BT5289)*100,\"###0\")&\"%/\"&TEXT(BT5289,\"0.00\"))","v":""},"","","","","","","","","","","","","","","","","","","","","","","","","","","","","","","","","","","","","","","","","","","","","","","","","","","","","","","","","","","","","","","",{"$f":"IF(EF63=\"\",\"\",TEXT((1-EF5289)*100,\"###0\")&\"%/\"&TEXT(EF5289,\"0.00\"))","v":""},"","","","","","","","","","","","","","","","","","","","","","","","","","","","","","","","","","","","","","","","","","","","","","","","","","","","","","","","","","","","","","","",{"$f":"IF(GR63=\"\",\"\",TEXT((1-GR5289)*100,\"###0\")&\"%/\"&TEXT(GR5289,\"0.00\"))","v":""},"","","","","","","","","","","","","","","","","","","","","","","","","","","","","","","","","","","","","","","","","","","","","","","","","","","","","","","","","","","","","","","",{"$f":"IF(JD63=\"\",\"\",TEXT((1-JD5289)*100,\"###0\")&\"%/\"&TEXT(JD5289,\"0.00\"))","v":""},"","","","","","","","","","","","","","","","","","","","","","","","","","","","","","","","","","","","","","","","","","","","","","","","","","","","","","","","","","","","","","","",{"$f":"IF(LP63=\"\",\"\",TEXT((1-LP5289)*100,\"###0\")&\"%/\"&TEXT(LP5289,\"0.00\"))","v":""},"","","","","","","","","","","","","","","","","","","","","","","","","","","","","","","","","","","","","","","","","","","","","","","","","","","","","","","","","","","","","","","",{"$f":"IF(OB63=\"\",\"\",TEXT((1-OB5289)*100,\"###0\")&\"%/\"&TEXT(OB5289,\"0.00\"))","v":""},"","","","","","","","","","","","","","",""]
[null,null," 再エネあり（自家消費分）　〃",null,{"$f":"IF(OR(E6=\"\",E6=\"申請しない\",E63=\"\",ISERROR(TEXT((1-ROUNDUP(D91/D92,2))*100,\"###0\")&\"% / \"&TEXT(ROUNDUP(D91/D92,2),\"0.00\"))),\"\",IF(E37=$H$5202,\"－\",TEXT((1-ROUNDUP(D91/D92,2))*100,\"###0\")&\"% / \"&TEXT(ROUNDUP(D91/D92,2),\"0.00\")))","v":""},null,null,{"$f":"IF(H63=\"\",\"\",IF(H37=$H$5202,\"－\",TEXT((1-H5287)*100,\"###0\")&\"%/\"&TEXT(H5287,\"0.00\")))","v":""},{"$f":"IF(I63=\"\",\"\",IF(I37=$H$5202,\"－\",TEXT((1-I5287)*100,\"###0\")&\"%/\"&TEXT(I5287,\"0.00\")))","v":""},"","","","","","","","","","","","","","","","","","","","","","","","","","","","","","","","","","","","","","","","","","","","","","","","","","","","","","","","","","","","","","",{"$f":"IF(BT63=\"\",\"\",IF(BT37=$H$5202,\"－\",TEXT((1-BT5287)*100,\"###0\")&\"%/\"&TEXT(BT5287,\"0.00\")))","v":""},"","","","","","","","","","","","","","","","","","","","","","","","","","","","","","","","","","","","","","","","","","","","","","","","","","","","","","","","","","","","","","","",{"$f":"IF(EF63=\"\",\"\",IF(EF37=$H$5202,\"－\",TEXT((1-EF5287)*100,\"###0\")&\"%/\"&TEXT(EF5287,\"0.00\")))","v":""},"","","","","","","","","","","","","","","","","","","","","","","","","","","","","","","","","","","","","","","","","","","","","","","","","","","","","","","","","","","","","","","",{"$f":"IF(GR63=\"\",\"\",IF(GR37=$H$5202,\"－\",TEXT((1-GR5287)*100,\"###0\")&\"%/\"&TEXT(GR5287,\"0.00\")))","v":""},"","","","","","","","","","","","","","","","","","","","","","","","","","","","","","","","","","","","","","","","","","","","","","","","","","","","","","","","","","","","","","","",{"$f":"IF(JD63=\"\",\"\",IF(JD37=$H$5202,\"－\",TEXT((1-JD5287)*100,\"###0\")&\"%/\"&TEXT(JD5287,\"0.00\")))","v":""},"","","","","","","","","","","","","","","","","","","","","","","","","","","","","","","","","","","","","","","","","","","","","","","","","","","","","","","","","","","","","","","",{"$f":"IF(LP63=\"\",\"\",IF(LP37=$H$5202,\"－\",TEXT((1-LP5287)*100,\"###0\")&\"%/\"&TEXT(LP5287,\"0.00\")))","v":""},"","","","","","","","","","","","","","","","","","","","","","","","","","","","","","","","","","","","","","","","","","","","","","","","","","","","","","","","","","","","","","","",{"$f":"IF(OB63=\"\",\"\",IF(OB37=$H$5202,\"－\",TEXT((1-OB5287)*100,\"###0\")&\"%/\"&TEXT(OB5287,\"0.00\")))","v":""},"","","","","","","","","","","","","","",""]
[null,null,{"$f":"IF(OR(G5349=0,G5349=\"\"),\" 再エネあり（自家＋売電）　〃\",\" 再エネあり（自家＋売電(CGS除く)）\")","v":" 再エネあり（自家＋売電）　〃"},null,{"$f":"IF(OR(E6=\"\",E6=\"申請しない\",E63=\"\",ISERROR(TEXT(E90,\"###0\")&\"% / \"&TEXT(1-E90/100,\"0.00\"))),\"\",IF(E37=$H$5202,\"－\",TEXT(E90,\"###0\")&\"% / \"&TEXT(1-E90/100,\"0.00\")))","v":""},null,null,{"$f":"IF(H63=\"\",\"\",IF(H37=$H$5202,\"－\",TEXT((1-H5301)*100,\"###0\")&\"%/\"&TEXT(H5301,\"0.00\")))","v":""},"","","","","","","","","","","","","","","","","","","","","","","","","","","","","","","","","","","","","","","","","","","","","","","","","","","","","","","","","","","","","","","",{"$f":"IF(BT63=\"\",\"\",IF(BT37=$H$5202,\"－\",TEXT((1-BT5301)*100,\"###0\")&\"%/\"&TEXT(BT5301,\"0.00\")))","v":""},"","","","","","","","","","","","","","","","","","","","","","","","","","","","","","","","","","","","","","","","","","","","","","","","","","","","","","","","","","","","","","","",{"$f":"IF(EF63=\"\",\"\",IF(EF37=$H$5202,\"－\",TEXT((1-EF5301)*100,\"###0\")&\"%/\"&TEXT(EF5301,\"0.00\")))","v":""},"","","","","","","","","","","","","","","","","","","","","","","","","","","","","","","","","","","","","","","","","","","","","","","","","","","","","","","","","","","","","","","",{"$f":"IF(GR63=\"\",\"\",IF(GR37=$H$5202,\"－\",TEXT((1-GR5301)*100,\"###0\")&\"%/\"&TEXT(GR5301,\"0.00\")))","v":""},"","","","","","","","","","","","","","","","","","","","","","","","","","","","","","","","","","","","","","","","","","","","","","","","","","","","","","","","","","","","","","","",{"$f":"IF(JD63=\"\",\"\",IF(JD37=$H$5202,\"－\",TEXT((1-JD5301)*100,\"###0\")&\"%/\"&TEXT(JD5301,\"0.00\")))","v":""},"","","","","","","","","","","","","","","","","","","","","","","","","","","","","","","","","","","","","","","","","","","","","","","","","","","","","","","","","","","","","","","",{"$f":"IF(LP63=\"\",\"\",IF(LP37=$H$5202,\"－\",TEXT((1-LP5301)*100,\"###0\")&\"%/\"&TEXT(LP5301,\"0.00\")))","v":""},"","","","","","","","","","","","","","","","","","","","","","","","","","","","","","","","","","","","","","","","","","","","","","","","","","","","","","","","","","","","","","","",{"$f":"IF(OB63=\"\",\"\",IF(OB37=$H$5202,\"－\",TEXT((1-OB5301)*100,\"###0\")&\"%/\"&TEXT(OB5301,\"0.00\")))","v":""},"","","","","","","","","","","","","","",""]
[null,"断熱"," 断熱性能",null,{"$f":"IF(OR(E6<>$D$5209,ISERROR(MIN(H47:OQ47))),\"\",IF(COUNTIF(H47:OQ47,\"3以下\"),\"3以下\",MIN(H47:OQ47)))","v":""},null,null,{"$f":"IF(OR(H41=\"\",AND(H$80=\"\",H$81=\"\")),\"\",IF(OR(AND($M$4>=5,$M$4<=7,H$80<=$AW$5203,H$81<=$AX$5203),AND($M$4<=4,H$80<=$AW$5203)),7,IF(OR(AND($M$4>=5,$M$4<=7,H$80<=$AU$5203,H$81<=$AV$5203),AND($M$4=8,H$81<=$AV$5203),AND($M$4<=4,H$80<=$AU$5203)),6,IF(OR(AND($M$4>=5,$M$4<=7,H$80<=$AS$5203,H$81<=$AT$5203),AND($M$4=8,H$81<=$AT$5203),AND($M$4<=4,H$80<=$AS$5203)),5,IF(OR(AND($M$4>=5,$M$4<=7,H$80<=$AQ$5203,H$81<=$AR$5203),AND($M$4=8,H$81<=$AR$5203),AND($M$4<=4,H$80<=$AQ$5203)),4,\"3以下\")))))","v":""},"","","","","","","","","","","","","","","","","","","","","","","","","","","","","","","","","","","","","","","","","","","","","","","","","","","","","","","","","","","","","","","",{"$f":"IF(OR(BT41=\"\",AND(BT$80=\"\",BT$81=\"\")),\"\",IF(OR(AND($M$4>=5,$M$4<=7,BT$80<=$AW$5203,BT$81<=$AX$5203),AND($M$4<=4,BT$80<=$AW$5203)),7,IF(OR(AND($M$4>=5,$M$4<=7,BT$80<=$AU$5203,BT$81<=$AV$5203),AND($M$4=8,BT$81<=$AV$5203),AND($M$4<=4,BT$80<=$AU$5203)),6,IF(OR(AND($M$4>=5,$M$4<=7,BT$80<=$AS$5203,BT$81<=$AT$5203),AND($M$4=8,BT$81<=$AT$5203),AND($M$4<=4,BT$80<=$AS$5203)),5,IF(OR(AND($M$4>=5,$M$4<=7,BT$80<=$AQ$5203,BT$81<=$AR$5203),AND($M$4=8,BT$81<=$AR$5203),AND($M$4<=4,BT$80<=$AQ$5203)),4,\"3以下\")))))","v":""},"","","","","","","","","","","","","","","","","","","","","","","","","","","","","","","","","","","","","","","","","","","","","","","","","","","","","","","","","","","","","","","",{"$f":"IF(OR(EF41=\"\",AND(EF$80=\"\",EF$81=\"\")),\"\",IF(OR(AND($M$4>=5,$M$4<=7,EF$80<=$AW$5203,EF$81<=$AX$5203),AND($M$4<=4,EF$80<=$AW$5203)),7,IF(OR(AND($M$4>=5,$M$4<=7,EF$80<=$AU$5203,EF$81<=$AV$5203),AND($M$4=8,EF$81<=$AV$5203),AND($M$4<=4,EF$80<=$AU$5203)),6,IF(OR(AND($M$4>=5,$M$4<=7,EF$80<=$AS$5203,EF$81<=$AT$5203),AND($M$4=8,EF$81<=$AT$5203),AND($M$4<=4,EF$80<=$AS$5203)),5,IF(OR(AND($M$4>=5,$M$4<=7,EF$80<=$AQ$5203,EF$81<=$AR$5203),AND($M$4=8,EF$81<=$AR$5203),AND($M$4<=4,EF$80<=$AQ$5203)),4,\"3以下\")))))","v":""},"","","","","","","","","","","","","","","","","","","","","","","","","","","","","","","","","","","","","","","","","","","","","","","","","","","","","","","","","","","","","","","",{"$f":"IF(OR(GR41=\"\",AND(GR$80=\"\",GR$81=\"\")),\"\",IF(OR(AND($M$4>=5,$M$4<=7,GR$80<=$AW$5203,GR$81<=$AX$5203),AND($M$4<=4,GR$80<=$AW$5203)),7,IF(OR(AND($M$4>=5,$M$4<=7,GR$80<=$AU$5203,GR$81<=$AV$5203),AND($M$4=8,GR$81<=$AV$5203),AND($M$4<=4,GR$80<=$AU$5203)),6,IF(OR(AND($M$4>=5,$M$4<=7,GR$80<=$AS$5203,GR$81<=$AT$5203),AND($M$4=8,GR$81<=$AT$5203),AND($M$4<=4,GR$80<=$AS$5203)),5,IF(OR(AND($M$4>=5,$M$4<=7,GR$80<=$AQ$5203,GR$81<=$AR$5203),AND($M$4=8,GR$81<=$AR$5203),AND($M$4<=4,GR$80<=$AQ$5203)),4,\"3以下\")))))","v":""},"","","","","","","","","","","","","","","","","","","","","","","","","","","","","","","","","","","","","","","","","","","","","","","","","","","","","","","","","","","","","","","",{"$f":"IF(OR(JD41=\"\",AND(JD$80=\"\",JD$81=\"\")),\"\",IF(OR(AND($M$4>=5,$M$4<=7,JD$80<=$AW$5203,JD$81<=$AX$5203),AND($M$4<=4,JD$80<=$AW$5203)),7,IF(OR(AND($M$4>=5,$M$4<=7,JD$80<=$AU$5203,JD$81<=$AV$5203),AND($M$4=8,JD$81<=$AV$5203),AND($M$4<=4,JD$80<=$AU$5203)),6,IF(OR(AND($M$4>=5,$M$4<=7,JD$80<=$AS$5203,JD$81<=$AT$5203),AND($M$4=8,JD$81<=$AT$5203),AND($M$4<=4,JD$80<=$AS$5203)),5,IF(OR(AND($M$4>=5,$M$4<=7,JD$80<=$AQ$5203,JD$81<=$AR$5203),AND($M$4=8,JD$81<=$AR$5203),AND($M$4<=4,JD$80<=$AQ$5203)),4,\"3以下\")))))","v":""},"","","","","","","","","","","","","","","","","","","","","","","","","","","","","","","","","","","","","","","","","","","","","","","","","","","","","","","","","","","","","","","",{"$f":"IF(OR(LP41=\"\",AND(LP$80=\"\",LP$81=\"\")),\"\",IF(OR(AND($M$4>=5,$M$4<=7,LP$80<=$AW$5203,LP$81<=$AX$5203),AND($M$4<=4,LP$80<=$AW$5203)),7,IF(OR(AND($M$4>=5,$M$4<=7,LP$80<=$AU$5203,LP$81<=$AV$5203),AND($M$4=8,LP$81<=$AV$5203),AND($M$4<=4,LP$80<=$AU$5203)),6,IF(OR(AND($M$4>=5,$M$4<=7,LP$80<=$AS$5203,LP$81<=$AT$5203),AND($M$4=8,LP$81<=$AT$5203),AND($M$4<=4,LP$80<=$AS$5203)),5,IF(OR(AND($M$4>=5,$M$4<=7,LP$80<=$AQ$5203,LP$81<=$AR$5203),AND($M$4=8,LP$81<=$AR$5203),AND($M$4<=4,LP$80<=$AQ$5203)),4,\"3以下\")))))","v":""},"","","","","","","","","","","","","","","","","","","","","","","","","","","","","","","","","","","","","","","","","","","","","","","","","","","","","","","","","","","","","","","",{"$f":"IF(OR(OB41=\"\",AND(OB$80=\"\",OB$81=\"\")),\"\",IF(OR(AND($M$4>=5,$M$4<=7,OB$80<=$AW$5203,OB$81<=$AX$5203),AND($M$4<=4,OB$80<=$AW$5203)),7,IF(OR(AND($M$4>=5,$M$4<=7,OB$80<=$AU$5203,OB$81<=$AV$5203),AND($M$4=8,OB$81<=$AV$5203),AND($M$4<=4,OB$80<=$AU$5203)),6,IF(OR(AND($M$4>=5,$M$4<=7,OB$80<=$AS$5203,OB$81<=$AT$5203),AND($M$4=8,OB$81<=$AT$5203),AND($M$4<=4,OB$80<=$AS$5203)),5,IF(OR(AND($M$4>=5,$M$4<=7,OB$80<=$AQ$5203,OB$81<=$AR$5203),AND($M$4=8,OB$81<=$AR$5203),AND($M$4<=4,OB$80<=$AQ$5203)),4,\"3以下\")))))","v":""},"","","","","","","","","","","","","","",""]
[null,null," UA値 / ηAC値",null,{"$f":"IF(E80=\"\",\"\",TEXT(E80,\"#0.00\")&\" / \"&TEXT(E81,\"0.0\"))","v":""},null,null,{"$f":"IF(H80=\"\",\"\",TEXT(H80,\"#0.00\")&\"/\"&TEXT(H81,\"0.0\"))","v":""},{"$f":"IF(I80=\"\",\"\",TEXT(I80,\"#0.00\")&\"/\"&TEXT(I81,\"0.0\"))","v":""},"","","","","","","","","","","","","","","","","","","","","","","","","","","","","","","","","","","","","","","","","","","","","","","","","","","","","","","","","","","","","","","",{"$f":"IF(BU80=\"\",\"\",TEXT(BU80,\"#0.00\")&\"/\"&TEXT(BU81,\"0.0\"))","v":""},"","","","","","","","","","","","","","","","","","","","","","","","","","","","","","","","","","","","","","","","","","","","","","","","","","","","","","","","","","","","","","","",{"$f":"IF(EG80=\"\",\"\",TEXT(EG80,\"#0.00\")&\"/\"&TEXT(EG81,\"0.0\"))","v":""},"","","","","","","","","","","","","","","","","","","","","","","","","","","","","","","","","","","","","","","","","","","","","","","","","","","","","","","","","","","","","","","",{"$f":"IF(GS80=\"\",\"\",TEXT(GS80,\"#0.00\")&\"/\"&TEXT(GS81,\"0.0\"))","v":""},"","","","","","","","","","","","","","","","","","","","","","","","","","","","","","","","","","","","","","","","","","","","","","","","","","","","","","","","","","","","","","","",{"$f":"IF(JE80=\"\",\"\",TEXT(JE80,\"#0.00\")&\"/\"&TEXT(JE81,\"0.0\"))","v":""},"","","","","","","","","","","","","","","","","","","","","","","","","","","","","","","","","","","","","","","","","","","","","","","","","","","","","","","","","","","","","","","",{"$f":"IF(LQ80=\"\",\"\",TEXT(LQ80,\"#0.00\")&\"/\"&TEXT(LQ81,\"0.0\"))","v":""},"","","","","","","","","","","","","","","","","","","","","","","","","","","","","","","","","","","","","","","","","","","","","","","","","","","","","","","","","","","","","","","",{"$f":"IF(OC80=\"\",\"\",TEXT(OC80,\"#0.00\")&\"/\"&TEXT(OC81,\"0.0\"))","v":""},"","","","","","","","","","","","","",""]
[null,"達成項目"," ZEH水準（誘導基準）",null,{"$f":"E60","v":""},{"$f":"IF(F60=\"達成\",\"達成\",\"－\")","v":"－"},{"$f":"IF(G60=\"達成\",\"達成\",\"－\")","v":"－"},{"$f":"H60","v":""},{"$f":"I60","v":""},"","","","","","","","","","","","","","","","","","","","","","","","","","","","","","","","","","","","","","","","","","","","","","","","","","","","","","","","","","","","","","","",{"$f":"BU60","v":""},"","","","","","","","","","","","","","","","","","","","","","","","","","","","","","","","","","","","","","","","","","","","","","","","","","","","","","","","","","","","","","","",{"$f":"EG60","v":""},"","","","","","","","","","","","","","","","","","","","","","","","","","","","","","","","","","","","","","","","","","","","","","","","","","","","","","","","","","","","","","","",{"$f":"GS60","v":""},"","","","","","","","","","","","","","","","","","","","","","","","","","","","","","","","","","","","","","","","","","","","","","","","","","","","","","","","","","","","","","","",{"$f":"JE60","v":""},"","","","","","","","","","","","","","","","","","","","","","","","","","","","","","","","","","","","","","","","","","","","","","","","","","","","","","","","","","","","","","","",{"$f":"LQ60","v":""},"","","","","","","","","","","","","","","","","","","","","","","","","","","","","","","","","","","","","","","","","","","","","","","","","","","","","","","","","","","","","","","",{"$f":"OC60","v":""},"","","","","","","","","","","","","",""]
[null,null," ネット・ゼロ・エネルギー",null,{"$f":"IF(F6=$D$5214,\"－\",IF(OR(COUNTIF(H41:OQ41,\"\"),E38=\"\",$M$4=\"\",AND(E80=\"\",E81=\"\"),E84=\"\",E87=\"\",LEFT(I5103,7)=\"※共有選択不適\"),\"\",IF(OR(AND(E38=$G$5209,E84>=20,E87>=100,F5230=\"適合\",OR(F30>0,G30>0)),AND(E38=$G$5210,E84>=20,E87>=75,E87<100,F5230=\"適合\",OR(F30>0,G30>0)),AND(E38=$G$5211,E84>=20,E87>=50,E87<75,F5230=\"適合\",OR(F30>0,G30>0)),AND(E38=$G$5212,E84>=20,F5230=\"適合\")),\"達成\",\"－\")))","v":""},null,null,{"$f":"IF(OR(H41=\"\",ISERROR(IF(OR(H38=\"\",$M$4=\"\",AND(H80=\"\",H81=\"\"),H88=\"\",H89=\"\"),\"\",IF(OR(AND(H38=$F$5209,H5230=\"適合\",H88>=20,H89>=100),AND(H38=$F$5210,H5230=\"適合\",H88>=20,H89>=75,H89<100),AND(H38=$F$5211,H5230=\"適合\",H88>=20,H89>=50,H89<75),AND(H38=$F$5212,H5230=\"適合\",H88>=20,H89>=20,H89<50)),\"適合\",\"－\")))),\"\",IF(OR(H38=\"\",$M$4=\"\",AND(H80=\"\",H81=\"\"),H88=\"\",H89=\"\"),\"\",IF(OR(AND(H38=$F$5209,H5230=\"適合\",H88>=20,H89>=100,H30>0),AND(H38=$F$5210,H5230=\"適合\",H88>=20,H89>=75,H89<100,H30>0),AND(H38=$F$5211,H5230=\"適合\",H88>=20,H89>=50,H89<75,H30>0),AND(H38=$F$5212,H5230=\"適合\",H88>=20)),\"達成\",\"－\")))","v":""},"","","","","","","","","","","","","","","","","","","","","","","","","","","","","","","","","","","","","","","","","","","","","","","","","","","","","","","","","","","","","","","",{"$f":"IF(OR(BT41=\"\",ISERROR(IF(OR(BT38=\"\",$M$4=\"\",AND(BT80=\"\",BT81=\"\"),BT88=\"\",BT89=\"\"),\"\",IF(OR(AND(BT38=$F$5209,BT5230=\"適合\",BT88>=20,BT89>=100),AND(BT38=$F$5210,BT5230=\"適合\",BT88>=20,BT89>=75,BT89<100),AND(BT38=$F$5211,BT5230=\"適合\",BT88>=20,BT89>=50,BT89<75),AND(BT38=$F$5212,BT5230=\"適合\",BT88>=20,BT89>=20,BT89<50)),\"適合\",\"－\")))),\"\",IF(OR(BT38=\"\",$M$4=\"\",AND(BT80=\"\",BT81=\"\"),BT88=\"\",BT89=\"\"),\"\",IF(OR(AND(BT38=$F$5209,BT5230=\"適合\",BT88>=20,BT89>=100,BT30>0),AND(BT38=$F$5210,BT5230=\"適合\",BT88>=20,BT89>=75,BT89<100,BT30>0),AND(BT38=$F$5211,BT5230=\"適合\",BT88>=20,BT89>=50,BT89<75,BT30>0),AND(BT38=$F$5212,BT5230=\"適合\",BT88>=20)),\"達成\",\"－\")))","v":""},"","","","","","","","","","","","","","","","","","","","","","","","","","","","","","","","","","","","","","","","","","","","","","","","","","","","","","","","","","","","","","","",{"$f":"IF(OR(EF41=\"\",ISERROR(IF(OR(EF38=\"\",$M$4=\"\",AND(EF80=\"\",EF81=\"\"),EF88=\"\",EF89=\"\"),\"\",IF(OR(AND(EF38=$F$5209,EF5230=\"適合\",EF88>=20,EF89>=100),AND(EF38=$F$5210,EF5230=\"適合\",EF88>=20,EF89>=75,EF89<100),AND(EF38=$F$5211,EF5230=\"適合\",EF88>=20,EF89>=50,EF89<75),AND(EF38=$F$5212,EF5230=\"適合\",EF88>=20,EF89>=20,EF89<50)),\"適合\",\"－\")))),\"\",IF(OR(EF38=\"\",$M$4=\"\",AND(EF80=\"\",EF81=\"\"),EF88=\"\",EF89=\"\"),\"\",IF(OR(AND(EF38=$F$5209,EF5230=\"適合\",EF88>=20,EF89>=100,EF30>0),AND(EF38=$F$5210,EF5230=\"適合\",EF88>=20,EF89>=75,EF89<100,EF30>0),AND(EF38=$F$5211,EF5230=\"適合\",EF88>=20,EF89>=50,EF89<75,EF30>0),AND(EF38=$F$5212,EF5230=\"適合\",EF88>=20)),\"達成\",\"－\")))","v":""},"","","","","","","","","","","","","","","","","","","","","","","","","","","","","","","","","","","","","","","","","","","","","","","","","","","","","","","","","","","","","","","",{"$f":"IF(OR(GR41=\"\",ISERROR(IF(OR(GR38=\"\",$M$4=\"\",AND(GR80=\"\",GR81=\"\"),GR88=\"\",GR89=\"\"),\"\",IF(OR(AND(GR38=$F$5209,GR5230=\"適合\",GR88>=20,GR89>=100),AND(GR38=$F$5210,GR5230=\"適合\",GR88>=20,GR89>=75,GR89<100),AND(GR38=$F$5211,GR5230=\"適合\",GR88>=20,GR89>=50,GR89<75),AND(GR38=$F$5212,GR5230=\"適合\",GR88>=20,GR89>=20,GR89<50)),\"適合\",\"－\")))),\"\",IF(OR(GR38=\"\",$M$4=\"\",AND(GR80=\"\",GR81=\"\"),GR88=\"\",GR89=\"\"),\"\",IF(OR(AND(GR38=$F$5209,GR5230=\"適合\",GR88>=20,GR89>=100,GR30>0),AND(GR38=$F$5210,GR5230=\"適合\",GR88>=20,GR89>=75,GR89<100,GR30>0),AND(GR38=$F$5211,GR5230=\"適合\",GR88>=20,GR89>=50,GR89<75,GR30>0),AND(GR38=$F$5212,GR5230=\"適合\",GR88>=20)),\"達成\",\"－\")))","v":""},"","","","","","","","","","","","","","","","","","","","","","","","","","","","","","","","","","","","","","","","","","","","","","","","","","","","","","","","","","","","","","","",{"$f":"IF(OR(JD41=\"\",ISERROR(IF(OR(JD38=\"\",$M$4=\"\",AND(JD80=\"\",JD81=\"\"),JD88=\"\",JD89=\"\"),\"\",IF(OR(AND(JD38=$F$5209,JD5230=\"適合\",JD88>=20,JD89>=100),AND(JD38=$F$5210,JD5230=\"適合\",JD88>=20,JD89>=75,JD89<100),AND(JD38=$F$5211,JD5230=\"適合\",JD88>=20,JD89>=50,JD89<75),AND(JD38=$F$5212,JD5230=\"適合\",JD88>=20,JD89>=20,JD89<50)),\"適合\",\"－\")))),\"\",IF(OR(JD38=\"\",$M$4=\"\",AND(JD80=\"\",JD81=\"\"),JD88=\"\",JD89=\"\"),\"\",IF(OR(AND(JD38=$F$5209,JD5230=\"適合\",JD88>=20,JD89>=100,JD30>0),AND(JD38=$F$5210,JD5230=\"適合\",JD88>=20,JD89>=75,JD89<100,JD30>0),AND(JD38=$F$5211,JD5230=\"適合\",JD88>=20,JD89>=50,JD89<75,JD30>0),AND(JD38=$F$5212,JD5230=\"適合\",JD88>=20)),\"達成\",\"－\")))","v":""},"","","","","","","","","","","","","","","","","","","","","","","","","","","","","","","","","","","","","","","","","","","","","","","","","","","","","","","","","","","","","","","",{"$f":"IF(OR(LP41=\"\",ISERROR(IF(OR(LP38=\"\",$M$4=\"\",AND(LP80=\"\",LP81=\"\"),LP88=\"\",LP89=\"\"),\"\",IF(OR(AND(LP38=$F$5209,LP5230=\"適合\",LP88>=20,LP89>=100),AND(LP38=$F$5210,LP5230=\"適合\",LP88>=20,LP89>=75,LP89<100),AND(LP38=$F$5211,LP5230=\"適合\",LP88>=20,LP89>=50,LP89<75),AND(LP38=$F$5212,LP5230=\"適合\",LP88>=20,LP89>=20,LP89<50)),\"適合\",\"－\")))),\"\",IF(OR(LP38=\"\",$M$4=\"\",AND(LP80=\"\",LP81=\"\"),LP88=\"\",LP89=\"\"),\"\",IF(OR(AND(LP38=$F$5209,LP5230=\"適合\",LP88>=20,LP89>=100,LP30>0),AND(LP38=$F$5210,LP5230=\"適合\",LP88>=20,LP89>=75,LP89<100,LP30>0),AND(LP38=$F$5211,LP5230=\"適合\",LP88>=20,LP89>=50,LP89<75,LP30>0),AND(LP38=$F$5212,LP5230=\"適合\",LP88>=20)),\"達成\",\"－\")))","v":""},"","","","","","","","","","","","","","","","","","","","","","","","","","","","","","","","","","","","","","","","","","","","","","","","","","","","","","","","","","","","","","","",{"$f":"IF(OR(OB41=\"\",ISERROR(IF(OR(OB38=\"\",$M$4=\"\",AND(OB80=\"\",OB81=\"\"),OB88=\"\",OB89=\"\"),\"\",IF(OR(AND(OB38=$F$5209,OB5230=\"適合\",OB88>=20,OB89>=100),AND(OB38=$F$5210,OB5230=\"適合\",OB88>=20,OB89>=75,OB89<100),AND(OB38=$F$5211,OB5230=\"適合\",OB88>=20,OB89>=50,OB89<75),AND(OB38=$F$5212,OB5230=\"適合\",OB88>=20,OB89>=20,OB89<50)),\"適合\",\"－\")))),\"\",IF(OR(OB38=\"\",$M$4=\"\",AND(OB80=\"\",OB81=\"\"),OB88=\"\",OB89=\"\"),\"\",IF(OR(AND(OB38=$F$5209,OB5230=\"適合\",OB88>=20,OB89>=100,OB30>0),AND(OB38=$F$5210,OB5230=\"適合\",OB88>=20,OB89>=75,OB89<100,OB30>0),AND(OB38=$F$5211,OB5230=\"適合\",OB88>=20,OB89>=50,OB89<75,OB30>0),AND(OB38=$F$5212,OB5230=\"適合\",OB88>=20)),\"達成\",\"－\")))","v":""},"","","","","","","","","","","","","","",""]
[null,null," 再エネ設備（太陽光発電設備）",null,{"$f":"IF(OR(E34=$F$5202,E34=$F$5203),E34,\"\")","v":""},null,null,{"$f":"IF(OR(H34=$F$5202,H34=$F$5203),H34,\"\")","v":""},"","","","","","","","","","","","","","","","","","","","","","","","","","","","","","","","","","","","","","","","","","","","","","","","","","","","","","","","","","","","","","","",{"$f":"IF(OR(BT34=$F$5202,BT34=$F$5203),BT34,\"\")","v":""},"","","","","","","","","","","","","","","","","","","","","","","","","","","","","","","","","","","","","","","","","","","","","","","","","","","","","","","","","","","","","","","",{"$f":"IF(OR(EF34=$F$5202,EF34=$F$5203),EF34,\"\")","v":""},"","","","","","","","","","","","","","","","","","","","","","","","","","","","","","","","","","","","","","","","","","","","","","","","","","","","","","","","","","","","","","","",{"$f":"IF(OR(GR34=$F$5202,GR34=$F$5203),GR34,\"\")","v":""},"","","","","","","","","","","","","","","","","","","","","","","","","","","","","","","","","","","","","","","","","","","","","","","","","","","","","","","","","","","","","","","",{"$f":"IF(OR(JD34=$F$5202,JD34=$F$5203),JD34,\"\")","v":""},"","","","","","","","","","","","","","","","","","","","","","","","","","","","","","","","","","","","","","","","","","","","","","","","","","","","","","","","","","","","","","","",{"$f":"IF(OR(LP34=$F$5202,LP34=$F$5203),LP34,\"\")","v":""},"","","","","","","","","","","","","","","","","","","","","","","","","","","","","","","","","","","","","","","","","","","","","","","","","","","","","","","","","","","","","","","",{"$f":"IF(OR(OB34=$F$5202,OB34=$F$5203),OB34,\"\")","v":""},"","","","","","","","","","","","","","",""]
[null,null," 容量",null,{"$f":"IF(AND(E35=$G$5202,E51=$F$5202),E36,IF(OR(E51=$F$5203,E35=$G$5203),\"－\",\"\"))","v":""},null,null,{"$f":"IF(AND(H35=$G$5202,H51=$F$5202),H36,IF(OR(H51=$F$5203,H35=$G$5203),\"－\",\"\"))","v":""},"","","","","","","","","","","","","","","","","","","","","","","","","","","","","","","","","","","","","","","","","","","","","","","","","","","","","","","","","","","","","","","",{"$f":"IF(AND(BT35=$G$5202,BT51=$F$5202),BT36,IF(OR(BT51=$F$5203,BT35=$G$5203),\"－\",\"\"))","v":""},"","","","","","","","","","","","","","","","","","","","","","","","","","","","","","","","","","","","","","","","","","","","","","","","","","","","","","","","","","","","","","","",{"$f":"IF(AND(EF35=$G$5202,EF51=$F$5202),EF36,IF(OR(EF51=$F$5203,EF35=$G$5203),\"－\",\"\"))","v":""},"","","","","","","","","","","","","","","","","","","","","","","","","","","","","","","","","","","","","","","","","","","","","","","","","","","","","","","","","","","","","","","",{"$f":"IF(AND(GR35=$G$5202,GR51=$F$5202),GR36,IF(OR(GR51=$F$5203,GR35=$G$5203),\"－\",\"\"))","v":""},"","","","","","","","","","","","","","","","","","","","","","","","","","","","","","","","","","","","","","","","","","","","","","","","","","","","","","","","","","","","","","","",{"$f":"IF(AND(JD35=$G$5202,JD51=$F$5202),JD36,IF(OR(JD51=$F$5203,JD35=$G$5203),\"－\",\"\"))","v":""},"","","","","","","","","","","","","","","","","","","","","","","","","","","","","","","","","","","","","","","","","","","","","","","","","","","","","","","","","","","","","","","",{"$f":"IF(AND(LP35=$G$5202,LP51=$F$5202),LP36,IF(OR(LP51=$F$5203,LP35=$G$5203),\"－\",\"\"))","v":""},"","","","","","","","","","","","","","","","","","","","","","","","","","","","","","","","","","","","","","","","","","","","","","","","","","","","","","","","","","","","","","","",{"$f":"IF(AND(OB35=$G$5202,OB51=$F$5202),OB36,IF(OR(OB51=$F$5203,OB35=$G$5203),\"－\",\"\"))","v":""},"","","","","","","","","","","","","","",""]
[null,"省エネ基準"," 設計 / 基準一次エネルギー[GJ/年]",null,{"$f":"IF(OR(LEFT(I5103,7)=\"※共有選択不適\",H100=\"\",H5303=0,E6<>D5209),\"\",TEXT(C5363,\"##,###,##0.0\")&\" / \"&TEXT(C5364,\"##,###,##0.0\"))","v":""},null,null,{"$f":"IF(OR(H41=\"\",H100=\"\",H5303=0),\"\",TEXT(H5303,\"#####0.0\")&\"/\"&TEXT(H5304,\"#####0.0\"))","v":""},"","","","","","","","","","","","","","","","","","","","","","","","","","","","","","","","","","","","","","","","","","","","","","","","","","","","","","","","","","","","","","","",{"$f":"IF(OR(BT41=\"\",BT100=\"\",BT5303=0),\"\",TEXT(BT5303,\"#####0.0\")&\"/\"&TEXT(BT5304,\"#####0.0\"))","v":""},"","","","","","","","","","","","","","","","","","","","","","","","","","","","","","","","","","","","","","","","","","","","","","","","","","","","","","","","","","","","","","","",{"$f":"IF(OR(EF41=\"\",EF100=\"\",EF5303=0),\"\",TEXT(EF5303,\"#####0.0\")&\"/\"&TEXT(EF5304,\"#####0.0\"))","v":""},"","","","","","","","","","","","","","","","","","","","","","","","","","","","","","","","","","","","","","","","","","","","","","","","","","","","","","","","","","","","","","","",{"$f":"IF(OR(GR41=\"\",GR100=\"\",GR5303=0),\"\",TEXT(GR5303,\"#####0.0\")&\"/\"&TEXT(GR5304,\"#####0.0\"))","v":""},"","","","","","","","","","","","","","","","","","","","","","","","","","","","","","","","","","","","","","","","","","","","","","","","","","","","","","","","","","","","","","","",{"$f":"IF(OR(JD41=\"\",JD100=\"\",JD5303=0),\"\",TEXT(JD5303,\"#####0.0\")&\"/\"&TEXT(JD5304,\"#####0.0\"))","v":""},"","","","","","","","","","","","","","","","","","","","","","","","","","","","","","","","","","","","","","","","","","","","","","","","","","","","","","","","","","","","","","","",{"$f":"IF(OR(LP41=\"\",LP100=\"\",LP5303=0),\"\",TEXT(LP5303,\"#####0.0\")&\"/\"&TEXT(LP5304,\"#####0.0\"))","v":""},"","","","","","","","","","","","","","","","","","","","","","","","","","","","","","","","","","","","","","","","","","","","","","","","","","","","","","","","","","","","","","","",{"$f":"IF(OR(OB41=\"\",OB100=\"\",OB5303=0),\"\",TEXT(OB5303,\"#####0.0\")&\"/\"&TEXT(OB5304,\"#####0.0\"))","v":""},"","","","","","","","","","","","","","",""]
[null,null," 設計 / 基準　UA値",null,{"$f":"IF(AND(E$80=\"\",E$81=\"\"),\"\",TEXT(E80,\"#0.00\")&\" / \"&TEXT($AQ$5203,\"#0.00\"))","v":""},null,null,{"$f":"IF(OR(H41=\"\",AND(H$80=\"\",H$81=\"\")),\"\",TEXT(H80,\"#0.00\")&\"/\"&TEXT($AQ$5203,\"#0.00\"))","v":""},"","","","","","","","","","","","","","","","","","","","","","","","","","","","","","","","","","","","","","","","","","","","","","","","","","","","","","","","","","","","","","","",{"$f":"IF(OR(BT41=\"\",AND(BT$80=\"\",BT$81=\"\")),\"\",TEXT(BT80,\"#0.00\")&\"/\"&TEXT($AQ$5203,\"#0.00\"))","v":""},"","","","","","","","","","","","","","","","","","","","","","","","","","","","","","","","","","","","","","","","","","","","","","","","","","","","","","","","","","","","","","","",{"$f":"IF(OR(EF41=\"\",AND(EF$80=\"\",EF$81=\"\")),\"\",TEXT(EF80,\"#0.00\")&\"/\"&TEXT($AQ$5203,\"#0.00\"))","v":""},"","","","","","","","","","","","","","","","","","","","","","","","","","","","","","","","","","","","","","","","","","","","","","","","","","","","","","","","","","","","","","","",{"$f":"IF(OR(GR41=\"\",AND(GR$80=\"\",GR$81=\"\")),\"\",TEXT(GR80,\"#0.00\")&\"/\"&TEXT($AQ$5203,\"#0.00\"))","v":""},"","","","","","","","","","","","","","","","","","","","","","","","","","","","","","","","","","","","","","","","","","","","","","","","","","","","","","","","","","","","","","","",{"$f":"IF(OR(JD41=\"\",AND(JD$80=\"\",JD$81=\"\")),\"\",TEXT(JD80,\"#0.00\")&\"/\"&TEXT($AQ$5203,\"#0.00\"))","v":""},"","","","","","","","","","","","","","","","","","","","","","","","","","","","","","","","","","","","","","","","","","","","","","","","","","","","","","","","","","","","","","","",{"$f":"IF(OR(LP41=\"\",AND(LP$80=\"\",LP$81=\"\")),\"\",TEXT(LP80,\"#0.00\")&\"/\"&TEXT($AQ$5203,\"#0.00\"))","v":""},"","","","","","","","","","","","","","","","","","","","","","","","","","","","","","","","","","","","","","","","","","","","","","","","","","","","","","","","","","","","","","","",{"$f":"IF(OR(OB41=\"\",AND(OB$80=\"\",OB$81=\"\")),\"\",TEXT(OB80,\"#0.00\")&\"/\"&TEXT($AQ$5203,\"#0.00\"))","v":""},"","","","","","","","","","","","","","",""]
[null,null," 設計 / 基準　ηAC値",null,{"$f":"IF(AND(E$80=\"\",E$81=\"\"),\"\",TEXT(E81,\"0.0\")&\" / \"&TEXT($AR$5203,\"0.0\"))","v":""},null,null,{"$f":"IF(OR(H41=\"\",AND(H$80=\"\",H$81=\"\")),\"\",TEXT(H81,\"0.0\")&\"/\"&TEXT($AR$5203,\"0.0\"))","v":""},"","","","","","","","","","","","","","","","","","","","","","","","","","","","","","","","","","","","","","","","","","","","","","","","","","","","","","","","","","","","","","","",{"$f":"IF(OR(BT41=\"\",AND(BT$80=\"\",BT$81=\"\")),\"\",TEXT(BT81,\"0.0\")&\"/\"&TEXT($AR$5203,\"0.0\"))","v":""},"","","","","","","","","","","","","","","","","","","","","","","","","","","","","","","","","","","","","","","","","","","","","","","","","","","","","","","","","","","","","","","",{"$f":"IF(OR(EF41=\"\",AND(EF$80=\"\",EF$81=\"\")),\"\",TEXT(EF81,\"0.0\")&\"/\"&TEXT($AR$5203,\"0.0\"))","v":""},"","","","","","","","","","","","","","","","","","","","","","","","","","","","","","","","","","","","","","","","","","","","","","","","","","","","","","","","","","","","","","","",{"$f":"IF(OR(GR41=\"\",AND(GR$80=\"\",GR$81=\"\")),\"\",TEXT(GR81,\"0.0\")&\"/\"&TEXT($AR$5203,\"0.0\"))","v":""},"","","","","","","","","","","","","","","","","","","","","","","","","","","","","","","","","","","","","","","","","","","","","","","","","","","","","","","","","","","","","","","",{"$f":"IF(OR(JD41=\"\",AND(JD$80=\"\",JD$81=\"\")),\"\",TEXT(JD81,\"0.0\")&\"/\"&TEXT($AR$5203,\"0.0\"))","v":""},"","","","","","","","","","","","","","","","","","","","","","","","","","","","","","","","","","","","","","","","","","","","","","","","","","","","","","","","","","","","","","","",{"$f":"IF(OR(LP41=\"\",AND(LP$80=\"\",LP$81=\"\")),\"\",TEXT(LP81,\"0.0\")&\"/\"&TEXT($AR$5203,\"0.0\"))","v":""},"","","","","","","","","","","","","","","","","","","","","","","","","","","","","","","","","","","","","","","","","","","","","","","","","","","","","","","","","","","","","","","",{"$f":"IF(OR(OB41=\"\",AND(OB$80=\"\",OB$81=\"\")),\"\",TEXT(OB81,\"0.0\")&\"/\"&TEXT($AR$5203,\"0.0\"))","v":""},"","","","","","","","","","","","","","",""]
[null,null," 総合判定",null,{"$f":"IF(OR(LEFT(I5103,7)=\"※共有選択不適\",H100=\"\",H5303=0,AND(H$80=\"\",H$81=\"\"),E6<>D5209),\"\",IF(AND(C5363<=C5364,E80<=$AQ$5203,E81<=$AR$5203),\"達成\",\"－\"))","v":""},null,null,{"$f":"IF(OR(H41=\"\",H100=\"\",H5303=0,AND(H$80=\"\",H$81=\"\")),\"\",IF(AND(H5303<=H5304,H80<=$AQ$5203,H81<=$AR$5203),\"達成\",\"－\"))","v":""},"","","","","","","","","","","","","","","","","","","","","","","","","","","","","","","","","","","","","","","","","","","","","","","","","","","","","","","","","","","","","","","",{"$f":"IF(OR(BT41=\"\",BT100=\"\",BT5303=0,AND(BT$80=\"\",BT$81=\"\")),\"\",IF(AND(BT5303<=BT5304,BT80<=$AQ$5203,BT81<=$AR$5203),\"達成\",\"－\"))","v":""},"","","","","","","","","","","","","","","","","","","","","","","","","","","","","","","","","","","","","","","","","","","","","","","","","","","","","","","","","","","","","","","",{"$f":"IF(OR(EF41=\"\",EF100=\"\",EF5303=0,AND(EF$80=\"\",EF$81=\"\")),\"\",IF(AND(EF5303<=EF5304,EF80<=$AQ$5203,EF81<=$AR$5203),\"達成\",\"－\"))","v":""},"","","","","","","","","","","","","","","","","","","","","","","","","","","","","","","","","","","","","","","","","","","","","","","","","","","","","","","","","","","","","","","",{"$f":"IF(OR(GR41=\"\",GR100=\"\",GR5303=0,AND(GR$80=\"\",GR$81=\"\")),\"\",IF(AND(GR5303<=GR5304,GR80<=$AQ$5203,GR81<=$AR$5203),\"達成\",\"－\"))","v":""},"","","","","","","","","","","","","","","","","","","","","","","","","","","","","","","","","","","","","","","","","","","","","","","","","","","","","","","","","","","","","","","",{"$f":"IF(OR(JD41=\"\",JD100=\"\",JD5303=0,AND(JD$80=\"\",JD$81=\"\")),\"\",IF(AND(JD5303<=JD5304,JD80<=$AQ$5203,JD81<=$AR$5203),\"達成\",\"－\"))","v":""},"","","","","","","","","","","","","","","","","","","","","","","","","","","","","","","","","","","","","","","","","","","","","","","","","","","","","","","","","","","","","","","",{"$f":"IF(OR(LP41=\"\",LP100=\"\",LP5303=0,AND(LP$80=\"\",LP$81=\"\")),\"\",IF(AND(LP5303<=LP5304,LP80<=$AQ$5203,LP81<=$AR$5203),\"達成\",\"－\"))","v":""},"","","","","","","","","","","","","","","","","","","","","","","","","","","","","","","","","","","","","","","","","","","","","","","","","","","","","","","","","","","","","","","",{"$f":"IF(OR(OB41=\"\",OB100=\"\",OB5303=0,AND(OB$80=\"\",OB$81=\"\")),\"\",IF(AND(OB5303<=OB5304,OB80<=$AQ$5203,OB81<=$AR$5203),\"達成\",\"－\"))","v":""},"","","","","","","","","","","","","","",""]
[null,"誘導基準"," 設計 / 基準一次エネルギー[GJ/年]",null,{"$f":"IF(OR(LEFT(I5103,7)=\"※共有選択不適\",H100=\"\",H5303=0,E6<>D5209),\"\",IF(B7078=\"×\",TEXT(C5367,\"##,###,##0.0\")&\" / ※共用部分の建物用途確認\",TEXT(C5367,\"##,###,##0.0\")&\" / \"&TEXT(C5368,\"##,###,##0.0\")))","v":""},null,null,{"$f":"IF(OR(H41=\"\",H100=\"\",H5307=0),\"\",TEXT(H5307,\"#####0.0\")&\"/\"&TEXT(H5308,\"#####0.0\"))","v":""},"","","","","","","","","","","","","","","","","","","","","","","","","","","","","","","","","","","","","","","","","","","","","","","","","","","","","","","","","","","","","","","",{"$f":"IF(OR(BT41=\"\",BT100=\"\",BT5307=0),\"\",TEXT(BT5307,\"#####0.0\")&\"/\"&TEXT(BT5308,\"#####0.0\"))","v":""},"","","","","","","","","","","","","","","","","","","","","","","","","","","","","","","","","","","","","","","","","","","","","","","","","","","","","","","","","","","","","","","",{"$f":"IF(OR(EF41=\"\",EF100=\"\",EF5307=0),\"\",TEXT(EF5307,\"#####0.0\")&\"/\"&TEXT(EF5308,\"#####0.0\"))","v":""},"","","","","","","","","","","","","","","","","","","","","","","","","","","","","","","","","","","","","","","","","","","","","","","","","","","","","","","","","","","","","","","",{"$f":"IF(OR(GR41=\"\",GR100=\"\",GR5307=0),\"\",TEXT(GR5307,\"#####0.0\")&\"/\"&TEXT(GR5308,\"#####0.0\"))","v":""},"","","","","","","","","","","","","","","","","","","","","","","","","","","","","","","","","","","","","","","","","","","","","","","","","","","","","","","","","","","","","","","",{"$f":"IF(OR(JD41=\"\",JD100=\"\",JD5307=0),\"\",TEXT(JD5307,\"#####0.0\")&\"/\"&TEXT(JD5308,\"#####0.0\"))","v":""},"","","","","","","","","","","","","","","","","","","","","","","","","","","","","","","","","","","","","","","","","","","","","","","","","","","","","","","","","","","","","","","",{"$f":"IF(OR(LP41=\"\",LP100=\"\",LP5307=0),\"\",TEXT(LP5307,\"#####0.0\")&\"/\"&TEXT(LP5308,\"#####0.0\"))","v":""},"","","","","","","","","","","","","","","","","","","","","","","","","","","","","","","","","","","","","","","","","","","","","","","","","","","","","","","","","","","","","","","",{"$f":"IF(OR(OB41=\"\",OB100=\"\",OB5307=0),\"\",TEXT(OB5307,\"#####0.0\")&\"/\"&TEXT(OB5308,\"#####0.0\"))","v":""},"","","","","","","","","","","","","","",""]
[null,null," 設計 / 基準　UA値",null,{"$f":"IF(AND(E$80=\"\",E$81=\"\"),\"\",TEXT(E80,\"#0.00\")&\" / \"&TEXT($AS$5203,\"#0.00\"))","v":""},null,null,{"$f":"IF(OR(H41=\"\",AND(H$80=\"\",H$81=\"\")),\"\",TEXT(H80,\"#0.00\")&\"/\"&TEXT($AS$5203,\"#0.00\"))","v":""},"","","","","","","","","","","","","","","","","","","","","","","","","","","","","","","","","","","","","","","","","","","","","","","","","","","","","","","","","","","","","","","",{"$f":"IF(OR(BT41=\"\",AND(BT$80=\"\",BT$81=\"\")),\"\",TEXT(BT80,\"#0.00\")&\"/\"&TEXT($AS$5203,\"#0.00\"))","v":""},"","","","","","","","","","","","","","","","","","","","","","","","","","","","","","","","","","","","","","","","","","","","","","","","","","","","","","","","","","","","","","","",{"$f":"IF(OR(EF41=\"\",AND(EF$80=\"\",EF$81=\"\")),\"\",TEXT(EF80,\"#0.00\")&\"/\"&TEXT($AS$5203,\"#0.00\"))","v":""},"","","","","","","","","","","","","","","","","","","","","","","","","","","","","","","","","","","","","","","","","","","","","","","","","","","","","","","","","","","","","","","",{"$f":"IF(OR(GR41=\"\",AND(GR$80=\"\",GR$81=\"\")),\"\",TEXT(GR80,\"#0.00\")&\"/\"&TEXT($AS$5203,\"#0.00\"))","v":""},"","","","","","","","","","","","","","","","","","","","","","","","","","","","","","","","","","","","","","","","","","","","","","","","","","","","","","","","","","","","","","","",{"$f":"IF(OR(JD41=\"\",AND(JD$80=\"\",JD$81=\"\")),\"\",TEXT(JD80,\"#0.00\")&\"/\"&TEXT($AS$5203,\"#0.00\"))","v":""},"","","","","","","","","","","","","","","","","","","","","","","","","","","","","","","","","","","","","","","","","","","","","","","","","","","","","","","","","","","","","","","",{"$f":"IF(OR(LP41=\"\",AND(LP$80=\"\",LP$81=\"\")),\"\",TEXT(LP80,\"#0.00\")&\"/\"&TEXT($AS$5203,\"#0.00\"))","v":""},"","","","","","","","","","","","","","","","","","","","","","","","","","","","","","","","","","","","","","","","","","","","","","","","","","","","","","","","","","","","","","","",{"$f":"IF(OR(OB41=\"\",AND(OB$80=\"\",OB$81=\"\")),\"\",TEXT(OB80,\"#0.00\")&\"/\"&TEXT($AS$5203,\"#0.00\"))","v":""},"","","","","","","","","","","","","","",""]
[null,null," 設計 / 基準　ηAC値",null,{"$f":"IF(AND(E$80=\"\",E$81=\"\"),\"\",TEXT(E81,\"0.0\")&\" / \"&TEXT($AT$5203,\"0.0\"))","v":""},null,null,{"$f":"IF(OR(H41=\"\",AND(H$80=\"\",H$81=\"\")),\"\",TEXT(H81,\"0.0\")&\"/\"&TEXT($AT$5203,\"0.0\"))","v":""},"","","","","","","","","","","","","","","","","","","","","","","","","","","","","","","","","","","","","","","","","","","","","","","","","","","","","","","","","","","","","","","",{"$f":"IF(OR(BT41=\"\",AND(BT$80=\"\",BT$81=\"\")),\"\",TEXT(BT81,\"0.0\")&\"/\"&TEXT($AT$5203,\"0.0\"))","v":""},"","","","","","","","","","","","","","","","","","","","","","","","","","","","","","","","","","","","","","","","","","","","","","","","","","","","","","","","","","","","","","","",{"$f":"IF(OR(EF41=\"\",AND(EF$80=\"\",EF$81=\"\")),\"\",TEXT(EF81,\"0.0\")&\"/\"&TEXT($AT$5203,\"0.0\"))","v":""},"","","","","","","","","","","","","","","","","","","","","","","","","","","","","","","","","","","","","","","","","","","","","","","","","","","","","","","","","","","","","","","",{"$f":"IF(OR(GR41=\"\",AND(GR$80=\"\",GR$81=\"\")),\"\",TEXT(GR81,\"0.0\")&\"/\"&TEXT($AT$5203,\"0.0\"))","v":""},"","","","","","","","","","","","","","","","","","","","","","","","","","","","","","","","","","","","","","","","","","","","","","","","","","","","","","","","","","","","","","","",{"$f":"IF(OR(JD41=\"\",AND(JD$80=\"\",JD$81=\"\")),\"\",TEXT(JD81,\"0.0\")&\"/\"&TEXT($AT$5203,\"0.0\"))","v":""},"","","","","","","","","","","","","","","","","","","","","","","","","","","","","","","","","","","","","","","","","","","","","","","","","","","","","","","","","","","","","","","",{"$f":"IF(OR(LP41=\"\",AND(LP$80=\"\",LP$81=\"\")),\"\",TEXT(LP81,\"0.0\")&\"/\"&TEXT($AT$5203,\"0.0\"))","v":""},"","","","","","","","","","","","","","","","","","","","","","","","","","","","","","","","","","","","","","","","","","","","","","","","","","","","","","","","","","","","","","","",{"$f":"IF(OR(OB41=\"\",AND(OB$80=\"\",OB$81=\"\")),\"\",TEXT(OB81,\"0.0\")&\"/\"&TEXT($AT$5203,\"0.0\"))","v":""},"","","","","","","","","","","","","","",""]
[null,null," 総合判定",null,{"$f":"IF(OR(LEFT(I5103,7)=\"※共有選択不適\",H100=\"\",H5307=0,AND(H$80=\"\",H$81=\"\"),E6<>D5209),\"\",IF(AND(C5367<=C5368,E80<=$AS$5203,E81<=$AT$5203,B7078=\"\"),\"達成\",\"－\"))","v":""},null,null,{"$f":"IF(OR(H41=\"\",H100=\"\",H5307=0,AND(H$80=\"\",H$81=\"\")),\"\",IF(AND(H5307<=H5308,H80<=$AS$5203,H81<=$AT$5203),\"達成\",\"－\"))","v":""},"","","","","","","","","","","","","","","","","","","","","","","","","","","","","","","","","","","","","","","","","","","","","","","","","","","","","","","","","","","","","","","",{"$f":"IF(OR(BT41=\"\",BT100=\"\",BT5307=0,AND(BT$80=\"\",BT$81=\"\")),\"\",IF(AND(BT5307<=BT5308,BT80<=$AS$5203,BT81<=$AT$5203),\"達成\",\"－\"))","v":""},"","","","","","","","","","","","","","","","","","","","","","","","","","","","","","","","","","","","","","","","","","","","","","","","","","","","","","","","","","","","","","","",{"$f":"IF(OR(EF41=\"\",EF100=\"\",EF5307=0,AND(EF$80=\"\",EF$81=\"\")),\"\",IF(AND(EF5307<=EF5308,EF80<=$AS$5203,EF81<=$AT$5203),\"達成\",\"－\"))","v":""},"","","","","","","","","","","","","","","","","","","","","","","","","","","","","","","","","","","","","","","","","","","","","","","","","","","","","","","","","","","","","","","",{"$f":"IF(OR(GR41=\"\",GR100=\"\",GR5307=0,AND(GR$80=\"\",GR$81=\"\")),\"\",IF(AND(GR5307<=GR5308,GR80<=$AS$5203,GR81<=$AT$5203),\"達成\",\"－\"))","v":""},"","","","","","","","","","","","","","","","","","","","","","","","","","","","","","","","","","","","","","","","","","","","","","","","","","","","","","","","","","","","","","","",{"$f":"IF(OR(JD41=\"\",JD100=\"\",JD5307=0,AND(JD$80=\"\",JD$81=\"\")),\"\",IF(AND(JD5307<=JD5308,JD80<=$AS$5203,JD81<=$AT$5203),\"達成\",\"－\"))","v":""},"","","","","","","","","","","","","","","","","","","","","","","","","","","","","","","","","","","","","","","","","","","","","","","","","","","","","","","","","","","","","","","",{"$f":"IF(OR(LP41=\"\",LP100=\"\",LP5307=0,AND(LP$80=\"\",LP$81=\"\")),\"\",IF(AND(LP5307<=LP5308,LP80<=$AS$5203,LP81<=$AT$5203),\"達成\",\"－\"))","v":""},"","","","","","","","","","","","","","","","","","","","","","","","","","","","","","","","","","","","","","","","","","","","","","","","","","","","","","","","","","","","","","","",{"$f":"IF(OR(OB41=\"\",OB100=\"\",OB5307=0,AND(OB$80=\"\",OB$81=\"\")),\"\",IF(AND(OB5307<=OB5308,OB80<=$AS$5203,OB81<=$AT$5203),\"達成\",\"－\"))","v":""},"","","","","","","","","","","","","","",""]
[null,"特記項目"," 再エネ等除いた削減率",null,{"$f":"IF(ISERROR(E83/E27),\"\",IF(E63=\"－\",E63,IF(E83>=0,ROUNDDOWN(E83/D92*100,0),ROUNDUP(E83/D92*100,0))))","v":""},null,null,{"$f":"IF(ISERROR((1-H5289)),\"\",IF(H63=\"－\",H63,IF(H83>=0,ROUNDDOWN((1-H5289)*100,0),ROUNDUP((1-H5289)*100,0))))","v":""},"","","","","","","","","","","","","","","","","","","","","","","","","","","","","","","","","","","","","","","","","","","","","","","","","","","","","","","","","","","","","","","",{"$f":"IF(ISERROR((1-BT5289)),\"\",IF(BT63=\"－\",BT63,IF(BT83>=0,ROUNDDOWN((1-BT5289)*100,0),ROUNDUP((1-BT5289)*100,0))))","v":""},"","","","","","","","","","","","","","","","","","","","","","","","","","","","","","","","","","","","","","","","","","","","","","","","","","","","","","","","","","","","","","","",{"$f":"IF(ISERROR((1-EF5289)),\"\",IF(EF63=\"－\",EF63,IF(EF83>=0,ROUNDDOWN((1-EF5289)*100,0),ROUNDUP((1-EF5289)*100,0))))","v":""},"","","","","","","","","","","","","","","","","","","","","","","","","","","","","","","","","","","","","","","","","","","","","","","","","","","","","","","","","","","","","","","",{"$f":"IF(ISERROR((1-GR5289)),\"\",IF(GR63=\"－\",GR63,IF(GR83>=0,ROUNDDOWN((1-GR5289)*100,0),ROUNDUP((1-GR5289)*100,0))))","v":""},"","","","","","","","","","","","","","","","","","","","","","","","","","","","","","","","","","","","","","","","","","","","","","","","","","","","","","","","","","","","","","","",{"$f":"IF(ISERROR((1-JD5289)),\"\",IF(JD63=\"－\",JD63,IF(JD83>=0,ROUNDDOWN((1-JD5289)*100,0),ROUNDUP((1-JD5289)*100,0))))","v":""},"","","","","","","","","","","","","","","","","","","","","","","","","","","","","","","","","","","","","","","","","","","","","","","","","","","","","","","","","","","","","","","",{"$f":"IF(ISERROR((1-LP5289)),\"\",IF(LP63=\"－\",LP63,IF(LP83>=0,ROUNDDOWN((1-LP5289)*100,0),ROUNDUP((1-LP5289)*100,0))))","v":""},"","","","","","","","","","","","","","","","","","","","","","","","","","","","","","","","","","","","","","","","","","","","","","","","","","","","","","","","","","","","","","","",{"$f":"IF(ISERROR((1-OB5289)),\"\",IF(OB63=\"－\",OB63,IF(OB83>=0,ROUNDDOWN((1-OB5289)*100,0),ROUNDUP((1-OB5289)*100,0))))","v":""},"","","","","","","","","","","","","","",""]
[null,null," 再エネ等加えた削減率",null,{"$f":"IF(ISERROR(E86/E27),\"\",IF(OR(E63=\"－\",E63=$G$5212),\"－\",IF(E86>=0,ROUNDDOWN(E86/D92*100,0),ROUNDUP(E86/D92*100,0))))","v":""},null,null,{"$f":"IF(ISERROR(1-H5299),\"\",IF(OR(H63=\"－\",H63=$F$5212),\"－\",IF(H86>=0,ROUNDDOWN((1-H5299)*100,0),ROUNDUP((1-H5299)*100,0))))","v":""},"","","","","","","","","","","","","","","","","","","","","","","","","","","","","","","","","","","","","","","","","","","","","","","","","","","","","","","","","","","","","","","",{"$f":"IF(ISERROR(1-BT5299),\"\",IF(OR(BT63=\"－\",BT63=$F$5212),\"－\",IF(BT86>=0,ROUNDDOWN((1-BT5299)*100,0),ROUNDUP((1-BT5299)*100,0))))","v":""},"","","","","","","","","","","","","","","","","","","","","","","","","","","","","","","","","","","","","","","","","","","","","","","","","","","","","","","","","","","","","","","",{"$f":"IF(ISERROR(1-EF5299),\"\",IF(OR(EF63=\"－\",EF63=$F$5212),\"－\",IF(EF86>=0,ROUNDDOWN((1-EF5299)*100,0),ROUNDUP((1-EF5299)*100,0))))","v":""},"","","","","","","","","","","","","","","","","","","","","","","","","","","","","","","","","","","","","","","","","","","","","","","","","","","","","","","","","","","","","","","",{"$f":"IF(ISERROR(1-GR5299),\"\",IF(OR(GR63=\"－\",GR63=$F$5212),\"－\",IF(GR86>=0,ROUNDDOWN((1-GR5299)*100,0),ROUNDUP((1-GR5299)*100,0))))","v":""},"","","","","","","","","","","","","","","","","","","","","","","","","","","","","","","","","","","","","","","","","","","","","","","","","","","","","","","","","","","","","","","",{"$f":"IF(ISERROR(1-JD5299),\"\",IF(OR(JD63=\"－\",JD63=$F$5212),\"－\",IF(JD86>=0,ROUNDDOWN((1-JD5299)*100,0),ROUNDUP((1-JD5299)*100,0))))","v":""},"","","","","","","","","","","","","","","","","","","","","","","","","","","","","","","","","","","","","","","","","","","","","","","","","","","","","","","","","","","","","","","",{"$f":"IF(ISERROR(1-LP5299),\"\",IF(OR(LP63=\"－\",LP63=$F$5212),\"－\",IF(LP86>=0,ROUNDDOWN((1-LP5299)*100,0),ROUNDUP((1-LP5299)*100,0))))","v":""},"","","","","","","","","","","","","","","","","","","","","","","","","","","","","","","","","","","","","","","","","","","","","","","","","","","","","","","","","","","","","","","",{"$f":"IF(ISERROR(1-OB5299),\"\",IF(OR(OB63=\"－\",OB63=$F$5212),\"－\",IF(OB86>=0,ROUNDDOWN((1-OB5299)*100,0),ROUNDUP((1-OB5299)*100,0))))","v":""},"","","","","","","","","","","","","","",""]
[null,null," 「ＺＥＨマーク」に関する事項",null,{"$f":"IF(F6=$D$5214,\"－\",IF(OR(COUNTIF(H41:OQ41,\"\"),E38=\"\",$M$4=\"\",AND(E80=\"\",E81=\"\"),E84=\"\",E87=\"\",LEFT(I5103,7)=\"※共有選択不適\"),\"\",IF(OR(AND(E38=$G$5209,E84>=20,E87>=100,F5230=\"適合\",OR(F30>0,G30>0)),AND(E38=$G$5210,E84>=20,E87>=75,E87<100,F5230=\"適合\",OR(F30>0,G30>0)),AND(E38=$G$5211,E84>=20,E87>=50,E87<75,F5230=\"適合\",OR(F30>0,G30>0)),AND(E38=$G$5212,E84>=20,E87<50,F5230=\"適合\",OR(F30>0,G30>0)),AND(E38=$G$5212,E84>=20,F5230=\"適合\",AND(F30=0,G30=0))),E38,\"－\")))","v":""},null,null,{"$f":"IF(OR(H41=\"\",ISERROR(IF(OR(H38=\"\",$M$4=\"\",AND(H80=\"\",H81=\"\"),H88=\"\",H89=\"\"),\"\",IF(OR(AND(H38=$F$5209,H5230=\"適合\",H88>=20,H89>=100,H30>0),AND(H38=$F$5210,H5230=\"適合\",H88>=20,H89>=75,H89<100,H30>0),AND(H38=$F$5211,H5230=\"適合\",H88>=20,H89>=50,H89<75,H30>0),AND(H38=$F$5212,H5230=\"適合\",H88>=20,H89<50,H30>0),AND(H38=$F$5212,H5230=\"適合\",H88>=20,H30=0)),H38,\"－\")))),\"\",IF(OR(H38=\"\",$M$4=\"\",AND(H80=\"\",H81=\"\"),H88=\"\",H89=\"\"),\"\",IF(OR(AND(H38=$F$5209,H5230=\"適合\",H88>=20,H89>=100,H30>0),AND(H38=$F$5210,H5230=\"適合\",H88>=20,H89>=75,H89<100,H30>0),AND(H38=$F$5211,H5230=\"適合\",H88>=20,H89>=50,H89<75,H30>0),AND(H38=$F$5212,H5230=\"適合\",H88>=20,H89<50,H30>0),AND(H38=$F$5212,H5230=\"適合\",H88>=20,H30=0)),H38,\"－\")))","v":""},"","","","","","","","","","","","","","","","","","","","","","","","","","","","","","","","","","","","","","","","","","","","","","","","","","","","","","","","","","","","","","","",{"$f":"IF(OR(BT41=\"\",ISERROR(IF(OR(BT38=\"\",$M$4=\"\",AND(BT80=\"\",BT81=\"\"),BT88=\"\",BT89=\"\"),\"\",IF(OR(AND(BT38=$F$5209,BT5230=\"適合\",BT88>=20,BT89>=100,BT30>0),AND(BT38=$F$5210,BT5230=\"適合\",BT88>=20,BT89>=75,BT89<100,BT30>0),AND(BT38=$F$5211,BT5230=\"適合\",BT88>=20,BT89>=50,BT89<75,BT30>0),AND(BT38=$F$5212,BT5230=\"適合\",BT88>=20,BT89<50,BT30>0),AND(BT38=$F$5212,BT5230=\"適合\",BT88>=20,BT30=0)),BT38,\"－\")))),\"\",IF(OR(BT38=\"\",$M$4=\"\",AND(BT80=\"\",BT81=\"\"),BT88=\"\",BT89=\"\"),\"\",IF(OR(AND(BT38=$F$5209,BT5230=\"適合\",BT88>=20,BT89>=100,BT30>0),AND(BT38=$F$5210,BT5230=\"適合\",BT88>=20,BT89>=75,BT89<100,BT30>0),AND(BT38=$F$5211,BT5230=\"適合\",BT88>=20,BT89>=50,BT89<75,BT30>0),AND(BT38=$F$5212,BT5230=\"適合\",BT88>=20,BT89<50,BT30>0),AND(BT38=$F$5212,BT5230=\"適合\",BT88>=20,BT30=0)),BT38,\"－\")))","v":""},"","","","","","","","","","","","","","","","","","","","","","","","","","","","","","","","","","","","","","","","","","","","","","","","","","","","","","","","","","","","","","","",{"$f":"IF(OR(EF41=\"\",ISERROR(IF(OR(EF38=\"\",$M$4=\"\",AND(EF80=\"\",EF81=\"\"),EF88=\"\",EF89=\"\"),\"\",IF(OR(AND(EF38=$F$5209,EF5230=\"適合\",EF88>=20,EF89>=100,EF30>0),AND(EF38=$F$5210,EF5230=\"適合\",EF88>=20,EF89>=75,EF89<100,EF30>0),AND(EF38=$F$5211,EF5230=\"適合\",EF88>=20,EF89>=50,EF89<75,EF30>0),AND(EF38=$F$5212,EF5230=\"適合\",EF88>=20,EF89<50,EF30>0),AND(EF38=$F$5212,EF5230=\"適合\",EF88>=20,EF30=0)),EF38,\"－\")))),\"\",IF(OR(EF38=\"\",$M$4=\"\",AND(EF80=\"\",EF81=\"\"),EF88=\"\",EF89=\"\"),\"\",IF(OR(AND(EF38=$F$5209,EF5230=\"適合\",EF88>=20,EF89>=100,EF30>0),AND(EF38=$F$5210,EF5230=\"適合\",EF88>=20,EF89>=75,EF89<100,EF30>0),AND(EF38=$F$5211,EF5230=\"適合\",EF88>=20,EF89>=50,EF89<75,EF30>0),AND(EF38=$F$5212,EF5230=\"適合\",EF88>=20,EF89<50,EF30>0),AND(EF38=$F$5212,EF5230=\"適合\",EF88>=20,EF30=0)),EF38,\"－\")))","v":""},"","","","","","","","","","","","","","","","","","","","","","","","","","","","","","","","","","","","","","","","","","","","","","","","","","","","","","","","","","","","","","","",{"$f":"IF(OR(GR41=\"\",ISERROR(IF(OR(GR38=\"\",$M$4=\"\",AND(GR80=\"\",GR81=\"\"),GR88=\"\",GR89=\"\"),\"\",IF(OR(AND(GR38=$F$5209,GR5230=\"適合\",GR88>=20,GR89>=100,GR30>0),AND(GR38=$F$5210,GR5230=\"適合\",GR88>=20,GR89>=75,GR89<100,GR30>0),AND(GR38=$F$5211,GR5230=\"適合\",GR88>=20,GR89>=50,GR89<75,GR30>0),AND(GR38=$F$5212,GR5230=\"適合\",GR88>=20,GR89<50,GR30>0),AND(GR38=$F$5212,GR5230=\"適合\",GR88>=20,GR30=0)),GR38,\"－\")))),\"\",IF(OR(GR38=\"\",$M$4=\"\",AND(GR80=\"\",GR81=\"\"),GR88=\"\",GR89=\"\"),\"\",IF(OR(AND(GR38=$F$5209,GR5230=\"適合\",GR88>=20,GR89>=100,GR30>0),AND(GR38=$F$5210,GR5230=\"適合\",GR88>=20,GR89>=75,GR89<100,GR30>0),AND(GR38=$F$5211,GR5230=\"適合\",GR88>=20,GR89>=50,GR89<75,GR30>0),AND(GR38=$F$5212,GR5230=\"適合\",GR88>=20,GR89<50,GR30>0),AND(GR38=$F$5212,GR5230=\"適合\",GR88>=20,GR30=0)),GR38,\"－\")))","v":""},"","","","","","","","","","","","","","","","","","","","","","","","","","","","","","","","","","","","","","","","","","","","","","","","","","","","","","","","","","","","","","","",{"$f":"IF(OR(JD41=\"\",ISERROR(IF(OR(JD38=\"\",$M$4=\"\",AND(JD80=\"\",JD81=\"\"),JD88=\"\",JD89=\"\"),\"\",IF(OR(AND(JD38=$F$5209,JD5230=\"適合\",JD88>=20,JD89>=100,JD30>0),AND(JD38=$F$5210,JD5230=\"適合\",JD88>=20,JD89>=75,JD89<100,JD30>0),AND(JD38=$F$5211,JD5230=\"適合\",JD88>=20,JD89>=50,JD89<75,JD30>0),AND(JD38=$F$5212,JD5230=\"適合\",JD88>=20,JD89<50,JD30>0),AND(JD38=$F$5212,JD5230=\"適合\",JD88>=20,JD30=0)),JD38,\"－\")))),\"\",IF(OR(JD38=\"\",$M$4=\"\",AND(JD80=\"\",JD81=\"\"),JD88=\"\",JD89=\"\"),\"\",IF(OR(AND(JD38=$F$5209,JD5230=\"適合\",JD88>=20,JD89>=100,JD30>0),AND(JD38=$F$5210,JD5230=\"適合\",JD88>=20,JD89>=75,JD89<100,JD30>0),AND(JD38=$F$5211,JD5230=\"適合\",JD88>=20,JD89>=50,JD89<75,JD30>0),AND(JD38=$F$5212,JD5230=\"適合\",JD88>=20,JD89<50,JD30>0),AND(JD38=$F$5212,JD5230=\"適合\",JD88>=20,JD30=0)),JD38,\"－\")))","v":""},"","","","","","","","","","","","","","","","","","","","","","","","","","","","","","","","","","","","","","","","","","","","","","","","","","","","","","","","","","","","","","","",{"$f":"IF(OR(LP41=\"\",ISERROR(IF(OR(LP38=\"\",$M$4=\"\",AND(LP80=\"\",LP81=\"\"),LP88=\"\",LP89=\"\"),\"\",IF(OR(AND(LP38=$F$5209,LP5230=\"適合\",LP88>=20,LP89>=100,LP30>0),AND(LP38=$F$5210,LP5230=\"適合\",LP88>=20,LP89>=75,LP89<100,LP30>0),AND(LP38=$F$5211,LP5230=\"適合\",LP88>=20,LP89>=50,LP89<75,LP30>0),AND(LP38=$F$5212,LP5230=\"適合\",LP88>=20,LP89<50,LP30>0),AND(LP38=$F$5212,LP5230=\"適合\",LP88>=20,LP30=0)),LP38,\"－\")))),\"\",IF(OR(LP38=\"\",$M$4=\"\",AND(LP80=\"\",LP81=\"\"),LP88=\"\",LP89=\"\"),\"\",IF(OR(AND(LP38=$F$5209,LP5230=\"適合\",LP88>=20,LP89>=100,LP30>0),AND(LP38=$F$5210,LP5230=\"適合\",LP88>=20,LP89>=75,LP89<100,LP30>0),AND(LP38=$F$5211,LP5230=\"適合\",LP88>=20,LP89>=50,LP89<75,LP30>0),AND(LP38=$F$5212,LP5230=\"適合\",LP88>=20,LP89<50,LP30>0),AND(LP38=$F$5212,LP5230=\"適合\",LP88>=20,LP30=0)),LP38,\"－\")))","v":""},"","","","","","","","","","","","","","","","","","","","","","","","","","","","","","","","","","","","","","","","","","","","","","","","","","","","","","","","","","","","","","","",{"$f":"IF(OR(OB41=\"\",ISERROR(IF(OR(OB38=\"\",$M$4=\"\",AND(OB80=\"\",OB81=\"\"),OB88=\"\",OB89=\"\"),\"\",IF(OR(AND(OB38=$F$5209,OB5230=\"適合\",OB88>=20,OB89>=100,OB30>0),AND(OB38=$F$5210,OB5230=\"適合\",OB88>=20,OB89>=75,OB89<100,OB30>0),AND(OB38=$F$5211,OB5230=\"適合\",OB88>=20,OB89>=50,OB89<75,OB30>0),AND(OB38=$F$5212,OB5230=\"適合\",OB88>=20,OB89<50,OB30>0),AND(OB38=$F$5212,OB5230=\"適合\",OB88>=20,OB30=0)),OB38,\"－\")))),\"\",IF(OR(OB38=\"\",$M$4=\"\",AND(OB80=\"\",OB81=\"\"),OB88=\"\",OB89=\"\"),\"\",IF(OR(AND(OB38=$F$5209,OB5230=\"適合\",OB88>=20,OB89>=100,OB30>0),AND(OB38=$F$5210,OB5230=\"適合\",OB88>=20,OB89>=75,OB89<100,OB30>0),AND(OB38=$F$5211,OB5230=\"適合\",OB88>=20,OB89>=50,OB89<75,OB30>0),AND(OB38=$F$5212,OB5230=\"適合\",OB88>=20,OB89<50,OB30>0),AND(OB38=$F$5212,OB5230=\"適合\",OB88>=20,OB30=0)),OB38,\"－\")))","v":""},"","","","","","","","","","","","","","",""]
[null,"参考情報","  5-2 等級判定",null," 5-2　等級",null,null,{"$f":"IF(OR(H41=\"\",H5303=0),\"\",IF(H5307<=H5319,8,IF(H5307<=H5318,7,IF(H5307<=H5308,6,IF(H5305<=H5306,5,IF(H5303<=H5304,4,\"－\"))))))","v":""},{"$f":"IF(OR(I41=\"\",I5303=0),\"\",IF(I5307<=I5319,8,IF(I5307<=I5318,7,IF(I5307<=I5308,6,IF(I5305<=I5306,5,IF(I5303<=I5304,4,\"－\"))))))","v":""},"","","","","","","","","","","","","","","","","","","","","","","","","","","","","","","","","","","","","","","","","","","","","","","","","","","","","","","","","","","","","","","",{"$f":"IF(OR(BU41=\"\",BU5303=0),\"\",IF(BU5307<=BU5319,8,IF(BU5307<=BU5318,7,IF(BU5307<=BU5308,6,IF(BU5305<=BU5306,5,IF(BU5303<=BU5304,4,\"－\"))))))","v":""},"","","","","","","","","","","","","","","","","","","","","","","","","","","","","","","","","","","","","","","","","","","","","","","","","","","","","","","","","","","","","","","",{"$f":"IF(OR(EG41=\"\",EG5303=0),\"\",IF(EG5307<=EG5319,8,IF(EG5307<=EG5318,7,IF(EG5307<=EG5308,6,IF(EG5305<=EG5306,5,IF(EG5303<=EG5304,4,\"－\"))))))","v":""},"","","","","","","","","","","","","","","","","","","","","","","","","","","","","","","","","","","","","","","","","","","","","","","","","","","","","","","","","","","","","","","",{"$f":"IF(OR(GS41=\"\",GS5303=0),\"\",IF(GS5307<=GS5319,8,IF(GS5307<=GS5318,7,IF(GS5307<=GS5308,6,IF(GS5305<=GS5306,5,IF(GS5303<=GS5304,4,\"－\"))))))","v":""},"","","","","","","","","","","","","","","","","","","","","","","","","","","","","","","","","","","","","","","","","","","","","","","","","","","","","","","","","","","","","","","",{"$f":"IF(OR(JE41=\"\",JE5303=0),\"\",IF(JE5307<=JE5319,8,IF(JE5307<=JE5318,7,IF(JE5307<=JE5308,6,IF(JE5305<=JE5306,5,IF(JE5303<=JE5304,4,\"－\"))))))","v":""},"","","","","","","","","","","","","","","","","","","","","","","","","","","","","","","","","","","","","","","","","","","","","","","","","","","","","","","","","","","","","","","",{"$f":"IF(OR(LQ41=\"\",LQ5303=0),\"\",IF(LQ5307<=LQ5319,8,IF(LQ5307<=LQ5318,7,IF(LQ5307<=LQ5308,6,IF(LQ5305<=LQ5306,5,IF(LQ5303<=LQ5304,4,\"－\"))))))","v":""},"","","","","","","","","","","","","","","","","","","","","","","","","","","","","","","","","","","","","","","","","","","","","","","","","","","","","","","","","","","","","","","",{"$f":"IF(OR(OC41=\"\",OC5303=0),\"\",IF(OC5307<=OC5319,8,IF(OC5307<=OC5318,7,IF(OC5307<=OC5308,6,IF(OC5305<=OC5306,5,IF(OC5303<=OC5304,4,\"－\"))))))","v":""},"","","","","","","","","","","","","",""]
[null,null,null,null," 設計 / 基準一次エネルギー　[GJ/年]",null,null,{"$f":"IF(OR(H41=\"\",H64=\"\"),\"\",TEXT(H91,\"#####0.0\")&\"/\"&TEXT(H92,\"#####0.0\"))","v":""},{"$f":"IF(OR(I41=\"\",I64=\"\"),\"\",TEXT(I91,\"#####0.0\")&\"/\"&TEXT(I92,\"#####0.0\"))","v":""},"","","","","","","","","","","","","","","","","","","","","","","","","","","","","","","","","","","","","","","","","","","","","","","","","","","","","","","","","","","","","","","",{"$f":"IF(OR(BU41=\"\",BU64=\"\"),\"\",TEXT(BU91,\"#####0.0\")&\"/\"&TEXT(BU92,\"#####0.0\"))","v":""},"","","","","","","","","","","","","","","","","","","","","","","","","","","","","","","","","","","","","","","","","","","","","","","","","","","","","","","","","","","","","","","",{"$f":"IF(OR(EG41=\"\",EG64=\"\"),\"\",TEXT(EG91,\"#####0.0\")&\"/\"&TEXT(EG92,\"#####0.0\"))","v":""},"","","","","","","","","","","","","","","","","","","","","","","","","","","","","","","","","","","","","","","","","","","","","","","","","","","","","","","","","","","","","","","",{"$f":"IF(OR(GS41=\"\",GS64=\"\"),\"\",TEXT(GS91,\"#####0.0\")&\"/\"&TEXT(GS92,\"#####0.0\"))","v":""},"","","","","","","","","","","","","","","","","","","","","","","","","","","","","","","","","","","","","","","","","","","","","","","","","","","","","","","","","","","","","","","",{"$f":"IF(OR(JE41=\"\",JE64=\"\"),\"\",TEXT(JE91,\"#####0.0\")&\"/\"&TEXT(JE92,\"#####0.0\"))","v":""},"","","","","","","","","","","","","","","","","","","","","","","","","","","","","","","","","","","","","","","","","","","","","","","","","","","","","","","","","","","","","","","",{"$f":"IF(OR(LQ41=\"\",LQ64=\"\"),\"\",TEXT(LQ91,\"#####0.0\")&\"/\"&TEXT(LQ92,\"#####0.0\"))","v":""},"","","","","","","","","","","","","","","","","","","","","","","","","","","","","","","","","","","","","","","","","","","","","","","","","","","","","","","","","","","","","","","",{"$f":"IF(OR(OC41=\"\",OC64=\"\"),\"\",TEXT(OC91,\"#####0.0\")&\"/\"&TEXT(OC92,\"#####0.0\"))","v":""},"","","","","","","","","","","","","",""]
[null,null,null,null," 設計一次エネルギー消費量　[MJ/㎡・年]",null,null,{"$f":"IF(OR(H41=\"\",H91=\"\",H8=\"\"),\"\",IF(OR(H64=8,H64=7,H64=6),ROUNDUP(H91*1000/H8,0),\"－\"))","v":""},{"$f":"IF(OR(I41=\"\",I91=\"\",I8=\"\"),\"\",IF(OR(I64=8,I64=7,I64=6),ROUNDUP(I91*1000/I8,0),\"－\"))","v":""},"","","","","","","","","","","","","","","","","","","","","","","","","","","","","","","","","","","","","","","","","","","","","","","","","","","","","","","","","","","","","","","",{"$f":"IF(OR(BU41=\"\",BU91=\"\",BU8=\"\"),\"\",IF(OR(BU64=8,BU64=7,BU64=6),ROUNDUP(BU91*1000/BU8,0),\"－\"))","v":""},"","","","","","","","","","","","","","","","","","","","","","","","","","","","","","","","","","","","","","","","","","","","","","","","","","","","","","","","","","","","","","","",{"$f":"IF(OR(EG41=\"\",EG91=\"\",EG8=\"\"),\"\",IF(OR(EG64=8,EG64=7,EG64=6),ROUNDUP(EG91*1000/EG8,0),\"－\"))","v":""},"","","","","","","","","","","","","","","","","","","","","","","","","","","","","","","","","","","","","","","","","","","","","","","","","","","","","","","","","","","","","","","",{"$f":"IF(OR(GS41=\"\",GS91=\"\",GS8=\"\"),\"\",IF(OR(GS64=8,GS64=7,GS64=6),ROUNDUP(GS91*1000/GS8,0),\"－\"))","v":""},"","","","","","","","","","","","","","","","","","","","","","","","","","","","","","","","","","","","","","","","","","","","","","","","","","","","","","","","","","","","","","","",{"$f":"IF(OR(JE41=\"\",JE91=\"\",JE8=\"\"),\"\",IF(OR(JE64=8,JE64=7,JE64=6),ROUNDUP(JE91*1000/JE8,0),\"－\"))","v":""},"","","","","","","","","","","","","","","","","","","","","","","","","","","","","","","","","","","","","","","","","","","","","","","","","","","","","","","","","","","","","","","",{"$f":"IF(OR(LQ41=\"\",LQ91=\"\",LQ8=\"\"),\"\",IF(OR(LQ64=8,LQ64=7,LQ64=6),ROUNDUP(LQ91*1000/LQ8,0),\"－\"))","v":""},"","","","","","","","","","","","","","","","","","","","","","","","","","","","","","","","","","","","","","","","","","","","","","","","","","","","","","","","","","","","","","","",{"$f":"IF(OR(OC41=\"\",OC91=\"\",OC8=\"\"),\"\",IF(OR(OC64=8,OC64=7,OC64=6),ROUNDUP(OC91*1000/OC8,0),\"－\"))","v":""},"","","","","","","","","","","","","",""]
[null,null,null,null," 設計一次削減率　売電含まない/売電含む",null,null,{"$f":"IF(OR(H41=\"\",H91=\"\",H8=\"\"),\"\",IF(OR(H64=8,H64=7,H64=6),TEXT(H93,\"#####0\")&\"%/\"&TEXT(H94,\"#####0\")&\"%\",\"－\"))","v":""},{"$f":"IF(OR(I41=\"\",I91=\"\",I8=\"\"),\"\",IF(OR(I64=8,I64=7,I64=6),TEXT(I93,\"#####0\")&\"%/\"&TEXT(I94,\"#####0\")&\"%\",\"－\"))","v":""},"","","","","","","","","","","","","","","","","","","","","","","","","","","","","","","","","","","","","","","","","","","","","","","","","","","","","","","","","","","","","","","",{"$f":"IF(OR(BU41=\"\",BU91=\"\",BU8=\"\"),\"\",IF(OR(BU64=8,BU64=7,BU64=6),TEXT(BU93,\"#####0\")&\"%/\"&TEXT(BU94,\"#####0\")&\"%\",\"－\"))","v":""},"","","","","","","","","","","","","","","","","","","","","","","","","","","","","","","","","","","","","","","","","","","","","","","","","","","","","","","","","","","","","","","",{"$f":"IF(OR(EG41=\"\",EG91=\"\",EG8=\"\"),\"\",IF(OR(EG64=8,EG64=7,EG64=6),TEXT(EG93,\"#####0\")&\"%/\"&TEXT(EG94,\"#####0\")&\"%\",\"－\"))","v":""},"","","","","","","","","","","","","","","","","","","","","","","","","","","","","","","","","","","","","","","","","","","","","","","","","","","","","","","","","","","","","","","",{"$f":"IF(OR(GS41=\"\",GS91=\"\",GS8=\"\"),\"\",IF(OR(GS64=8,GS64=7,GS64=6),TEXT(GS93,\"#####0\")&\"%/\"&TEXT(GS94,\"#####0\")&\"%\",\"－\"))","v":""},"","","","","","","","","","","","","","","","","","","","","","","","","","","","","","","","","","","","","","","","","","","","","","","","","","","","","","","","","","","","","","","",{"$f":"IF(OR(JE41=\"\",JE91=\"\",JE8=\"\"),\"\",IF(OR(JE64=8,JE64=7,JE64=6),TEXT(JE93,\"#####0\")&\"%/\"&TEXT(JE94,\"#####0\")&\"%\",\"－\"))","v":""},"","","","","","","","","","","","","","","","","","","","","","","","","","","","","","","","","","","","","","","","","","","","","","","","","","","","","","","","","","","","","","","",{"$f":"IF(OR(LQ41=\"\",LQ91=\"\",LQ8=\"\"),\"\",IF(OR(LQ64=8,LQ64=7,LQ64=6),TEXT(LQ93,\"#####0\")&\"%/\"&TEXT(LQ94,\"#####0\")&\"%\",\"－\"))","v":""},"","","","","","","","","","","","","","","","","","","","","","","","","","","","","","","","","","","","","","","","","","","","","","","","","","","","","","","","","","","","","","","",{"$f":"IF(OR(OC41=\"\",OC91=\"\",OC8=\"\"),\"\",IF(OR(OC64=8,OC64=7,OC64=6),TEXT(OC93,\"#####0\")&\"%/\"&TEXT(OC94,\"#####0\")&\"%\",\"－\"))","v":""},"","","","","","","","","","","","","",""]
[null,"非表示"]
[null,"●記載項目予備スペース"]
[]
[]
[]
[]
[null,"●旧様式BELS表示項目（新様式の表示に利用）＋目安光熱費（参考値）"]
[null,"参考値","目安光熱費（万円/年）","電気:27円","都市:156円","ＬＰ:706円","灯油:88円",{"$f":"IF(AND(H76=\"\",H77=\"\",H78=\"\"),\"\",IF($F$40=\"都市ガス\",\"約 \"&TEXT(ROUNDUP((H76*27+H77/46.05*156+H78/37.04*88)/10000,1),\"####0.0\"),IF($F$40=\"ＬＰガス\",\"約 \"&TEXT(ROUNDUP((H76*27+H77/104.22*706+H78/37.04*88)/10000,1),\"####0.0\"),\"\")))","v":""},{"$f":"IF(AND(I76=\"\",I77=\"\",I78=\"\"),\"\",IF($F$40=\"都市ガス\",\"約 \"&TEXT(ROUNDUP((I76*27+I77/46.05*156+I78/37.04*88)/10000,1),\"####0.0\"),IF($F$40=\"ＬＰガス\",\"約 \"&TEXT(ROUNDUP((I76*27+I77/104.22*706+I78/37.04*88)/10000,1),\"####0.0\"),\"\")))","v":""},"","","","","","","","","","","","","","","","","","","","","","","","","","","","","","","","","","","","","","","","","","","","","","","","","","","","","","","","","","","","","","","",{"$f":"IF(AND(BU76=\"\",BU77=\"\",BU78=\"\"),\"\",IF($F$40=\"都市ガス\",\"約 \"&TEXT(ROUNDUP((BU76*27+BU77/46.05*156+BU78/37.04*88)/10000,1),\"####0.0\"),IF($F$40=\"ＬＰガス\",\"約 \"&TEXT(ROUNDUP((BU76*27+BU77/104.22*706+BU78/37.04*88)/10000,1),\"####0.0\"),\"\")))","v":""},"","","","","","","","","","","","","","","","","","","","","","","","","","","","","","","","","","","","","","","","","","","","","","","","","","","","","","","","","","","","","","","",{"$f":"IF(AND(EG76=\"\",EG77=\"\",EG78=\"\"),\"\",IF($F$40=\"都市ガス\",\"約 \"&TEXT(ROUNDUP((EG76*27+EG77/46.05*156+EG78/37.04*88)/10000,1),\"####0.0\"),IF($F$40=\"ＬＰガス\",\"約 \"&TEXT(ROUNDUP((EG76*27+EG77/104.22*706+EG78/37.04*88)/10000,1),\"####0.0\"),\"\")))","v":""},"","","","","","","","","","","","","","","","","","","","","","","","","","","","","","","","","","","","","","","","","","","","","","","","","","","","","","","","","","","","","","","",{"$f":"IF(AND(GS76=\"\",GS77=\"\",GS78=\"\"),\"\",IF($F$40=\"都市ガス\",\"約 \"&TEXT(ROUNDUP((GS76*27+GS77/46.05*156+GS78/37.04*88)/10000,1),\"####0.0\"),IF($F$40=\"ＬＰガス\",\"約 \"&TEXT(ROUNDUP((GS76*27+GS77/104.22*706+GS78/37.04*88)/10000,1),\"####0.0\"),\"\")))","v":""},"","","","","","","","","","","","","","","","","","","","","","","","","","","","","","","","","","","","","","","","","","","","","","","","","","","","","","","","","","","","","","","",{"$f":"IF(AND(JE76=\"\",JE77=\"\",JE78=\"\"),\"\",IF($F$40=\"都市ガス\",\"約 \"&TEXT(ROUNDUP((JE76*27+JE77/46.05*156+JE78/37.04*88)/10000,1),\"####0.0\"),IF($F$40=\"ＬＰガス\",\"約 \"&TEXT(ROUNDUP((JE76*27+JE77/104.22*706+JE78/37.04*88)/10000,1),\"####0.0\"),\"\")))","v":""},"","","","","","","","","","","","","","","","","","","","","","","","","","","","","","","","","","","","","","","","","","","","","","","","","","","","","","","","","","","","","","","",{"$f":"IF(AND(LQ76=\"\",LQ77=\"\",LQ78=\"\"),\"\",IF($F$40=\"都市ガス\",\"約 \"&TEXT(ROUNDUP((LQ76*27+LQ77/46.05*156+LQ78/37.04*88)/10000,1),\"####0.0\"),IF($F$40=\"ＬＰガス\",\"約 \"&TEXT(ROUNDUP((LQ76*27+LQ77/104.22*706+LQ78/37.04*88)/10000,1),\"####0.0\"),\"\")))","v":""},"","","","","","","","","","","","","","","","","","","","","","","","","","","","","","","","","","","","","","","","","","","","","","","","","","","","","","","","","","","","","","","",{"$f":"IF(AND(OC76=\"\",OC77=\"\",OC78=\"\"),\"\",IF($F$40=\"都市ガス\",\"約 \"&TEXT(ROUNDUP((OC76*27+OC77/46.05*156+OC78/37.04*88)/10000,1),\"####0.0\"),IF($F$40=\"ＬＰガス\",\"約 \"&TEXT(ROUNDUP((OC76*27+OC77/104.22*706+OC78/37.04*88)/10000,1),\"####0.0\"),\"\")))","v":""},"","","","","","","","","","","","","",""]
[null,null,"消費電力量","[kWh]",null,null,{"$f":"IF(OR(E$6<>$D$5209,COUNTBLANK(H76)=1),\"\",G5354)","v":""},{"$f":"IF(OR(ISBLANK(H100),H5322=\"\"),\"\",IF(ISERROR(-LOOKUP(1,-LEFT(H5322,ROW($1:$80)))),0,-LOOKUP(1,-LEFT(H5322,ROW($1:$80)))))","v":""},{"$f":"IF(OR(ISBLANK(I100),I5322=\"\"),\"\",IF(ISERROR(-LOOKUP(1,-LEFT(I5322,ROW($1:$80)))),0,-LOOKUP(1,-LEFT(I5322,ROW($1:$80)))))","v":""},{"$f":"IF(OR(ISBLANK(J100),J5322=\"\"),\"\",IF(ISERROR(-LOOKUP(1,-LEFT(J5322,ROW($1:$80)))),0,-LOOKUP(1,-LEFT(J5322,ROW($1:$80)))))","v":""},{"$f":"IF(OR(ISBLANK(K100),K5322=\"\"),\"\",IF(ISERROR(-LOOKUP(1,-LEFT(K5322,ROW($1:$80)))),0,-LOOKUP(1,-LEFT(K5322,ROW($1:$80)))))","v":""},{"$f":"IF(OR(ISBLANK(L100),L5322=\"\"),\"\",IF(ISERROR(-LOOKUP(1,-LEFT(L5322,ROW($1:$80)))),0,-LOOKUP(1,-LEFT(L5322,ROW($1:$80)))))","v":""},{"$f":"IF(OR(ISBLANK(M100),M5322=\"\"),\"\",IF(ISERROR(-LOOKUP(1,-LEFT(M5322,ROW($1:$80)))),0,-LOOKUP(1,-LEFT(M5322,ROW($1:$80)))))","v":""},{"$f":"IF(OR(ISBLANK(N100),N5322=\"\"),\"\",IF(ISERROR(-LOOKUP(1,-LEFT(N5322,ROW($1:$80)))),0,-LOOKUP(1,-LEFT(N5322,ROW($1:$80)))))","v":""},{"$f":"IF(OR(ISBLANK(O100),O5322=\"\"),\"\",IF(ISERROR(-LOOKUP(1,-LEFT(O5322,ROW($1:$80)))),0,-LOOKUP(1,-LEFT(O5322,ROW($1:$80)))))","v":""},{"$f":"IF(OR(ISBLANK(P100),P5322=\"\"),\"\",IF(ISERROR(-LOOKUP(1,-LEFT(P5322,ROW($1:$80)))),0,-LOOKUP(1,-LEFT(P5322,ROW($1:$80)))))","v":""},{"$f":"IF(OR(ISBLANK(Q100),Q5322=\"\"),\"\",IF(ISERROR(-LOOKUP(1,-LEFT(Q5322,ROW($1:$80)))),0,-LOOKUP(1,-LEFT(Q5322,ROW($1:$80)))))","v":""},{"$f":"IF(OR(ISBLANK(R100),R5322=\"\"),\"\",IF(ISERROR(-LOOKUP(1,-LEFT(R5322,ROW($1:$80)))),0,-LOOKUP(1,-LEFT(R5322,ROW($1:$80)))))","v":""},{"$f":"IF(OR(ISBLANK(S100),S5322=\"\"),\"\",IF(ISERROR(-LOOKUP(1,-LEFT(S5322,ROW($1:$80)))),0,-LOOKUP(1,-LEFT(S5322,ROW($1:$80)))))","v":""},{"$f":"IF(OR(ISBLANK(T100),T5322=\"\"),\"\",IF(ISERROR(-LOOKUP(1,-LEFT(T5322,ROW($1:$80)))),0,-LOOKUP(1,-LEFT(T5322,ROW($1:$80)))))","v":""},{"$f":"IF(OR(ISBLANK(U100),U5322=\"\"),\"\",IF(ISERROR(-LOOKUP(1,-LEFT(U5322,ROW($1:$80)))),0,-LOOKUP(1,-LEFT(U5322,ROW($1:$80)))))","v":""},{"$f":"IF(OR(ISBLANK(V100),V5322=\"\"),\"\",IF(ISERROR(-LOOKUP(1,-LEFT(V5322,ROW($1:$80)))),0,-LOOKUP(1,-LEFT(V5322,ROW($1:$80)))))","v":""},{"$f":"IF(OR(ISBLANK(W100),W5322=\"\"),\"\",IF(ISERROR(-LOOKUP(1,-LEFT(W5322,ROW($1:$80)))),0,-LOOKUP(1,-LEFT(W5322,ROW($1:$80)))))","v":""},{"$f":"IF(OR(ISBLANK(X100),X5322=\"\"),\"\",IF(ISERROR(-LOOKUP(1,-LEFT(X5322,ROW($1:$80)))),0,-LOOKUP(1,-LEFT(X5322,ROW($1:$80)))))","v":""},{"$f":"IF(OR(ISBLANK(Y100),Y5322=\"\"),\"\",IF(ISERROR(-LOOKUP(1,-LEFT(Y5322,ROW($1:$80)))),0,-LOOKUP(1,-LEFT(Y5322,ROW($1:$80)))))","v":""},{"$f":"IF(OR(ISBLANK(Z100),Z5322=\"\"),\"\",IF(ISERROR(-LOOKUP(1,-LEFT(Z5322,ROW($1:$80)))),0,-LOOKUP(1,-LEFT(Z5322,ROW($1:$80)))))","v":""},{"$f":"IF(OR(ISBLANK(AA100),AA5322=\"\"),\"\",IF(ISERROR(-LOOKUP(1,-LEFT(AA5322,ROW($1:$80)))),0,-LOOKUP(1,-LEFT(AA5322,ROW($1:$80)))))","v":""},{"$f":"IF(OR(ISBLANK(AB100),AB5322=\"\"),\"\",IF(ISERROR(-LOOKUP(1,-LEFT(AB5322,ROW($1:$80)))),0,-LOOKUP(1,-LEFT(AB5322,ROW($1:$80)))))","v":""},{"$f":"IF(OR(ISBLANK(AC100),AC5322=\"\"),\"\",IF(ISERROR(-LOOKUP(1,-LEFT(AC5322,ROW($1:$80)))),0,-LOOKUP(1,-LEFT(AC5322,ROW($1:$80)))))","v":""},{"$f":"IF(OR(ISBLANK(AD100),AD5322=\"\"),\"\",IF(ISERROR(-LOOKUP(1,-LEFT(AD5322,ROW($1:$80)))),0,-LOOKUP(1,-LEFT(AD5322,ROW($1:$80)))))","v":""},{"$f":"IF(OR(ISBLANK(AE100),AE5322=\"\"),\"\",IF(ISERROR(-LOOKUP(1,-LEFT(AE5322,ROW($1:$80)))),0,-LOOKUP(1,-LEFT(AE5322,ROW($1:$80)))))","v":""},{"$f":"IF(OR(ISBLANK(AF100),AF5322=\"\"),\"\",IF(ISERROR(-LOOKUP(1,-LEFT(AF5322,ROW($1:$80)))),0,-LOOKUP(1,-LEFT(AF5322,ROW($1:$80)))))","v":""},{"$f":"IF(OR(ISBLANK(AG100),AG5322=\"\"),\"\",IF(ISERROR(-LOOKUP(1,-LEFT(AG5322,ROW($1:$80)))),0,-LOOKUP(1,-LEFT(AG5322,ROW($1:$80)))))","v":""},{"$f":"IF(OR(ISBLANK(AH100),AH5322=\"\"),\"\",IF(ISERROR(-LOOKUP(1,-LEFT(AH5322,ROW($1:$80)))),0,-LOOKUP(1,-LEFT(AH5322,ROW($1:$80)))))","v":""},{"$f":"IF(OR(ISBLANK(AI100),AI5322=\"\"),\"\",IF(ISERROR(-LOOKUP(1,-LEFT(AI5322,ROW($1:$80)))),0,-LOOKUP(1,-LEFT(AI5322,ROW($1:$80)))))","v":""},{"$f":"IF(OR(ISBLANK(AJ100),AJ5322=\"\"),\"\",IF(ISERROR(-LOOKUP(1,-LEFT(AJ5322,ROW($1:$80)))),0,-LOOKUP(1,-LEFT(AJ5322,ROW($1:$80)))))","v":""},{"$f":"IF(OR(ISBLANK(AK100),AK5322=\"\"),\"\",IF(ISERROR(-LOOKUP(1,-LEFT(AK5322,ROW($1:$80)))),0,-LOOKUP(1,-LEFT(AK5322,ROW($1:$80)))))","v":""},{"$f":"IF(OR(ISBLANK(AL100),AL5322=\"\"),\"\",IF(ISERROR(-LOOKUP(1,-LEFT(AL5322,ROW($1:$80)))),0,-LOOKUP(1,-LEFT(AL5322,ROW($1:$80)))))","v":""},{"$f":"IF(OR(ISBLANK(AM100),AM5322=\"\"),\"\",IF(ISERROR(-LOOKUP(1,-LEFT(AM5322,ROW($1:$80)))),0,-LOOKUP(1,-LEFT(AM5322,ROW($1:$80)))))","v":""},{"$f":"IF(OR(ISBLANK(AN100),AN5322=\"\"),\"\",IF(ISERROR(-LOOKUP(1,-LEFT(AN5322,ROW($1:$80)))),0,-LOOKUP(1,-LEFT(AN5322,ROW($1:$80)))))","v":""},{"$f":"IF(OR(ISBLANK(AO100),AO5322=\"\"),\"\",IF(ISERROR(-LOOKUP(1,-LEFT(AO5322,ROW($1:$80)))),0,-LOOKUP(1,-LEFT(AO5322,ROW($1:$80)))))","v":""},{"$f":"IF(OR(ISBLANK(AP100),AP5322=\"\"),\"\",IF(ISERROR(-LOOKUP(1,-LEFT(AP5322,ROW($1:$80)))),0,-LOOKUP(1,-LEFT(AP5322,ROW($1:$80)))))","v":""},{"$f":"IF(OR(ISBLANK(AQ100),AQ5322=\"\"),\"\",IF(ISERROR(-LOOKUP(1,-LEFT(AQ5322,ROW($1:$80)))),0,-LOOKUP(1,-LEFT(AQ5322,ROW($1:$80)))))","v":""},{"$f":"IF(OR(ISBLANK(AR100),AR5322=\"\"),\"\",IF(ISERROR(-LOOKUP(1,-LEFT(AR5322,ROW($1:$80)))),0,-LOOKUP(1,-LEFT(AR5322,ROW($1:$80)))))","v":""},{"$f":"IF(OR(ISBLANK(AS100),AS5322=\"\"),\"\",IF(ISERROR(-LOOKUP(1,-LEFT(AS5322,ROW($1:$80)))),0,-LOOKUP(1,-LEFT(AS5322,ROW($1:$80)))))","v":""},{"$f":"IF(OR(ISBLANK(AT100),AT5322=\"\"),\"\",IF(ISERROR(-LOOKUP(1,-LEFT(AT5322,ROW($1:$80)))),0,-LOOKUP(1,-LEFT(AT5322,ROW($1:$80)))))","v":""},{"$f":"IF(OR(ISBLANK(AU100),AU5322=\"\"),\"\",IF(ISERROR(-LOOKUP(1,-LEFT(AU5322,ROW($1:$80)))),0,-LOOKUP(1,-LEFT(AU5322,ROW($1:$80)))))","v":""},{"$f":"IF(OR(ISBLANK(AV100),AV5322=\"\"),\"\",IF(ISERROR(-LOOKUP(1,-LEFT(AV5322,ROW($1:$80)))),0,-LOOKUP(1,-LEFT(AV5322,ROW($1:$80)))))","v":""},{"$f":"IF(OR(ISBLANK(AW100),AW5322=\"\"),\"\",IF(ISERROR(-LOOKUP(1,-LEFT(AW5322,ROW($1:$80)))),0,-LOOKUP(1,-LEFT(AW5322,ROW($1:$80)))))","v":""},{"$f":"IF(OR(ISBLANK(AX100),AX5322=\"\"),\"\",IF(ISERROR(-LOOKUP(1,-LEFT(AX5322,ROW($1:$80)))),0,-LOOKUP(1,-LEFT(AX5322,ROW($1:$80)))))","v":""},{"$f":"IF(OR(ISBLANK(AY100),AY5322=\"\"),\"\",IF(ISERROR(-LOOKUP(1,-LEFT(AY5322,ROW($1:$80)))),0,-LOOKUP(1,-LEFT(AY5322,ROW($1:$80)))))","v":""},{"$f":"IF(OR(ISBLANK(AZ100),AZ5322=\"\"),\"\",IF(ISERROR(-LOOKUP(1,-LEFT(AZ5322,ROW($1:$80)))),0,-LOOKUP(1,-LEFT(AZ5322,ROW($1:$80)))))","v":""},{"$f":"IF(OR(ISBLANK(BA100),BA5322=\"\"),\"\",IF(ISERROR(-LOOKUP(1,-LEFT(BA5322,ROW($1:$80)))),0,-LOOKUP(1,-LEFT(BA5322,ROW($1:$80)))))","v":""},{"$f":"IF(OR(ISBLANK(BB100),BB5322=\"\"),\"\",IF(ISERROR(-LOOKUP(1,-LEFT(BB5322,ROW($1:$80)))),0,-LOOKUP(1,-LEFT(BB5322,ROW($1:$80)))))","v":""},{"$f":"IF(OR(ISBLANK(BC100),BC5322=\"\"),\"\",IF(ISERROR(-LOOKUP(1,-LEFT(BC5322,ROW($1:$80)))),0,-LOOKUP(1,-LEFT(BC5322,ROW($1:$80)))))","v":""},{"$f":"IF(OR(ISBLANK(BD100),BD5322=\"\"),\"\",IF(ISERROR(-LOOKUP(1,-LEFT(BD5322,ROW($1:$80)))),0,-LOOKUP(1,-LEFT(BD5322,ROW($1:$80)))))","v":""},{"$f":"IF(OR(ISBLANK(BE100),BE5322=\"\"),\"\",IF(ISERROR(-LOOKUP(1,-LEFT(BE5322,ROW($1:$80)))),0,-LOOKUP(1,-LEFT(BE5322,ROW($1:$80)))))","v":""},{"$f":"IF(OR(ISBLANK(BF100),BF5322=\"\"),\"\",IF(ISERROR(-LOOKUP(1,-LEFT(BF5322,ROW($1:$80)))),0,-LOOKUP(1,-LEFT(BF5322,ROW($1:$80)))))","v":""},{"$f":"IF(OR(ISBLANK(BG100),BG5322=\"\"),\"\",IF(ISERROR(-LOOKUP(1,-LEFT(BG5322,ROW($1:$80)))),0,-LOOKUP(1,-LEFT(BG5322,ROW($1:$80)))))","v":""},{"$f":"IF(OR(ISBLANK(BH100),BH5322=\"\"),\"\",IF(ISERROR(-LOOKUP(1,-LEFT(BH5322,ROW($1:$80)))),0,-LOOKUP(1,-LEFT(BH5322,ROW($1:$80)))))","v":""},{"$f":"IF(OR(ISBLANK(BI100),BI5322=\"\"),\"\",IF(ISERROR(-LOOKUP(1,-LEFT(BI5322,ROW($1:$80)))),0,-LOOKUP(1,-LEFT(BI5322,ROW($1:$80)))))","v":""},{"$f":"IF(OR(ISBLANK(BJ100),BJ5322=\"\"),\"\",IF(ISERROR(-LOOKUP(1,-LEFT(BJ5322,ROW($1:$80)))),0,-LOOKUP(1,-LEFT(BJ5322,ROW($1:$80)))))","v":""},{"$f":"IF(OR(ISBLANK(BK100),BK5322=\"\"),\"\",IF(ISERROR(-LOOKUP(1,-LEFT(BK5322,ROW($1:$80)))),0,-LOOKUP(1,-LEFT(BK5322,ROW($1:$80)))))","v":""},{"$f":"IF(OR(ISBLANK(BL100),BL5322=\"\"),\"\",IF(ISERROR(-LOOKUP(1,-LEFT(BL5322,ROW($1:$80)))),0,-LOOKUP(1,-LEFT(BL5322,ROW($1:$80)))))","v":""},{"$f":"IF(OR(ISBLANK(BM100),BM5322=\"\"),\"\",IF(ISERROR(-LOOKUP(1,-LEFT(BM5322,ROW($1:$80)))),0,-LOOKUP(1,-LEFT(BM5322,ROW($1:$80)))))","v":""},{"$f":"IF(OR(ISBLANK(BN100),BN5322=\"\"),\"\",IF(ISERROR(-LOOKUP(1,-LEFT(BN5322,ROW($1:$80)))),0,-LOOKUP(1,-LEFT(BN5322,ROW($1:$80)))))","v":""},{"$f":"IF(OR(ISBLANK(BO100),BO5322=\"\"),\"\",IF(ISERROR(-LOOKUP(1,-LEFT(BO5322,ROW($1:$80)))),0,-LOOKUP(1,-LEFT(BO5322,ROW($1:$80)))))","v":""},{"$f":"IF(OR(ISBLANK(BP100),BP5322=\"\"),\"\",IF(ISERROR(-LOOKUP(1,-LEFT(BP5322,ROW($1:$80)))),0,-LOOKUP(1,-LEFT(BP5322,ROW($1:$80)))))","v":""},{"$f":"IF(OR(ISBLANK(BQ100),BQ5322=\"\"),\"\",IF(ISERROR(-LOOKUP(1,-LEFT(BQ5322,ROW($1:$80)))),0,-LOOKUP(1,-LEFT(BQ5322,ROW($1:$80)))))","v":""},{"$f":"IF(OR(ISBLANK(BR100),BR5322=\"\"),\"\",IF(ISERROR(-LOOKUP(1,-LEFT(BR5322,ROW($1:$80)))),0,-LOOKUP(1,-LEFT(BR5322,ROW($1:$80)))))","v":""},{"$f":"IF(OR(ISBLANK(BS100),BS5322=\"\"),\"\",IF(ISERROR(-LOOKUP(1,-LEFT(BS5322,ROW($1:$80)))),0,-LOOKUP(1,-LEFT(BS5322,ROW($1:$80)))))","v":""},{"$f":"IF(OR(ISBLANK(BT100),BT5322=\"\"),\"\",IF(ISERROR(-LOOKUP(1,-LEFT(BT5322,ROW($1:$80)))),0,-LOOKUP(1,-LEFT(BT5322,ROW($1:$80)))))","v":""},{"$f":"IF(OR(ISBLANK(BU100),BU5322=\"\"),\"\",IF(ISERROR(-LOOKUP(1,-LEFT(BU5322,ROW($1:$80)))),0,-LOOKUP(1,-LEFT(BU5322,ROW($1:$80)))))","v":""},{"$f":"IF(OR(ISBLANK(BV100),BV5322=\"\"),\"\",IF(ISERROR(-LOOKUP(1,-LEFT(BV5322,ROW($1:$80)))),0,-LOOKUP(1,-LEFT(BV5322,ROW($1:$80)))))","v":""},{"$f":"IF(OR(ISBLANK(BW100),BW5322=\"\"),\"\",IF(ISERROR(-LOOKUP(1,-LEFT(BW5322,ROW($1:$80)))),0,-LOOKUP(1,-LEFT(BW5322,ROW($1:$80)))))","v":""},{"$f":"IF(OR(ISBLANK(BX100),BX5322=\"\"),\"\",IF(ISERROR(-LOOKUP(1,-LEFT(BX5322,ROW($1:$80)))),0,-LOOKUP(1,-LEFT(BX5322,ROW($1:$80)))))","v":""},{"$f":"IF(OR(ISBLANK(BY100),BY5322=\"\"),\"\",IF(ISERROR(-LOOKUP(1,-LEFT(BY5322,ROW($1:$80)))),0,-LOOKUP(1,-LEFT(BY5322,ROW($1:$80)))))","v":""},{"$f":"IF(OR(ISBLANK(BZ100),BZ5322=\"\"),\"\",IF(ISERROR(-LOOKUP(1,-LEFT(BZ5322,ROW($1:$80)))),0,-LOOKUP(1,-LEFT(BZ5322,ROW($1:$80)))))","v":""},{"$f":"IF(OR(ISBLANK(CA100),CA5322=\"\"),\"\",IF(ISERROR(-LOOKUP(1,-LEFT(CA5322,ROW($1:$80)))),0,-LOOKUP(1,-LEFT(CA5322,ROW($1:$80)))))","v":""},{"$f":"IF(OR(ISBLANK(CB100),CB5322=\"\"),\"\",IF(ISERROR(-LOOKUP(1,-LEFT(CB5322,ROW($1:$80)))),0,-LOOKUP(1,-LEFT(CB5322,ROW($1:$80)))))","v":""},{"$f":"IF(OR(ISBLANK(CC100),CC5322=\"\"),\"\",IF(ISERROR(-LOOKUP(1,-LEFT(CC5322,ROW($1:$80)))),0,-LOOKUP(1,-LEFT(CC5322,ROW($1:$80)))))","v":""},{"$f":"IF(OR(ISBLANK(CD100),CD5322=\"\"),\"\",IF(ISERROR(-LOOKUP(1,-LEFT(CD5322,ROW($1:$80)))),0,-LOOKUP(1,-LEFT(CD5322,ROW($1:$80)))))","v":""},{"$f":"IF(OR(ISBLANK(CE100),CE5322=\"\"),\"\",IF(ISERROR(-LOOKUP(1,-LEFT(CE5322,ROW($1:$80)))),0,-LOOKUP(1,-LEFT(CE5322,ROW($1:$80)))))","v":""},{"$f":"IF(OR(ISBLANK(CF100),CF5322=\"\"),\"\",IF(ISERROR(-LOOKUP(1,-LEFT(CF5322,ROW($1:$80)))),0,-LOOKUP(1,-LEFT(CF5322,ROW($1:$80)))))","v":""},{"$f":"IF(OR(ISBLANK(CG100),CG5322=\"\"),\"\",IF(ISERROR(-LOOKUP(1,-LEFT(CG5322,ROW($1:$80)))),0,-LOOKUP(1,-LEFT(CG5322,ROW($1:$80)))))","v":""},{"$f":"IF(OR(ISBLANK(CH100),CH5322=\"\"),\"\",IF(ISERROR(-LOOKUP(1,-LEFT(CH5322,ROW($1:$80)))),0,-LOOKUP(1,-LEFT(CH5322,ROW($1:$80)))))","v":""},{"$f":"IF(OR(ISBLANK(CI100),CI5322=\"\"),\"\",IF(ISERROR(-LOOKUP(1,-LEFT(CI5322,ROW($1:$80)))),0,-LOOKUP(1,-LEFT(CI5322,ROW($1:$80)))))","v":""},{"$f":"IF(OR(ISBLANK(CJ100),CJ5322=\"\"),\"\",IF(ISERROR(-LOOKUP(1,-LEFT(CJ5322,ROW($1:$80)))),0,-LOOKUP(1,-LEFT(CJ5322,ROW($1:$80)))))","v":""},{"$f":"IF(OR(ISBLANK(CK100),CK5322=\"\"),\"\",IF(ISERROR(-LOOKUP(1,-LEFT(CK5322,ROW($1:$80)))),0,-LOOKUP(1,-LEFT(CK5322,ROW($1:$80)))))","v":""},{"$f":"IF(OR(ISBLANK(CL100),CL5322=\"\"),\"\",IF(ISERROR(-LOOKUP(1,-LEFT(CL5322,ROW($1:$80)))),0,-LOOKUP(1,-LEFT(CL5322,ROW($1:$80)))))","v":""},{"$f":"IF(OR(ISBLANK(CM100),CM5322=\"\"),\"\",IF(ISERROR(-LOOKUP(1,-LEFT(CM5322,ROW($1:$80)))),0,-LOOKUP(1,-LEFT(CM5322,ROW($1:$80)))))","v":""},{"$f":"IF(OR(ISBLANK(CN100),CN5322=\"\"),\"\",IF(ISERROR(-LOOKUP(1,-LEFT(CN5322,ROW($1:$80)))),0,-LOOKUP(1,-LEFT(CN5322,ROW($1:$80)))))","v":""},{"$f":"IF(OR(ISBLANK(CO100),CO5322=\"\"),\"\",IF(ISERROR(-LOOKUP(1,-LEFT(CO5322,ROW($1:$80)))),0,-LOOKUP(1,-LEFT(CO5322,ROW($1:$80)))))","v":""},{"$f":"IF(OR(ISBLANK(CP100),CP5322=\"\"),\"\",IF(ISERROR(-LOOKUP(1,-LEFT(CP5322,ROW($1:$80)))),0,-LOOKUP(1,-LEFT(CP5322,ROW($1:$80)))))","v":""},{"$f":"IF(OR(ISBLANK(CQ100),CQ5322=\"\"),\"\",IF(ISERROR(-LOOKUP(1,-LEFT(CQ5322,ROW($1:$80)))),0,-LOOKUP(1,-LEFT(CQ5322,ROW($1:$80)))))","v":""},{"$f":"IF(OR(ISBLANK(CR100),CR5322=\"\"),\"\",IF(ISERROR(-LOOKUP(1,-LEFT(CR5322,ROW($1:$80)))),0,-LOOKUP(1,-LEFT(CR5322,ROW($1:$80)))))","v":""},{"$f":"IF(OR(ISBLANK(CS100),CS5322=\"\"),\"\",IF(ISERROR(-LOOKUP(1,-LEFT(CS5322,ROW($1:$80)))),0,-LOOKUP(1,-LEFT(CS5322,ROW($1:$80)))))","v":""},{"$f":"IF(OR(ISBLANK(CT100),CT5322=\"\"),\"\",IF(ISERROR(-LOOKUP(1,-LEFT(CT5322,ROW($1:$80)))),0,-LOOKUP(1,-LEFT(CT5322,ROW($1:$80)))))","v":""},{"$f":"IF(OR(ISBLANK(CU100),CU5322=\"\"),\"\",IF(ISERROR(-LOOKUP(1,-LEFT(CU5322,ROW($1:$80)))),0,-LOOKUP(1,-LEFT(CU5322,ROW($1:$80)))))","v":""},{"$f":"IF(OR(ISBLANK(CV100),CV5322=\"\"),\"\",IF(ISERROR(-LOOKUP(1,-LEFT(CV5322,ROW($1:$80)))),0,-LOOKUP(1,-LEFT(CV5322,ROW($1:$80)))))","v":""},{"$f":"IF(OR(ISBLANK(CW100),CW5322=\"\"),\"\",IF(ISERROR(-LOOKUP(1,-LEFT(CW5322,ROW($1:$80)))),0,-LOOKUP(1,-LEFT(CW5322,ROW($1:$80)))))","v":""},{"$f":"IF(OR(ISBLANK(CX100),CX5322=\"\"),\"\",IF(ISERROR(-LOOKUP(1,-LEFT(CX5322,ROW($1:$80)))),0,-LOOKUP(1,-LEFT(CX5322,ROW($1:$80)))))","v":""},{"$f":"IF(OR(ISBLANK(CY100),CY5322=\"\"),\"\",IF(ISERROR(-LOOKUP(1,-LEFT(CY5322,ROW($1:$80)))),0,-LOOKUP(1,-LEFT(CY5322,ROW($1:$80)))))","v":""},{"$f":"IF(OR(ISBLANK(CZ100),CZ5322=\"\"),\"\",IF(ISERROR(-LOOKUP(1,-LEFT(CZ5322,ROW($1:$80)))),0,-LOOKUP(1,-LEFT(CZ5322,ROW($1:$80)))))","v":""},{"$f":"IF(OR(ISBLANK(DA100),DA5322=\"\"),\"\",IF(ISERROR(-LOOKUP(1,-LEFT(DA5322,ROW($1:$80)))),0,-LOOKUP(1,-LEFT(DA5322,ROW($1:$80)))))","v":""},{"$f":"IF(OR(ISBLANK(DB100),DB5322=\"\"),\"\",IF(ISERROR(-LOOKUP(1,-LEFT(DB5322,ROW($1:$80)))),0,-LOOKUP(1,-LEFT(DB5322,ROW($1:$80)))))","v":""},{"$f":"IF(OR(ISBLANK(DC100),DC5322=\"\"),\"\",IF(ISERROR(-LOOKUP(1,-LEFT(DC5322,ROW($1:$80)))),0,-LOOKUP(1,-LEFT(DC5322,ROW($1:$80)))))","v":""},{"$f":"IF(OR(ISBLANK(DD100),DD5322=\"\"),\"\",IF(ISERROR(-LOOKUP(1,-LEFT(DD5322,ROW($1:$80)))),0,-LOOKUP(1,-LEFT(DD5322,ROW($1:$80)))))","v":""},{"$f":"IF(OR(ISBLANK(DE100),DE5322=\"\"),\"\",IF(ISERROR(-LOOKUP(1,-LEFT(DE5322,ROW($1:$80)))),0,-LOOKUP(1,-LEFT(DE5322,ROW($1:$80)))))","v":""},{"$f":"IF(OR(ISBLANK(DF100),DF5322=\"\"),\"\",IF(ISERROR(-LOOKUP(1,-LEFT(DF5322,ROW($1:$80)))),0,-LOOKUP(1,-LEFT(DF5322,ROW($1:$80)))))","v":""},{"$f":"IF(OR(ISBLANK(DG100),DG5322=\"\"),\"\",IF(ISERROR(-LOOKUP(1,-LEFT(DG5322,ROW($1:$80)))),0,-LOOKUP(1,-LEFT(DG5322,ROW($1:$80)))))","v":""},{"$f":"IF(OR(ISBLANK(DH100),DH5322=\"\"),\"\",IF(ISERROR(-LOOKUP(1,-LEFT(DH5322,ROW($1:$80)))),0,-LOOKUP(1,-LEFT(DH5322,ROW($1:$80)))))","v":""},{"$f":"IF(OR(ISBLANK(DI100),DI5322=\"\"),\"\",IF(ISERROR(-LOOKUP(1,-LEFT(DI5322,ROW($1:$80)))),0,-LOOKUP(1,-LEFT(DI5322,ROW($1:$80)))))","v":""},{"$f":"IF(OR(ISBLANK(DJ100),DJ5322=\"\"),\"\",IF(ISERROR(-LOOKUP(1,-LEFT(DJ5322,ROW($1:$80)))),0,-LOOKUP(1,-LEFT(DJ5322,ROW($1:$80)))))","v":""},{"$f":"IF(OR(ISBLANK(DK100),DK5322=\"\"),\"\",IF(ISERROR(-LOOKUP(1,-LEFT(DK5322,ROW($1:$80)))),0,-LOOKUP(1,-LEFT(DK5322,ROW($1:$80)))))","v":""},{"$f":"IF(OR(ISBLANK(DL100),DL5322=\"\"),\"\",IF(ISERROR(-LOOKUP(1,-LEFT(DL5322,ROW($1:$80)))),0,-LOOKUP(1,-LEFT(DL5322,ROW($1:$80)))))","v":""},{"$f":"IF(OR(ISBLANK(DM100),DM5322=\"\"),\"\",IF(ISERROR(-LOOKUP(1,-LEFT(DM5322,ROW($1:$80)))),0,-LOOKUP(1,-LEFT(DM5322,ROW($1:$80)))))","v":""},{"$f":"IF(OR(ISBLANK(DN100),DN5322=\"\"),\"\",IF(ISERROR(-LOOKUP(1,-LEFT(DN5322,ROW($1:$80)))),0,-LOOKUP(1,-LEFT(DN5322,ROW($1:$80)))))","v":""},{"$f":"IF(OR(ISBLANK(DO100),DO5322=\"\"),\"\",IF(ISERROR(-LOOKUP(1,-LEFT(DO5322,ROW($1:$80)))),0,-LOOKUP(1,-LEFT(DO5322,ROW($1:$80)))))","v":""},{"$f":"IF(OR(ISBLANK(DP100),DP5322=\"\"),\"\",IF(ISERROR(-LOOKUP(1,-LEFT(DP5322,ROW($1:$80)))),0,-LOOKUP(1,-LEFT(DP5322,ROW($1:$80)))))","v":""},{"$f":"IF(OR(ISBLANK(DQ100),DQ5322=\"\"),\"\",IF(ISERROR(-LOOKUP(1,-LEFT(DQ5322,ROW($1:$80)))),0,-LOOKUP(1,-LEFT(DQ5322,ROW($1:$80)))))","v":""},{"$f":"IF(OR(ISBLANK(DR100),DR5322=\"\"),\"\",IF(ISERROR(-LOOKUP(1,-LEFT(DR5322,ROW($1:$80)))),0,-LOOKUP(1,-LEFT(DR5322,ROW($1:$80)))))","v":""},{"$f":"IF(OR(ISBLANK(DS100),DS5322=\"\"),\"\",IF(ISERROR(-LOOKUP(1,-LEFT(DS5322,ROW($1:$80)))),0,-LOOKUP(1,-LEFT(DS5322,ROW($1:$80)))))","v":""},{"$f":"IF(OR(ISBLANK(DT100),DT5322=\"\"),\"\",IF(ISERROR(-LOOKUP(1,-LEFT(DT5322,ROW($1:$80)))),0,-LOOKUP(1,-LEFT(DT5322,ROW($1:$80)))))","v":""},{"$f":"IF(OR(ISBLANK(DU100),DU5322=\"\"),\"\",IF(ISERROR(-LOOKUP(1,-LEFT(DU5322,ROW($1:$80)))),0,-LOOKUP(1,-LEFT(DU5322,ROW($1:$80)))))","v":""},{"$f":"IF(OR(ISBLANK(DV100),DV5322=\"\"),\"\",IF(ISERROR(-LOOKUP(1,-LEFT(DV5322,ROW($1:$80)))),0,-LOOKUP(1,-LEFT(DV5322,ROW($1:$80)))))","v":""},{"$f":"IF(OR(ISBLANK(DW100),DW5322=\"\"),\"\",IF(ISERROR(-LOOKUP(1,-LEFT(DW5322,ROW($1:$80)))),0,-LOOKUP(1,-LEFT(DW5322,ROW($1:$80)))))","v":""},{"$f":"IF(OR(ISBLANK(DX100),DX5322=\"\"),\"\",IF(ISERROR(-LOOKUP(1,-LEFT(DX5322,ROW($1:$80)))),0,-LOOKUP(1,-LEFT(DX5322,ROW($1:$80)))))","v":""},{"$f":"IF(OR(ISBLANK(DY100),DY5322=\"\"),\"\",IF(ISERROR(-LOOKUP(1,-LEFT(DY5322,ROW($1:$80)))),0,-LOOKUP(1,-LEFT(DY5322,ROW($1:$80)))))","v":""},{"$f":"IF(OR(ISBLANK(DZ100),DZ5322=\"\"),\"\",IF(ISERROR(-LOOKUP(1,-LEFT(DZ5322,ROW($1:$80)))),0,-LOOKUP(1,-LEFT(DZ5322,ROW($1:$80)))))","v":""},{"$f":"IF(OR(ISBLANK(EA100),EA5322=\"\"),\"\",IF(ISERROR(-LOOKUP(1,-LEFT(EA5322,ROW($1:$80)))),0,-LOOKUP(1,-LEFT(EA5322,ROW($1:$80)))))","v":""},{"$f":"IF(OR(ISBLANK(EB100),EB5322=\"\"),\"\",IF(ISERROR(-LOOKUP(1,-LEFT(EB5322,ROW($1:$80)))),0,-LOOKUP(1,-LEFT(EB5322,ROW($1:$80)))))","v":""},{"$f":"IF(OR(ISBLANK(EC100),EC5322=\"\"),\"\",IF(ISERROR(-LOOKUP(1,-LEFT(EC5322,ROW($1:$80)))),0,-LOOKUP(1,-LEFT(EC5322,ROW($1:$80)))))","v":""},{"$f":"IF(OR(ISBLANK(ED100),ED5322=\"\"),\"\",IF(ISERROR(-LOOKUP(1,-LEFT(ED5322,ROW($1:$80)))),0,-LOOKUP(1,-LEFT(ED5322,ROW($1:$80)))))","v":""},{"$f":"IF(OR(ISBLANK(EE100),EE5322=\"\"),\"\",IF(ISERROR(-LOOKUP(1,-LEFT(EE5322,ROW($1:$80)))),0,-LOOKUP(1,-LEFT(EE5322,ROW($1:$80)))))","v":""},{"$f":"IF(OR(ISBLANK(EF100),EF5322=\"\"),\"\",IF(ISERROR(-LOOKUP(1,-LEFT(EF5322,ROW($1:$80)))),0,-LOOKUP(1,-LEFT(EF5322,ROW($1:$80)))))","v":""},{"$f":"IF(OR(ISBLANK(EG100),EG5322=\"\"),\"\",IF(ISERROR(-LOOKUP(1,-LEFT(EG5322,ROW($1:$80)))),0,-LOOKUP(1,-LEFT(EG5322,ROW($1:$80)))))","v":""},{"$f":"IF(OR(ISBLANK(EH100),EH5322=\"\"),\"\",IF(ISERROR(-LOOKUP(1,-LEFT(EH5322,ROW($1:$80)))),0,-LOOKUP(1,-LEFT(EH5322,ROW($1:$80)))))","v":""},{"$f":"IF(OR(ISBLANK(EI100),EI5322=\"\"),\"\",IF(ISERROR(-LOOKUP(1,-LEFT(EI5322,ROW($1:$80)))),0,-LOOKUP(1,-LEFT(EI5322,ROW($1:$80)))))","v":""},{"$f":"IF(OR(ISBLANK(EJ100),EJ5322=\"\"),\"\",IF(ISERROR(-LOOKUP(1,-LEFT(EJ5322,ROW($1:$80)))),0,-LOOKUP(1,-LEFT(EJ5322,ROW($1:$80)))))","v":""},{"$f":"IF(OR(ISBLANK(EK100),EK5322=\"\"),\"\",IF(ISERROR(-LOOKUP(1,-LEFT(EK5322,ROW($1:$80)))),0,-LOOKUP(1,-LEFT(EK5322,ROW($1:$80)))))","v":""},{"$f":"IF(OR(ISBLANK(EL100),EL5322=\"\"),\"\",IF(ISERROR(-LOOKUP(1,-LEFT(EL5322,ROW($1:$80)))),0,-LOOKUP(1,-LEFT(EL5322,ROW($1:$80)))))","v":""},{"$f":"IF(OR(ISBLANK(EM100),EM5322=\"\"),\"\",IF(ISERROR(-LOOKUP(1,-LEFT(EM5322,ROW($1:$80)))),0,-LOOKUP(1,-LEFT(EM5322,ROW($1:$80)))))","v":""},{"$f":"IF(OR(ISBLANK(EN100),EN5322=\"\"),\"\",IF(ISERROR(-LOOKUP(1,-LEFT(EN5322,ROW($1:$80)))),0,-LOOKUP(1,-LEFT(EN5322,ROW($1:$80)))))","v":""},{"$f":"IF(OR(ISBLANK(EO100),EO5322=\"\"),\"\",IF(ISERROR(-LOOKUP(1,-LEFT(EO5322,ROW($1:$80)))),0,-LOOKUP(1,-LEFT(EO5322,ROW($1:$80)))))","v":""},{"$f":"IF(OR(ISBLANK(EP100),EP5322=\"\"),\"\",IF(ISERROR(-LOOKUP(1,-LEFT(EP5322,ROW($1:$80)))),0,-LOOKUP(1,-LEFT(EP5322,ROW($1:$80)))))","v":""},{"$f":"IF(OR(ISBLANK(EQ100),EQ5322=\"\"),\"\",IF(ISERROR(-LOOKUP(1,-LEFT(EQ5322,ROW($1:$80)))),0,-LOOKUP(1,-LEFT(EQ5322,ROW($1:$80)))))","v":""},{"$f":"IF(OR(ISBLANK(ER100),ER5322=\"\"),\"\",IF(ISERROR(-LOOKUP(1,-LEFT(ER5322,ROW($1:$80)))),0,-LOOKUP(1,-LEFT(ER5322,ROW($1:$80)))))","v":""},{"$f":"IF(OR(ISBLANK(ES100),ES5322=\"\"),\"\",IF(ISERROR(-LOOKUP(1,-LEFT(ES5322,ROW($1:$80)))),0,-LOOKUP(1,-LEFT(ES5322,ROW($1:$80)))))","v":""},{"$f":"IF(OR(ISBLANK(ET100),ET5322=\"\"),\"\",IF(ISERROR(-LOOKUP(1,-LEFT(ET5322,ROW($1:$80)))),0,-LOOKUP(1,-LEFT(ET5322,ROW($1:$80)))))","v":""},{"$f":"IF(OR(ISBLANK(EU100),EU5322=\"\"),\"\",IF(ISERROR(-LOOKUP(1,-LEFT(EU5322,ROW($1:$80)))),0,-LOOKUP(1,-LEFT(EU5322,ROW($1:$80)))))","v":""},{"$f":"IF(OR(ISBLANK(EV100),EV5322=\"\"),\"\",IF(ISERROR(-LOOKUP(1,-LEFT(EV5322,ROW($1:$80)))),0,-LOOKUP(1,-LEFT(EV5322,ROW($1:$80)))))","v":""},{"$f":"IF(OR(ISBLANK(EW100),EW5322=\"\"),\"\",IF(ISERROR(-LOOKUP(1,-LEFT(EW5322,ROW($1:$80)))),0,-LOOKUP(1,-LEFT(EW5322,ROW($1:$80)))))","v":""},{"$f":"IF(OR(ISBLANK(EX100),EX5322=\"\"),\"\",IF(ISERROR(-LOOKUP(1,-LEFT(EX5322,ROW($1:$80)))),0,-LOOKUP(1,-LEFT(EX5322,ROW($1:$80)))))","v":""},{"$f":"IF(OR(ISBLANK(EY100),EY5322=\"\"),\"\",IF(ISERROR(-LOOKUP(1,-LEFT(EY5322,ROW($1:$80)))),0,-LOOKUP(1,-LEFT(EY5322,ROW($1:$80)))))","v":""},{"$f":"IF(OR(ISBLANK(EZ100),EZ5322=\"\"),\"\",IF(ISERROR(-LOOKUP(1,-LEFT(EZ5322,ROW($1:$80)))),0,-LOOKUP(1,-LEFT(EZ5322,ROW($1:$80)))))","v":""},{"$f":"IF(OR(ISBLANK(FA100),FA5322=\"\"),\"\",IF(ISERROR(-LOOKUP(1,-LEFT(FA5322,ROW($1:$80)))),0,-LOOKUP(1,-LEFT(FA5322,ROW($1:$80)))))","v":""},{"$f":"IF(OR(ISBLANK(FB100),FB5322=\"\"),\"\",IF(ISERROR(-LOOKUP(1,-LEFT(FB5322,ROW($1:$80)))),0,-LOOKUP(1,-LEFT(FB5322,ROW($1:$80)))))","v":""},{"$f":"IF(OR(ISBLANK(FC100),FC5322=\"\"),\"\",IF(ISERROR(-LOOKUP(1,-LEFT(FC5322,ROW($1:$80)))),0,-LOOKUP(1,-LEFT(FC5322,ROW($1:$80)))))","v":""},{"$f":"IF(OR(ISBLANK(FD100),FD5322=\"\"),\"\",IF(ISERROR(-LOOKUP(1,-LEFT(FD5322,ROW($1:$80)))),0,-LOOKUP(1,-LEFT(FD5322,ROW($1:$80)))))","v":""},{"$f":"IF(OR(ISBLANK(FE100),FE5322=\"\"),\"\",IF(ISERROR(-LOOKUP(1,-LEFT(FE5322,ROW($1:$80)))),0,-LOOKUP(1,-LEFT(FE5322,ROW($1:$80)))))","v":""},{"$f":"IF(OR(ISBLANK(FF100),FF5322=\"\"),\"\",IF(ISERROR(-LOOKUP(1,-LEFT(FF5322,ROW($1:$80)))),0,-LOOKUP(1,-LEFT(FF5322,ROW($1:$80)))))","v":""},{"$f":"IF(OR(ISBLANK(FG100),FG5322=\"\"),\"\",IF(ISERROR(-LOOKUP(1,-LEFT(FG5322,ROW($1:$80)))),0,-LOOKUP(1,-LEFT(FG5322,ROW($1:$80)))))","v":""},{"$f":"IF(OR(ISBLANK(FH100),FH5322=\"\"),\"\",IF(ISERROR(-LOOKUP(1,-LEFT(FH5322,ROW($1:$80)))),0,-LOOKUP(1,-LEFT(FH5322,ROW($1:$80)))))","v":""},{"$f":"IF(OR(ISBLANK(FI100),FI5322=\"\"),\"\",IF(ISERROR(-LOOKUP(1,-LEFT(FI5322,ROW($1:$80)))),0,-LOOKUP(1,-LEFT(FI5322,ROW($1:$80)))))","v":""},{"$f":"IF(OR(ISBLANK(FJ100),FJ5322=\"\"),\"\",IF(ISERROR(-LOOKUP(1,-LEFT(FJ5322,ROW($1:$80)))),0,-LOOKUP(1,-LEFT(FJ5322,ROW($1:$80)))))","v":""},{"$f":"IF(OR(ISBLANK(FK100),FK5322=\"\"),\"\",IF(ISERROR(-LOOKUP(1,-LEFT(FK5322,ROW($1:$80)))),0,-LOOKUP(1,-LEFT(FK5322,ROW($1:$80)))))","v":""},{"$f":"IF(OR(ISBLANK(FL100),FL5322=\"\"),\"\",IF(ISERROR(-LOOKUP(1,-LEFT(FL5322,ROW($1:$80)))),0,-LOOKUP(1,-LEFT(FL5322,ROW($1:$80)))))","v":""},{"$f":"IF(OR(ISBLANK(FM100),FM5322=\"\"),\"\",IF(ISERROR(-LOOKUP(1,-LEFT(FM5322,ROW($1:$80)))),0,-LOOKUP(1,-LEFT(FM5322,ROW($1:$80)))))","v":""},{"$f":"IF(OR(ISBLANK(FN100),FN5322=\"\"),\"\",IF(ISERROR(-LOOKUP(1,-LEFT(FN5322,ROW($1:$80)))),0,-LOOKUP(1,-LEFT(FN5322,ROW($1:$80)))))","v":""},{"$f":"IF(OR(ISBLANK(FO100),FO5322=\"\"),\"\",IF(ISERROR(-LOOKUP(1,-LEFT(FO5322,ROW($1:$80)))),0,-LOOKUP(1,-LEFT(FO5322,ROW($1:$80)))))","v":""},{"$f":"IF(OR(ISBLANK(FP100),FP5322=\"\"),\"\",IF(ISERROR(-LOOKUP(1,-LEFT(FP5322,ROW($1:$80)))),0,-LOOKUP(1,-LEFT(FP5322,ROW($1:$80)))))","v":""},{"$f":"IF(OR(ISBLANK(FQ100),FQ5322=\"\"),\"\",IF(ISERROR(-LOOKUP(1,-LEFT(FQ5322,ROW($1:$80)))),0,-LOOKUP(1,-LEFT(FQ5322,ROW($1:$80)))))","v":""},{"$f":"IF(OR(ISBLANK(FR100),FR5322=\"\"),\"\",IF(ISERROR(-LOOKUP(1,-LEFT(FR5322,ROW($1:$80)))),0,-LOOKUP(1,-LEFT(FR5322,ROW($1:$80)))))","v":""},{"$f":"IF(OR(ISBLANK(FS100),FS5322=\"\"),\"\",IF(ISERROR(-LOOKUP(1,-LEFT(FS5322,ROW($1:$80)))),0,-LOOKUP(1,-LEFT(FS5322,ROW($1:$80)))))","v":""},{"$f":"IF(OR(ISBLANK(FT100),FT5322=\"\"),\"\",IF(ISERROR(-LOOKUP(1,-LEFT(FT5322,ROW($1:$80)))),0,-LOOKUP(1,-LEFT(FT5322,ROW($1:$80)))))","v":""},{"$f":"IF(OR(ISBLANK(FU100),FU5322=\"\"),\"\",IF(ISERROR(-LOOKUP(1,-LEFT(FU5322,ROW($1:$80)))),0,-LOOKUP(1,-LEFT(FU5322,ROW($1:$80)))))","v":""},{"$f":"IF(OR(ISBLANK(FV100),FV5322=\"\"),\"\",IF(ISERROR(-LOOKUP(1,-LEFT(FV5322,ROW($1:$80)))),0,-LOOKUP(1,-LEFT(FV5322,ROW($1:$80)))))","v":""},{"$f":"IF(OR(ISBLANK(FW100),FW5322=\"\"),\"\",IF(ISERROR(-LOOKUP(1,-LEFT(FW5322,ROW($1:$80)))),0,-LOOKUP(1,-LEFT(FW5322,ROW($1:$80)))))","v":""},{"$f":"IF(OR(ISBLANK(FX100),FX5322=\"\"),\"\",IF(ISERROR(-LOOKUP(1,-LEFT(FX5322,ROW($1:$80)))),0,-LOOKUP(1,-LEFT(FX5322,ROW($1:$80)))))","v":""},{"$f":"IF(OR(ISBLANK(FY100),FY5322=\"\"),\"\",IF(ISERROR(-LOOKUP(1,-LEFT(FY5322,ROW($1:$80)))),0,-LOOKUP(1,-LEFT(FY5322,ROW($1:$80)))))","v":""},{"$f":"IF(OR(ISBLANK(FZ100),FZ5322=\"\"),\"\",IF(ISERROR(-LOOKUP(1,-LEFT(FZ5322,ROW($1:$80)))),0,-LOOKUP(1,-LEFT(FZ5322,ROW($1:$80)))))","v":""},{"$f":"IF(OR(ISBLANK(GA100),GA5322=\"\"),\"\",IF(ISERROR(-LOOKUP(1,-LEFT(GA5322,ROW($1:$80)))),0,-LOOKUP(1,-LEFT(GA5322,ROW($1:$80)))))","v":""},{"$f":"IF(OR(ISBLANK(GB100),GB5322=\"\"),\"\",IF(ISERROR(-LOOKUP(1,-LEFT(GB5322,ROW($1:$80)))),0,-LOOKUP(1,-LEFT(GB5322,ROW($1:$80)))))","v":""},{"$f":"IF(OR(ISBLANK(GC100),GC5322=\"\"),\"\",IF(ISERROR(-LOOKUP(1,-LEFT(GC5322,ROW($1:$80)))),0,-LOOKUP(1,-LEFT(GC5322,ROW($1:$80)))))","v":""},{"$f":"IF(OR(ISBLANK(GD100),GD5322=\"\"),\"\",IF(ISERROR(-LOOKUP(1,-LEFT(GD5322,ROW($1:$80)))),0,-LOOKUP(1,-LEFT(GD5322,ROW($1:$80)))))","v":""},{"$f":"IF(OR(ISBLANK(GE100),GE5322=\"\"),\"\",IF(ISERROR(-LOOKUP(1,-LEFT(GE5322,ROW($1:$80)))),0,-LOOKUP(1,-LEFT(GE5322,ROW($1:$80)))))","v":""},{"$f":"IF(OR(ISBLANK(GF100),GF5322=\"\"),\"\",IF(ISERROR(-LOOKUP(1,-LEFT(GF5322,ROW($1:$80)))),0,-LOOKUP(1,-LEFT(GF5322,ROW($1:$80)))))","v":""},{"$f":"IF(OR(ISBLANK(GG100),GG5322=\"\"),\"\",IF(ISERROR(-LOOKUP(1,-LEFT(GG5322,ROW($1:$80)))),0,-LOOKUP(1,-LEFT(GG5322,ROW($1:$80)))))","v":""},{"$f":"IF(OR(ISBLANK(GH100),GH5322=\"\"),\"\",IF(ISERROR(-LOOKUP(1,-LEFT(GH5322,ROW($1:$80)))),0,-LOOKUP(1,-LEFT(GH5322,ROW($1:$80)))))","v":""},{"$f":"IF(OR(ISBLANK(GI100),GI5322=\"\"),\"\",IF(ISERROR(-LOOKUP(1,-LEFT(GI5322,ROW($1:$80)))),0,-LOOKUP(1,-LEFT(GI5322,ROW($1:$80)))))","v":""},{"$f":"IF(OR(ISBLANK(GJ100),GJ5322=\"\"),\"\",IF(ISERROR(-LOOKUP(1,-LEFT(GJ5322,ROW($1:$80)))),0,-LOOKUP(1,-LEFT(GJ5322,ROW($1:$80)))))","v":""},{"$f":"IF(OR(ISBLANK(GK100),GK5322=\"\"),\"\",IF(ISERROR(-LOOKUP(1,-LEFT(GK5322,ROW($1:$80)))),0,-LOOKUP(1,-LEFT(GK5322,ROW($1:$80)))))","v":""},{"$f":"IF(OR(ISBLANK(GL100),GL5322=\"\"),\"\",IF(ISERROR(-LOOKUP(1,-LEFT(GL5322,ROW($1:$80)))),0,-LOOKUP(1,-LEFT(GL5322,ROW($1:$80)))))","v":""},{"$f":"IF(OR(ISBLANK(GM100),GM5322=\"\"),\"\",IF(ISERROR(-LOOKUP(1,-LEFT(GM5322,ROW($1:$80)))),0,-LOOKUP(1,-LEFT(GM5322,ROW($1:$80)))))","v":""},{"$f":"IF(OR(ISBLANK(GN100),GN5322=\"\"),\"\",IF(ISERROR(-LOOKUP(1,-LEFT(GN5322,ROW($1:$80)))),0,-LOOKUP(1,-LEFT(GN5322,ROW($1:$80)))))","v":""},{"$f":"IF(OR(ISBLANK(GO100),GO5322=\"\"),\"\",IF(ISERROR(-LOOKUP(1,-LEFT(GO5322,ROW($1:$80)))),0,-LOOKUP(1,-LEFT(GO5322,ROW($1:$80)))))","v":""},{"$f":"IF(OR(ISBLANK(GP100),GP5322=\"\"),\"\",IF(ISERROR(-LOOKUP(1,-LEFT(GP5322,ROW($1:$80)))),0,-LOOKUP(1,-LEFT(GP5322,ROW($1:$80)))))","v":""},{"$f":"IF(OR(ISBLANK(GQ100),GQ5322=\"\"),\"\",IF(ISERROR(-LOOKUP(1,-LEFT(GQ5322,ROW($1:$80)))),0,-LOOKUP(1,-LEFT(GQ5322,ROW($1:$80)))))","v":""},{"$f":"IF(OR(ISBLANK(GR100),GR5322=\"\"),\"\",IF(ISERROR(-LOOKUP(1,-LEFT(GR5322,ROW($1:$80)))),0,-LOOKUP(1,-LEFT(GR5322,ROW($1:$80)))))","v":""},{"$f":"IF(OR(ISBLANK(GS100),GS5322=\"\"),\"\",IF(ISERROR(-LOOKUP(1,-LEFT(GS5322,ROW($1:$80)))),0,-LOOKUP(1,-LEFT(GS5322,ROW($1:$80)))))","v":""},{"$f":"IF(OR(ISBLANK(GT100),GT5322=\"\"),\"\",IF(ISERROR(-LOOKUP(1,-LEFT(GT5322,ROW($1:$80)))),0,-LOOKUP(1,-LEFT(GT5322,ROW($1:$80)))))","v":""},{"$f":"IF(OR(ISBLANK(GU100),GU5322=\"\"),\"\",IF(ISERROR(-LOOKUP(1,-LEFT(GU5322,ROW($1:$80)))),0,-LOOKUP(1,-LEFT(GU5322,ROW($1:$80)))))","v":""},{"$f":"IF(OR(ISBLANK(GV100),GV5322=\"\"),\"\",IF(ISERROR(-LOOKUP(1,-LEFT(GV5322,ROW($1:$80)))),0,-LOOKUP(1,-LEFT(GV5322,ROW($1:$80)))))","v":""},{"$f":"IF(OR(ISBLANK(GW100),GW5322=\"\"),\"\",IF(ISERROR(-LOOKUP(1,-LEFT(GW5322,ROW($1:$80)))),0,-LOOKUP(1,-LEFT(GW5322,ROW($1:$80)))))","v":""},{"$f":"IF(OR(ISBLANK(GX100),GX5322=\"\"),\"\",IF(ISERROR(-LOOKUP(1,-LEFT(GX5322,ROW($1:$80)))),0,-LOOKUP(1,-LEFT(GX5322,ROW($1:$80)))))","v":""},{"$f":"IF(OR(ISBLANK(GY100),GY5322=\"\"),\"\",IF(ISERROR(-LOOKUP(1,-LEFT(GY5322,ROW($1:$80)))),0,-LOOKUP(1,-LEFT(GY5322,ROW($1:$80)))))","v":""},{"$f":"IF(OR(ISBLANK(GZ100),GZ5322=\"\"),\"\",IF(ISERROR(-LOOKUP(1,-LEFT(GZ5322,ROW($1:$80)))),0,-LOOKUP(1,-LEFT(GZ5322,ROW($1:$80)))))","v":""},{"$f":"IF(OR(ISBLANK(HA100),HA5322=\"\"),\"\",IF(ISERROR(-LOOKUP(1,-LEFT(HA5322,ROW($1:$80)))),0,-LOOKUP(1,-LEFT(HA5322,ROW($1:$80)))))","v":""},{"$f":"IF(OR(ISBLANK(HB100),HB5322=\"\"),\"\",IF(ISERROR(-LOOKUP(1,-LEFT(HB5322,ROW($1:$80)))),0,-LOOKUP(1,-LEFT(HB5322,ROW($1:$80)))))","v":""},{"$f":"IF(OR(ISBLANK(HC100),HC5322=\"\"),\"\",IF(ISERROR(-LOOKUP(1,-LEFT(HC5322,ROW($1:$80)))),0,-LOOKUP(1,-LEFT(HC5322,ROW($1:$80)))))","v":""},{"$f":"IF(OR(ISBLANK(HD100),HD5322=\"\"),\"\",IF(ISERROR(-LOOKUP(1,-LEFT(HD5322,ROW($1:$80)))),0,-LOOKUP(1,-LEFT(HD5322,ROW($1:$80)))))","v":""},{"$f":"IF(OR(ISBLANK(HE100),HE5322=\"\"),\"\",IF(ISERROR(-LOOKUP(1,-LEFT(HE5322,ROW($1:$80)))),0,-LOOKUP(1,-LEFT(HE5322,ROW($1:$80)))))","v":""},{"$f":"IF(OR(ISBLANK(HF100),HF5322=\"\"),\"\",IF(ISERROR(-LOOKUP(1,-LEFT(HF5322,ROW($1:$80)))),0,-LOOKUP(1,-LEFT(HF5322,ROW($1:$80)))))","v":""},{"$f":"IF(OR(ISBLANK(HG100),HG5322=\"\"),\"\",IF(ISERROR(-LOOKUP(1,-LEFT(HG5322,ROW($1:$80)))),0,-LOOKUP(1,-LEFT(HG5322,ROW($1:$80)))))","v":""},{"$f":"IF(OR(ISBLANK(HH100),HH5322=\"\"),\"\",IF(ISERROR(-LOOKUP(1,-LEFT(HH5322,ROW($1:$80)))),0,-LOOKUP(1,-LEFT(HH5322,ROW($1:$80)))))","v":""},{"$f":"IF(OR(ISBLANK(HI100),HI5322=\"\"),\"\",IF(ISERROR(-LOOKUP(1,-LEFT(HI5322,ROW($1:$80)))),0,-LOOKUP(1,-LEFT(HI5322,ROW($1:$80)))))","v":""},{"$f":"IF(OR(ISBLANK(HJ100),HJ5322=\"\"),\"\",IF(ISERROR(-LOOKUP(1,-LEFT(HJ5322,ROW($1:$80)))),0,-LOOKUP(1,-LEFT(HJ5322,ROW($1:$80)))))","v":""},{"$f":"IF(OR(ISBLANK(HK100),HK5322=\"\"),\"\",IF(ISERROR(-LOOKUP(1,-LEFT(HK5322,ROW($1:$80)))),0,-LOOKUP(1,-LEFT(HK5322,ROW($1:$80)))))","v":""},{"$f":"IF(OR(ISBLANK(HL100),HL5322=\"\"),\"\",IF(ISERROR(-LOOKUP(1,-LEFT(HL5322,ROW($1:$80)))),0,-LOOKUP(1,-LEFT(HL5322,ROW($1:$80)))))","v":""},{"$f":"IF(OR(ISBLANK(HM100),HM5322=\"\"),\"\",IF(ISERROR(-LOOKUP(1,-LEFT(HM5322,ROW($1:$80)))),0,-LOOKUP(1,-LEFT(HM5322,ROW($1:$80)))))","v":""},{"$f":"IF(OR(ISBLANK(HN100),HN5322=\"\"),\"\",IF(ISERROR(-LOOKUP(1,-LEFT(HN5322,ROW($1:$80)))),0,-LOOKUP(1,-LEFT(HN5322,ROW($1:$80)))))","v":""},{"$f":"IF(OR(ISBLANK(HO100),HO5322=\"\"),\"\",IF(ISERROR(-LOOKUP(1,-LEFT(HO5322,ROW($1:$80)))),0,-LOOKUP(1,-LEFT(HO5322,ROW($1:$80)))))","v":""},{"$f":"IF(OR(ISBLANK(HP100),HP5322=\"\"),\"\",IF(ISERROR(-LOOKUP(1,-LEFT(HP5322,ROW($1:$80)))),0,-LOOKUP(1,-LEFT(HP5322,ROW($1:$80)))))","v":""},{"$f":"IF(OR(ISBLANK(HQ100),HQ5322=\"\"),\"\",IF(ISERROR(-LOOKUP(1,-LEFT(HQ5322,ROW($1:$80)))),0,-LOOKUP(1,-LEFT(HQ5322,ROW($1:$80)))))","v":""},{"$f":"IF(OR(ISBLANK(HR100),HR5322=\"\"),\"\",IF(ISERROR(-LOOKUP(1,-LEFT(HR5322,ROW($1:$80)))),0,-LOOKUP(1,-LEFT(HR5322,ROW($1:$80)))))","v":""},{"$f":"IF(OR(ISBLANK(HS100),HS5322=\"\"),\"\",IF(ISERROR(-LOOKUP(1,-LEFT(HS5322,ROW($1:$80)))),0,-LOOKUP(1,-LEFT(HS5322,ROW($1:$80)))))","v":""},{"$f":"IF(OR(ISBLANK(HT100),HT5322=\"\"),\"\",IF(ISERROR(-LOOKUP(1,-LEFT(HT5322,ROW($1:$80)))),0,-LOOKUP(1,-LEFT(HT5322,ROW($1:$80)))))","v":""},{"$f":"IF(OR(ISBLANK(HU100),HU5322=\"\"),\"\",IF(ISERROR(-LOOKUP(1,-LEFT(HU5322,ROW($1:$80)))),0,-LOOKUP(1,-LEFT(HU5322,ROW($1:$80)))))","v":""},{"$f":"IF(OR(ISBLANK(HV100),HV5322=\"\"),\"\",IF(ISERROR(-LOOKUP(1,-LEFT(HV5322,ROW($1:$80)))),0,-LOOKUP(1,-LEFT(HV5322,ROW($1:$80)))))","v":""},{"$f":"IF(OR(ISBLANK(HW100),HW5322=\"\"),\"\",IF(ISERROR(-LOOKUP(1,-LEFT(HW5322,ROW($1:$80)))),0,-LOOKUP(1,-LEFT(HW5322,ROW($1:$80)))))","v":""},{"$f":"IF(OR(ISBLANK(HX100),HX5322=\"\"),\"\",IF(ISERROR(-LOOKUP(1,-LEFT(HX5322,ROW($1:$80)))),0,-LOOKUP(1,-LEFT(HX5322,ROW($1:$80)))))","v":""},{"$f":"IF(OR(ISBLANK(HY100),HY5322=\"\"),\"\",IF(ISERROR(-LOOKUP(1,-LEFT(HY5322,ROW($1:$80)))),0,-LOOKUP(1,-LEFT(HY5322,ROW($1:$80)))))","v":""},{"$f":"IF(OR(ISBLANK(HZ100),HZ5322=\"\"),\"\",IF(ISERROR(-LOOKUP(1,-LEFT(HZ5322,ROW($1:$80)))),0,-LOOKUP(1,-LEFT(HZ5322,ROW($1:$80)))))","v":""},{"$f":"IF(OR(ISBLANK(IA100),IA5322=\"\"),\"\",IF(ISERROR(-LOOKUP(1,-LEFT(IA5322,ROW($1:$80)))),0,-LOOKUP(1,-LEFT(IA5322,ROW($1:$80)))))","v":""},{"$f":"IF(OR(ISBLANK(IB100),IB5322=\"\"),\"\",IF(ISERROR(-LOOKUP(1,-LEFT(IB5322,ROW($1:$80)))),0,-LOOKUP(1,-LEFT(IB5322,ROW($1:$80)))))","v":""},{"$f":"IF(OR(ISBLANK(IC100),IC5322=\"\"),\"\",IF(ISERROR(-LOOKUP(1,-LEFT(IC5322,ROW($1:$80)))),0,-LOOKUP(1,-LEFT(IC5322,ROW($1:$80)))))","v":""},{"$f":"IF(OR(ISBLANK(ID100),ID5322=\"\"),\"\",IF(ISERROR(-LOOKUP(1,-LEFT(ID5322,ROW($1:$80)))),0,-LOOKUP(1,-LEFT(ID5322,ROW($1:$80)))))","v":""},{"$f":"IF(OR(ISBLANK(IE100),IE5322=\"\"),\"\",IF(ISERROR(-LOOKUP(1,-LEFT(IE5322,ROW($1:$80)))),0,-LOOKUP(1,-LEFT(IE5322,ROW($1:$80)))))","v":""},{"$f":"IF(OR(ISBLANK(IF100),IF5322=\"\"),\"\",IF(ISERROR(-LOOKUP(1,-LEFT(IF5322,ROW($1:$80)))),0,-LOOKUP(1,-LEFT(IF5322,ROW($1:$80)))))","v":""},{"$f":"IF(OR(ISBLANK(IG100),IG5322=\"\"),\"\",IF(ISERROR(-LOOKUP(1,-LEFT(IG5322,ROW($1:$80)))),0,-LOOKUP(1,-LEFT(IG5322,ROW($1:$80)))))","v":""},{"$f":"IF(OR(ISBLANK(IH100),IH5322=\"\"),\"\",IF(ISERROR(-LOOKUP(1,-LEFT(IH5322,ROW($1:$80)))),0,-LOOKUP(1,-LEFT(IH5322,ROW($1:$80)))))","v":""},{"$f":"IF(OR(ISBLANK(II100),II5322=\"\"),\"\",IF(ISERROR(-LOOKUP(1,-LEFT(II5322,ROW($1:$80)))),0,-LOOKUP(1,-LEFT(II5322,ROW($1:$80)))))","v":""},{"$f":"IF(OR(ISBLANK(IJ100),IJ5322=\"\"),\"\",IF(ISERROR(-LOOKUP(1,-LEFT(IJ5322,ROW($1:$80)))),0,-LOOKUP(1,-LEFT(IJ5322,ROW($1:$80)))))","v":""},{"$f":"IF(OR(ISBLANK(IK100),IK5322=\"\"),\"\",IF(ISERROR(-LOOKUP(1,-LEFT(IK5322,ROW($1:$80)))),0,-LOOKUP(1,-LEFT(IK5322,ROW($1:$80)))))","v":""},{"$f":"IF(OR(ISBLANK(IL100),IL5322=\"\"),\"\",IF(ISERROR(-LOOKUP(1,-LEFT(IL5322,ROW($1:$80)))),0,-LOOKUP(1,-LEFT(IL5322,ROW($1:$80)))))","v":""},{"$f":"IF(OR(ISBLANK(IM100),IM5322=\"\"),\"\",IF(ISERROR(-LOOKUP(1,-LEFT(IM5322,ROW($1:$80)))),0,-LOOKUP(1,-LEFT(IM5322,ROW($1:$80)))))","v":""},{"$f":"IF(OR(ISBLANK(IN100),IN5322=\"\"),\"\",IF(ISERROR(-LOOKUP(1,-LEFT(IN5322,ROW($1:$80)))),0,-LOOKUP(1,-LEFT(IN5322,ROW($1:$80)))))","v":""},{"$f":"IF(OR(ISBLANK(IO100),IO5322=\"\"),\"\",IF(ISERROR(-LOOKUP(1,-LEFT(IO5322,ROW($1:$80)))),0,-LOOKUP(1,-LEFT(IO5322,ROW($1:$80)))))","v":""},{"$f":"IF(OR(ISBLANK(IP100),IP5322=\"\"),\"\",IF(ISERROR(-LOOKUP(1,-LEFT(IP5322,ROW($1:$80)))),0,-LOOKUP(1,-LEFT(IP5322,ROW($1:$80)))))","v":""},{"$f":"IF(OR(ISBLANK(IQ100),IQ5322=\"\"),\"\",IF(ISERROR(-LOOKUP(1,-LEFT(IQ5322,ROW($1:$80)))),0,-LOOKUP(1,-LEFT(IQ5322,ROW($1:$80)))))","v":""},{"$f":"IF(OR(ISBLANK(IR100),IR5322=\"\"),\"\",IF(ISERROR(-LOOKUP(1,-LEFT(IR5322,ROW($1:$80)))),0,-LOOKUP(1,-LEFT(IR5322,ROW($1:$80)))))","v":""},{"$f":"IF(OR(ISBLANK(IS100),IS5322=\"\"),\"\",IF(ISERROR(-LOOKUP(1,-LEFT(IS5322,ROW($1:$80)))),0,-LOOKUP(1,-LEFT(IS5322,ROW($1:$80)))))","v":""},{"$f":"IF(OR(ISBLANK(IT100),IT5322=\"\"),\"\",IF(ISERROR(-LOOKUP(1,-LEFT(IT5322,ROW($1:$80)))),0,-LOOKUP(1,-LEFT(IT5322,ROW($1:$80)))))","v":""},{"$f":"IF(OR(ISBLANK(IU100),IU5322=\"\"),\"\",IF(ISERROR(-LOOKUP(1,-LEFT(IU5322,ROW($1:$80)))),0,-LOOKUP(1,-LEFT(IU5322,ROW($1:$80)))))","v":""},{"$f":"IF(OR(ISBLANK(IV100),IV5322=\"\"),\"\",IF(ISERROR(-LOOKUP(1,-LEFT(IV5322,ROW($1:$80)))),0,-LOOKUP(1,-LEFT(IV5322,ROW($1:$80)))))","v":""},{"$f":"IF(OR(ISBLANK(IW100),IW5322=\"\"),\"\",IF(ISERROR(-LOOKUP(1,-LEFT(IW5322,ROW($1:$80)))),0,-LOOKUP(1,-LEFT(IW5322,ROW($1:$80)))))","v":""},{"$f":"IF(OR(ISBLANK(IX100),IX5322=\"\"),\"\",IF(ISERROR(-LOOKUP(1,-LEFT(IX5322,ROW($1:$80)))),0,-LOOKUP(1,-LEFT(IX5322,ROW($1:$80)))))","v":""},{"$f":"IF(OR(ISBLANK(IY100),IY5322=\"\"),\"\",IF(ISERROR(-LOOKUP(1,-LEFT(IY5322,ROW($1:$80)))),0,-LOOKUP(1,-LEFT(IY5322,ROW($1:$80)))))","v":""},{"$f":"IF(OR(ISBLANK(IZ100),IZ5322=\"\"),\"\",IF(ISERROR(-LOOKUP(1,-LEFT(IZ5322,ROW($1:$80)))),0,-LOOKUP(1,-LEFT(IZ5322,ROW($1:$80)))))","v":""},{"$f":"IF(OR(ISBLANK(JA100),JA5322=\"\"),\"\",IF(ISERROR(-LOOKUP(1,-LEFT(JA5322,ROW($1:$80)))),0,-LOOKUP(1,-LEFT(JA5322,ROW($1:$80)))))","v":""},{"$f":"IF(OR(ISBLANK(JB100),JB5322=\"\"),\"\",IF(ISERROR(-LOOKUP(1,-LEFT(JB5322,ROW($1:$80)))),0,-LOOKUP(1,-LEFT(JB5322,ROW($1:$80)))))","v":""},{"$f":"IF(OR(ISBLANK(JC100),JC5322=\"\"),\"\",IF(ISERROR(-LOOKUP(1,-LEFT(JC5322,ROW($1:$80)))),0,-LOOKUP(1,-LEFT(JC5322,ROW($1:$80)))))","v":""},{"$f":"IF(OR(ISBLANK(JD100),JD5322=\"\"),\"\",IF(ISERROR(-LOOKUP(1,-LEFT(JD5322,ROW($1:$80)))),0,-LOOKUP(1,-LEFT(JD5322,ROW($1:$80)))))","v":""},{"$f":"IF(OR(ISBLANK(JE100),JE5322=\"\"),\"\",IF(ISERROR(-LOOKUP(1,-LEFT(JE5322,ROW($1:$80)))),0,-LOOKUP(1,-LEFT(JE5322,ROW($1:$80)))))","v":""},{"$f":"IF(OR(ISBLANK(JF100),JF5322=\"\"),\"\",IF(ISERROR(-LOOKUP(1,-LEFT(JF5322,ROW($1:$80)))),0,-LOOKUP(1,-LEFT(JF5322,ROW($1:$80)))))","v":""},{"$f":"IF(OR(ISBLANK(JG100),JG5322=\"\"),\"\",IF(ISERROR(-LOOKUP(1,-LEFT(JG5322,ROW($1:$80)))),0,-LOOKUP(1,-LEFT(JG5322,ROW($1:$80)))))","v":""},{"$f":"IF(OR(ISBLANK(JH100),JH5322=\"\"),\"\",IF(ISERROR(-LOOKUP(1,-LEFT(JH5322,ROW($1:$80)))),0,-LOOKUP(1,-LEFT(JH5322,ROW($1:$80)))))","v":""},{"$f":"IF(OR(ISBLANK(JI100),JI5322=\"\"),\"\",IF(ISERROR(-LOOKUP(1,-LEFT(JI5322,ROW($1:$80)))),0,-LOOKUP(1,-LEFT(JI5322,ROW($1:$80)))))","v":""},{"$f":"IF(OR(ISBLANK(JJ100),JJ5322=\"\"),\"\",IF(ISERROR(-LOOKUP(1,-LEFT(JJ5322,ROW($1:$80)))),0,-LOOKUP(1,-LEFT(JJ5322,ROW($1:$80)))))","v":""},{"$f":"IF(OR(ISBLANK(JK100),JK5322=\"\"),\"\",IF(ISERROR(-LOOKUP(1,-LEFT(JK5322,ROW($1:$80)))),0,-LOOKUP(1,-LEFT(JK5322,ROW($1:$80)))))","v":""},{"$f":"IF(OR(ISBLANK(JL100),JL5322=\"\"),\"\",IF(ISERROR(-LOOKUP(1,-LEFT(JL5322,ROW($1:$80)))),0,-LOOKUP(1,-LEFT(JL5322,ROW($1:$80)))))","v":""},{"$f":"IF(OR(ISBLANK(JM100),JM5322=\"\"),\"\",IF(ISERROR(-LOOKUP(1,-LEFT(JM5322,ROW($1:$80)))),0,-LOOKUP(1,-LEFT(JM5322,ROW($1:$80)))))","v":""},{"$f":"IF(OR(ISBLANK(JN100),JN5322=\"\"),\"\",IF(ISERROR(-LOOKUP(1,-LEFT(JN5322,ROW($1:$80)))),0,-LOOKUP(1,-LEFT(JN5322,ROW($1:$80)))))","v":""},{"$f":"IF(OR(ISBLANK(JO100),JO5322=\"\"),\"\",IF(ISERROR(-LOOKUP(1,-LEFT(JO5322,ROW($1:$80)))),0,-LOOKUP(1,-LEFT(JO5322,ROW($1:$80)))))","v":""},{"$f":"IF(OR(ISBLANK(JP100),JP5322=\"\"),\"\",IF(ISERROR(-LOOKUP(1,-LEFT(JP5322,ROW($1:$80)))),0,-LOOKUP(1,-LEFT(JP5322,ROW($1:$80)))))","v":""},{"$f":"IF(OR(ISBLANK(JQ100),JQ5322=\"\"),\"\",IF(ISERROR(-LOOKUP(1,-LEFT(JQ5322,ROW($1:$80)))),0,-LOOKUP(1,-LEFT(JQ5322,ROW($1:$80)))))","v":""},{"$f":"IF(OR(ISBLANK(JR100),JR5322=\"\"),\"\",IF(ISERROR(-LOOKUP(1,-LEFT(JR5322,ROW($1:$80)))),0,-LOOKUP(1,-LEFT(JR5322,ROW($1:$80)))))","v":""},{"$f":"IF(OR(ISBLANK(JS100),JS5322=\"\"),\"\",IF(ISERROR(-LOOKUP(1,-LEFT(JS5322,ROW($1:$80)))),0,-LOOKUP(1,-LEFT(JS5322,ROW($1:$80)))))","v":""},{"$f":"IF(OR(ISBLANK(JT100),JT5322=\"\"),\"\",IF(ISERROR(-LOOKUP(1,-LEFT(JT5322,ROW($1:$80)))),0,-LOOKUP(1,-LEFT(JT5322,ROW($1:$80)))))","v":""},{"$f":"IF(OR(ISBLANK(JU100),JU5322=\"\"),\"\",IF(ISERROR(-LOOKUP(1,-LEFT(JU5322,ROW($1:$80)))),0,-LOOKUP(1,-LEFT(JU5322,ROW($1:$80)))))","v":""},{"$f":"IF(OR(ISBLANK(JV100),JV5322=\"\"),\"\",IF(ISERROR(-LOOKUP(1,-LEFT(JV5322,ROW($1:$80)))),0,-LOOKUP(1,-LEFT(JV5322,ROW($1:$80)))))","v":""},{"$f":"IF(OR(ISBLANK(JW100),JW5322=\"\"),\"\",IF(ISERROR(-LOOKUP(1,-LEFT(JW5322,ROW($1:$80)))),0,-LOOKUP(1,-LEFT(JW5322,ROW($1:$80)))))","v":""},{"$f":"IF(OR(ISBLANK(JX100),JX5322=\"\"),\"\",IF(ISERROR(-LOOKUP(1,-LEFT(JX5322,ROW($1:$80)))),0,-LOOKUP(1,-LEFT(JX5322,ROW($1:$80)))))","v":""},{"$f":"IF(OR(ISBLANK(JY100),JY5322=\"\"),\"\",IF(ISERROR(-LOOKUP(1,-LEFT(JY5322,ROW($1:$80)))),0,-LOOKUP(1,-LEFT(JY5322,ROW($1:$80)))))","v":""},{"$f":"IF(OR(ISBLANK(JZ100),JZ5322=\"\"),\"\",IF(ISERROR(-LOOKUP(1,-LEFT(JZ5322,ROW($1:$80)))),0,-LOOKUP(1,-LEFT(JZ5322,ROW($1:$80)))))","v":""},{"$f":"IF(OR(ISBLANK(KA100),KA5322=\"\"),\"\",IF(ISERROR(-LOOKUP(1,-LEFT(KA5322,ROW($1:$80)))),0,-LOOKUP(1,-LEFT(KA5322,ROW($1:$80)))))","v":""},{"$f":"IF(OR(ISBLANK(KB100),KB5322=\"\"),\"\",IF(ISERROR(-LOOKUP(1,-LEFT(KB5322,ROW($1:$80)))),0,-LOOKUP(1,-LEFT(KB5322,ROW($1:$80)))))","v":""},{"$f":"IF(OR(ISBLANK(KC100),KC5322=\"\"),\"\",IF(ISERROR(-LOOKUP(1,-LEFT(KC5322,ROW($1:$80)))),0,-LOOKUP(1,-LEFT(KC5322,ROW($1:$80)))))","v":""},{"$f":"IF(OR(ISBLANK(KD100),KD5322=\"\"),\"\",IF(ISERROR(-LOOKUP(1,-LEFT(KD5322,ROW($1:$80)))),0,-LOOKUP(1,-LEFT(KD5322,ROW($1:$80)))))","v":""},{"$f":"IF(OR(ISBLANK(KE100),KE5322=\"\"),\"\",IF(ISERROR(-LOOKUP(1,-LEFT(KE5322,ROW($1:$80)))),0,-LOOKUP(1,-LEFT(KE5322,ROW($1:$80)))))","v":""},{"$f":"IF(OR(ISBLANK(KF100),KF5322=\"\"),\"\",IF(ISERROR(-LOOKUP(1,-LEFT(KF5322,ROW($1:$80)))),0,-LOOKUP(1,-LEFT(KF5322,ROW($1:$80)))))","v":""},{"$f":"IF(OR(ISBLANK(KG100),KG5322=\"\"),\"\",IF(ISERROR(-LOOKUP(1,-LEFT(KG5322,ROW($1:$80)))),0,-LOOKUP(1,-LEFT(KG5322,ROW($1:$80)))))","v":""},{"$f":"IF(OR(ISBLANK(KH100),KH5322=\"\"),\"\",IF(ISERROR(-LOOKUP(1,-LEFT(KH5322,ROW($1:$80)))),0,-LOOKUP(1,-LEFT(KH5322,ROW($1:$80)))))","v":""},{"$f":"IF(OR(ISBLANK(KI100),KI5322=\"\"),\"\",IF(ISERROR(-LOOKUP(1,-LEFT(KI5322,ROW($1:$80)))),0,-LOOKUP(1,-LEFT(KI5322,ROW($1:$80)))))","v":""},{"$f":"IF(OR(ISBLANK(KJ100),KJ5322=\"\"),\"\",IF(ISERROR(-LOOKUP(1,-LEFT(KJ5322,ROW($1:$80)))),0,-LOOKUP(1,-LEFT(KJ5322,ROW($1:$80)))))","v":""},{"$f":"IF(OR(ISBLANK(KK100),KK5322=\"\"),\"\",IF(ISERROR(-LOOKUP(1,-LEFT(KK5322,ROW($1:$80)))),0,-LOOKUP(1,-LEFT(KK5322,ROW($1:$80)))))","v":""},{"$f":"IF(OR(ISBLANK(KL100),KL5322=\"\"),\"\",IF(ISERROR(-LOOKUP(1,-LEFT(KL5322,ROW($1:$80)))),0,-LOOKUP(1,-LEFT(KL5322,ROW($1:$80)))))","v":""},{"$f":"IF(OR(ISBLANK(KM100),KM5322=\"\"),\"\",IF(ISERROR(-LOOKUP(1,-LEFT(KM5322,ROW($1:$80)))),0,-LOOKUP(1,-LEFT(KM5322,ROW($1:$80)))))","v":""},{"$f":"IF(OR(ISBLANK(KN100),KN5322=\"\"),\"\",IF(ISERROR(-LOOKUP(1,-LEFT(KN5322,ROW($1:$80)))),0,-LOOKUP(1,-LEFT(KN5322,ROW($1:$80)))))","v":""},{"$f":"IF(OR(ISBLANK(KO100),KO5322=\"\"),\"\",IF(ISERROR(-LOOKUP(1,-LEFT(KO5322,ROW($1:$80)))),0,-LOOKUP(1,-LEFT(KO5322,ROW($1:$80)))))","v":""},{"$f":"IF(OR(ISBLANK(KP100),KP5322=\"\"),\"\",IF(ISERROR(-LOOKUP(1,-LEFT(KP5322,ROW($1:$80)))),0,-LOOKUP(1,-LEFT(KP5322,ROW($1:$80)))))","v":""},{"$f":"IF(OR(ISBLANK(KQ100),KQ5322=\"\"),\"\",IF(ISERROR(-LOOKUP(1,-LEFT(KQ5322,ROW($1:$80)))),0,-LOOKUP(1,-LEFT(KQ5322,ROW($1:$80)))))","v":""},{"$f":"IF(OR(ISBLANK(KR100),KR5322=\"\"),\"\",IF(ISERROR(-LOOKUP(1,-LEFT(KR5322,ROW($1:$80)))),0,-LOOKUP(1,-LEFT(KR5322,ROW($1:$80)))))","v":""},{"$f":"IF(OR(ISBLANK(KS100),KS5322=\"\"),\"\",IF(ISERROR(-LOOKUP(1,-LEFT(KS5322,ROW($1:$80)))),0,-LOOKUP(1,-LEFT(KS5322,ROW($1:$80)))))","v":""},{"$f":"IF(OR(ISBLANK(KT100),KT5322=\"\"),\"\",IF(ISERROR(-LOOKUP(1,-LEFT(KT5322,ROW($1:$80)))),0,-LOOKUP(1,-LEFT(KT5322,ROW($1:$80)))))","v":""},{"$f":"IF(OR(ISBLANK(KU100),KU5322=\"\"),\"\",IF(ISERROR(-LOOKUP(1,-LEFT(KU5322,ROW($1:$80)))),0,-LOOKUP(1,-LEFT(KU5322,ROW($1:$80)))))","v":""},{"$f":"IF(OR(ISBLANK(KV100),KV5322=\"\"),\"\",IF(ISERROR(-LOOKUP(1,-LEFT(KV5322,ROW($1:$80)))),0,-LOOKUP(1,-LEFT(KV5322,ROW($1:$80)))))","v":""},{"$f":"IF(OR(ISBLANK(KW100),KW5322=\"\"),\"\",IF(ISERROR(-LOOKUP(1,-LEFT(KW5322,ROW($1:$80)))),0,-LOOKUP(1,-LEFT(KW5322,ROW($1:$80)))))","v":""},{"$f":"IF(OR(ISBLANK(KX100),KX5322=\"\"),\"\",IF(ISERROR(-LOOKUP(1,-LEFT(KX5322,ROW($1:$80)))),0,-LOOKUP(1,-LEFT(KX5322,ROW($1:$80)))))","v":""},{"$f":"IF(OR(ISBLANK(KY100),KY5322=\"\"),\"\",IF(ISERROR(-LOOKUP(1,-LEFT(KY5322,ROW($1:$80)))),0,-LOOKUP(1,-LEFT(KY5322,ROW($1:$80)))))","v":""},{"$f":"IF(OR(ISBLANK(KZ100),KZ5322=\"\"),\"\",IF(ISERROR(-LOOKUP(1,-LEFT(KZ5322,ROW($1:$80)))),0,-LOOKUP(1,-LEFT(KZ5322,ROW($1:$80)))))","v":""},{"$f":"IF(OR(ISBLANK(LA100),LA5322=\"\"),\"\",IF(ISERROR(-LOOKUP(1,-LEFT(LA5322,ROW($1:$80)))),0,-LOOKUP(1,-LEFT(LA5322,ROW($1:$80)))))","v":""},{"$f":"IF(OR(ISBLANK(LB100),LB5322=\"\"),\"\",IF(ISERROR(-LOOKUP(1,-LEFT(LB5322,ROW($1:$80)))),0,-LOOKUP(1,-LEFT(LB5322,ROW($1:$80)))))","v":""},{"$f":"IF(OR(ISBLANK(LC100),LC5322=\"\"),\"\",IF(ISERROR(-LOOKUP(1,-LEFT(LC5322,ROW($1:$80)))),0,-LOOKUP(1,-LEFT(LC5322,ROW($1:$80)))))","v":""},{"$f":"IF(OR(ISBLANK(LD100),LD5322=\"\"),\"\",IF(ISERROR(-LOOKUP(1,-LEFT(LD5322,ROW($1:$80)))),0,-LOOKUP(1,-LEFT(LD5322,ROW($1:$80)))))","v":""},{"$f":"IF(OR(ISBLANK(LE100),LE5322=\"\"),\"\",IF(ISERROR(-LOOKUP(1,-LEFT(LE5322,ROW($1:$80)))),0,-LOOKUP(1,-LEFT(LE5322,ROW($1:$80)))))","v":""},{"$f":"IF(OR(ISBLANK(LF100),LF5322=\"\"),\"\",IF(ISERROR(-LOOKUP(1,-LEFT(LF5322,ROW($1:$80)))),0,-LOOKUP(1,-LEFT(LF5322,ROW($1:$80)))))","v":""},{"$f":"IF(OR(ISBLANK(LG100),LG5322=\"\"),\"\",IF(ISERROR(-LOOKUP(1,-LEFT(LG5322,ROW($1:$80)))),0,-LOOKUP(1,-LEFT(LG5322,ROW($1:$80)))))","v":""},{"$f":"IF(OR(ISBLANK(LH100),LH5322=\"\"),\"\",IF(ISERROR(-LOOKUP(1,-LEFT(LH5322,ROW($1:$80)))),0,-LOOKUP(1,-LEFT(LH5322,ROW($1:$80)))))","v":""},{"$f":"IF(OR(ISBLANK(LI100),LI5322=\"\"),\"\",IF(ISERROR(-LOOKUP(1,-LEFT(LI5322,ROW($1:$80)))),0,-LOOKUP(1,-LEFT(LI5322,ROW($1:$80)))))","v":""},{"$f":"IF(OR(ISBLANK(LJ100),LJ5322=\"\"),\"\",IF(ISERROR(-LOOKUP(1,-LEFT(LJ5322,ROW($1:$80)))),0,-LOOKUP(1,-LEFT(LJ5322,ROW($1:$80)))))","v":""},{"$f":"IF(OR(ISBLANK(LK100),LK5322=\"\"),\"\",IF(ISERROR(-LOOKUP(1,-LEFT(LK5322,ROW($1:$80)))),0,-LOOKUP(1,-LEFT(LK5322,ROW($1:$80)))))","v":""},{"$f":"IF(OR(ISBLANK(LL100),LL5322=\"\"),\"\",IF(ISERROR(-LOOKUP(1,-LEFT(LL5322,ROW($1:$80)))),0,-LOOKUP(1,-LEFT(LL5322,ROW($1:$80)))))","v":""},{"$f":"IF(OR(ISBLANK(LM100),LM5322=\"\"),\"\",IF(ISERROR(-LOOKUP(1,-LEFT(LM5322,ROW($1:$80)))),0,-LOOKUP(1,-LEFT(LM5322,ROW($1:$80)))))","v":""},{"$f":"IF(OR(ISBLANK(LN100),LN5322=\"\"),\"\",IF(ISERROR(-LOOKUP(1,-LEFT(LN5322,ROW($1:$80)))),0,-LOOKUP(1,-LEFT(LN5322,ROW($1:$80)))))","v":""},{"$f":"IF(OR(ISBLANK(LO100),LO5322=\"\"),\"\",IF(ISERROR(-LOOKUP(1,-LEFT(LO5322,ROW($1:$80)))),0,-LOOKUP(1,-LEFT(LO5322,ROW($1:$80)))))","v":""},{"$f":"IF(OR(ISBLANK(LP100),LP5322=\"\"),\"\",IF(ISERROR(-LOOKUP(1,-LEFT(LP5322,ROW($1:$80)))),0,-LOOKUP(1,-LEFT(LP5322,ROW($1:$80)))))","v":""},{"$f":"IF(OR(ISBLANK(LQ100),LQ5322=\"\"),\"\",IF(ISERROR(-LOOKUP(1,-LEFT(LQ5322,ROW($1:$80)))),0,-LOOKUP(1,-LEFT(LQ5322,ROW($1:$80)))))","v":""},{"$f":"IF(OR(ISBLANK(LR100),LR5322=\"\"),\"\",IF(ISERROR(-LOOKUP(1,-LEFT(LR5322,ROW($1:$80)))),0,-LOOKUP(1,-LEFT(LR5322,ROW($1:$80)))))","v":""},{"$f":"IF(OR(ISBLANK(LS100),LS5322=\"\"),\"\",IF(ISERROR(-LOOKUP(1,-LEFT(LS5322,ROW($1:$80)))),0,-LOOKUP(1,-LEFT(LS5322,ROW($1:$80)))))","v":""},{"$f":"IF(OR(ISBLANK(LT100),LT5322=\"\"),\"\",IF(ISERROR(-LOOKUP(1,-LEFT(LT5322,ROW($1:$80)))),0,-LOOKUP(1,-LEFT(LT5322,ROW($1:$80)))))","v":""},{"$f":"IF(OR(ISBLANK(LU100),LU5322=\"\"),\"\",IF(ISERROR(-LOOKUP(1,-LEFT(LU5322,ROW($1:$80)))),0,-LOOKUP(1,-LEFT(LU5322,ROW($1:$80)))))","v":""},{"$f":"IF(OR(ISBLANK(LV100),LV5322=\"\"),\"\",IF(ISERROR(-LOOKUP(1,-LEFT(LV5322,ROW($1:$80)))),0,-LOOKUP(1,-LEFT(LV5322,ROW($1:$80)))))","v":""},{"$f":"IF(OR(ISBLANK(LW100),LW5322=\"\"),\"\",IF(ISERROR(-LOOKUP(1,-LEFT(LW5322,ROW($1:$80)))),0,-LOOKUP(1,-LEFT(LW5322,ROW($1:$80)))))","v":""},{"$f":"IF(OR(ISBLANK(LX100),LX5322=\"\"),\"\",IF(ISERROR(-LOOKUP(1,-LEFT(LX5322,ROW($1:$80)))),0,-LOOKUP(1,-LEFT(LX5322,ROW($1:$80)))))","v":""},{"$f":"IF(OR(ISBLANK(LY100),LY5322=\"\"),\"\",IF(ISERROR(-LOOKUP(1,-LEFT(LY5322,ROW($1:$80)))),0,-LOOKUP(1,-LEFT(LY5322,ROW($1:$80)))))","v":""},{"$f":"IF(OR(ISBLANK(LZ100),LZ5322=\"\"),\"\",IF(ISERROR(-LOOKUP(1,-LEFT(LZ5322,ROW($1:$80)))),0,-LOOKUP(1,-LEFT(LZ5322,ROW($1:$80)))))","v":""},{"$f":"IF(OR(ISBLANK(MA100),MA5322=\"\"),\"\",IF(ISERROR(-LOOKUP(1,-LEFT(MA5322,ROW($1:$80)))),0,-LOOKUP(1,-LEFT(MA5322,ROW($1:$80)))))","v":""},{"$f":"IF(OR(ISBLANK(MB100),MB5322=\"\"),\"\",IF(ISERROR(-LOOKUP(1,-LEFT(MB5322,ROW($1:$80)))),0,-LOOKUP(1,-LEFT(MB5322,ROW($1:$80)))))","v":""},{"$f":"IF(OR(ISBLANK(MC100),MC5322=\"\"),\"\",IF(ISERROR(-LOOKUP(1,-LEFT(MC5322,ROW($1:$80)))),0,-LOOKUP(1,-LEFT(MC5322,ROW($1:$80)))))","v":""},{"$f":"IF(OR(ISBLANK(MD100),MD5322=\"\"),\"\",IF(ISERROR(-LOOKUP(1,-LEFT(MD5322,ROW($1:$80)))),0,-LOOKUP(1,-LEFT(MD5322,ROW($1:$80)))))","v":""},{"$f":"IF(OR(ISBLANK(ME100),ME5322=\"\"),\"\",IF(ISERROR(-LOOKUP(1,-LEFT(ME5322,ROW($1:$80)))),0,-LOOKUP(1,-LEFT(ME5322,ROW($1:$80)))))","v":""},{"$f":"IF(OR(ISBLANK(MF100),MF5322=\"\"),\"\",IF(ISERROR(-LOOKUP(1,-LEFT(MF5322,ROW($1:$80)))),0,-LOOKUP(1,-LEFT(MF5322,ROW($1:$80)))))","v":""},{"$f":"IF(OR(ISBLANK(MG100),MG5322=\"\"),\"\",IF(ISERROR(-LOOKUP(1,-LEFT(MG5322,ROW($1:$80)))),0,-LOOKUP(1,-LEFT(MG5322,ROW($1:$80)))))","v":""},{"$f":"IF(OR(ISBLANK(MH100),MH5322=\"\"),\"\",IF(ISERROR(-LOOKUP(1,-LEFT(MH5322,ROW($1:$80)))),0,-LOOKUP(1,-LEFT(MH5322,ROW($1:$80)))))","v":""},{"$f":"IF(OR(ISBLANK(MI100),MI5322=\"\"),\"\",IF(ISERROR(-LOOKUP(1,-LEFT(MI5322,ROW($1:$80)))),0,-LOOKUP(1,-LEFT(MI5322,ROW($1:$80)))))","v":""},{"$f":"IF(OR(ISBLANK(MJ100),MJ5322=\"\"),\"\",IF(ISERROR(-LOOKUP(1,-LEFT(MJ5322,ROW($1:$80)))),0,-LOOKUP(1,-LEFT(MJ5322,ROW($1:$80)))))","v":""},{"$f":"IF(OR(ISBLANK(MK100),MK5322=\"\"),\"\",IF(ISERROR(-LOOKUP(1,-LEFT(MK5322,ROW($1:$80)))),0,-LOOKUP(1,-LEFT(MK5322,ROW($1:$80)))))","v":""},{"$f":"IF(OR(ISBLANK(ML100),ML5322=\"\"),\"\",IF(ISERROR(-LOOKUP(1,-LEFT(ML5322,ROW($1:$80)))),0,-LOOKUP(1,-LEFT(ML5322,ROW($1:$80)))))","v":""},{"$f":"IF(OR(ISBLANK(MM100),MM5322=\"\"),\"\",IF(ISERROR(-LOOKUP(1,-LEFT(MM5322,ROW($1:$80)))),0,-LOOKUP(1,-LEFT(MM5322,ROW($1:$80)))))","v":""},{"$f":"IF(OR(ISBLANK(MN100),MN5322=\"\"),\"\",IF(ISERROR(-LOOKUP(1,-LEFT(MN5322,ROW($1:$80)))),0,-LOOKUP(1,-LEFT(MN5322,ROW($1:$80)))))","v":""},{"$f":"IF(OR(ISBLANK(MO100),MO5322=\"\"),\"\",IF(ISERROR(-LOOKUP(1,-LEFT(MO5322,ROW($1:$80)))),0,-LOOKUP(1,-LEFT(MO5322,ROW($1:$80)))))","v":""},{"$f":"IF(OR(ISBLANK(MP100),MP5322=\"\"),\"\",IF(ISERROR(-LOOKUP(1,-LEFT(MP5322,ROW($1:$80)))),0,-LOOKUP(1,-LEFT(MP5322,ROW($1:$80)))))","v":""},{"$f":"IF(OR(ISBLANK(MQ100),MQ5322=\"\"),\"\",IF(ISERROR(-LOOKUP(1,-LEFT(MQ5322,ROW($1:$80)))),0,-LOOKUP(1,-LEFT(MQ5322,ROW($1:$80)))))","v":""},{"$f":"IF(OR(ISBLANK(MR100),MR5322=\"\"),\"\",IF(ISERROR(-LOOKUP(1,-LEFT(MR5322,ROW($1:$80)))),0,-LOOKUP(1,-LEFT(MR5322,ROW($1:$80)))))","v":""},{"$f":"IF(OR(ISBLANK(MS100),MS5322=\"\"),\"\",IF(ISERROR(-LOOKUP(1,-LEFT(MS5322,ROW($1:$80)))),0,-LOOKUP(1,-LEFT(MS5322,ROW($1:$80)))))","v":""},{"$f":"IF(OR(ISBLANK(MT100),MT5322=\"\"),\"\",IF(ISERROR(-LOOKUP(1,-LEFT(MT5322,ROW($1:$80)))),0,-LOOKUP(1,-LEFT(MT5322,ROW($1:$80)))))","v":""},{"$f":"IF(OR(ISBLANK(MU100),MU5322=\"\"),\"\",IF(ISERROR(-LOOKUP(1,-LEFT(MU5322,ROW($1:$80)))),0,-LOOKUP(1,-LEFT(MU5322,ROW($1:$80)))))","v":""},{"$f":"IF(OR(ISBLANK(MV100),MV5322=\"\"),\"\",IF(ISERROR(-LOOKUP(1,-LEFT(MV5322,ROW($1:$80)))),0,-LOOKUP(1,-LEFT(MV5322,ROW($1:$80)))))","v":""},{"$f":"IF(OR(ISBLANK(MW100),MW5322=\"\"),\"\",IF(ISERROR(-LOOKUP(1,-LEFT(MW5322,ROW($1:$80)))),0,-LOOKUP(1,-LEFT(MW5322,ROW($1:$80)))))","v":""},{"$f":"IF(OR(ISBLANK(MX100),MX5322=\"\"),\"\",IF(ISERROR(-LOOKUP(1,-LEFT(MX5322,ROW($1:$80)))),0,-LOOKUP(1,-LEFT(MX5322,ROW($1:$80)))))","v":""},{"$f":"IF(OR(ISBLANK(MY100),MY5322=\"\"),\"\",IF(ISERROR(-LOOKUP(1,-LEFT(MY5322,ROW($1:$80)))),0,-LOOKUP(1,-LEFT(MY5322,ROW($1:$80)))))","v":""},{"$f":"IF(OR(ISBLANK(MZ100),MZ5322=\"\"),\"\",IF(ISERROR(-LOOKUP(1,-LEFT(MZ5322,ROW($1:$80)))),0,-LOOKUP(1,-LEFT(MZ5322,ROW($1:$80)))))","v":""},{"$f":"IF(OR(ISBLANK(NA100),NA5322=\"\"),\"\",IF(ISERROR(-LOOKUP(1,-LEFT(NA5322,ROW($1:$80)))),0,-LOOKUP(1,-LEFT(NA5322,ROW($1:$80)))))","v":""},{"$f":"IF(OR(ISBLANK(NB100),NB5322=\"\"),\"\",IF(ISERROR(-LOOKUP(1,-LEFT(NB5322,ROW($1:$80)))),0,-LOOKUP(1,-LEFT(NB5322,ROW($1:$80)))))","v":""},{"$f":"IF(OR(ISBLANK(NC100),NC5322=\"\"),\"\",IF(ISERROR(-LOOKUP(1,-LEFT(NC5322,ROW($1:$80)))),0,-LOOKUP(1,-LEFT(NC5322,ROW($1:$80)))))","v":""},{"$f":"IF(OR(ISBLANK(ND100),ND5322=\"\"),\"\",IF(ISERROR(-LOOKUP(1,-LEFT(ND5322,ROW($1:$80)))),0,-LOOKUP(1,-LEFT(ND5322,ROW($1:$80)))))","v":""},{"$f":"IF(OR(ISBLANK(NE100),NE5322=\"\"),\"\",IF(ISERROR(-LOOKUP(1,-LEFT(NE5322,ROW($1:$80)))),0,-LOOKUP(1,-LEFT(NE5322,ROW($1:$80)))))","v":""},{"$f":"IF(OR(ISBLANK(NF100),NF5322=\"\"),\"\",IF(ISERROR(-LOOKUP(1,-LEFT(NF5322,ROW($1:$80)))),0,-LOOKUP(1,-LEFT(NF5322,ROW($1:$80)))))","v":""},{"$f":"IF(OR(ISBLANK(NG100),NG5322=\"\"),\"\",IF(ISERROR(-LOOKUP(1,-LEFT(NG5322,ROW($1:$80)))),0,-LOOKUP(1,-LEFT(NG5322,ROW($1:$80)))))","v":""},{"$f":"IF(OR(ISBLANK(NH100),NH5322=\"\"),\"\",IF(ISERROR(-LOOKUP(1,-LEFT(NH5322,ROW($1:$80)))),0,-LOOKUP(1,-LEFT(NH5322,ROW($1:$80)))))","v":""},{"$f":"IF(OR(ISBLANK(NI100),NI5322=\"\"),\"\",IF(ISERROR(-LOOKUP(1,-LEFT(NI5322,ROW($1:$80)))),0,-LOOKUP(1,-LEFT(NI5322,ROW($1:$80)))))","v":""},{"$f":"IF(OR(ISBLANK(NJ100),NJ5322=\"\"),\"\",IF(ISERROR(-LOOKUP(1,-LEFT(NJ5322,ROW($1:$80)))),0,-LOOKUP(1,-LEFT(NJ5322,ROW($1:$80)))))","v":""},{"$f":"IF(OR(ISBLANK(NK100),NK5322=\"\"),\"\",IF(ISERROR(-LOOKUP(1,-LEFT(NK5322,ROW($1:$80)))),0,-LOOKUP(1,-LEFT(NK5322,ROW($1:$80)))))","v":""},{"$f":"IF(OR(ISBLANK(NL100),NL5322=\"\"),\"\",IF(ISERROR(-LOOKUP(1,-LEFT(NL5322,ROW($1:$80)))),0,-LOOKUP(1,-LEFT(NL5322,ROW($1:$80)))))","v":""},{"$f":"IF(OR(ISBLANK(NM100),NM5322=\"\"),\"\",IF(ISERROR(-LOOKUP(1,-LEFT(NM5322,ROW($1:$80)))),0,-LOOKUP(1,-LEFT(NM5322,ROW($1:$80)))))","v":""},{"$f":"IF(OR(ISBLANK(NN100),NN5322=\"\"),\"\",IF(ISERROR(-LOOKUP(1,-LEFT(NN5322,ROW($1:$80)))),0,-LOOKUP(1,-LEFT(NN5322,ROW($1:$80)))))","v":""},{"$f":"IF(OR(ISBLANK(NO100),NO5322=\"\"),\"\",IF(ISERROR(-LOOKUP(1,-LEFT(NO5322,ROW($1:$80)))),0,-LOOKUP(1,-LEFT(NO5322,ROW($1:$80)))))","v":""},{"$f":"IF(OR(ISBLANK(NP100),NP5322=\"\"),\"\",IF(ISERROR(-LOOKUP(1,-LEFT(NP5322,ROW($1:$80)))),0,-LOOKUP(1,-LEFT(NP5322,ROW($1:$80)))))","v":""},{"$f":"IF(OR(ISBLANK(NQ100),NQ5322=\"\"),\"\",IF(ISERROR(-LOOKUP(1,-LEFT(NQ5322,ROW($1:$80)))),0,-LOOKUP(1,-LEFT(NQ5322,ROW($1:$80)))))","v":""},{"$f":"IF(OR(ISBLANK(NR100),NR5322=\"\"),\"\",IF(ISERROR(-LOOKUP(1,-LEFT(NR5322,ROW($1:$80)))),0,-LOOKUP(1,-LEFT(NR5322,ROW($1:$80)))))","v":""},{"$f":"IF(OR(ISBLANK(NS100),NS5322=\"\"),\"\",IF(ISERROR(-LOOKUP(1,-LEFT(NS5322,ROW($1:$80)))),0,-LOOKUP(1,-LEFT(NS5322,ROW($1:$80)))))","v":""},{"$f":"IF(OR(ISBLANK(NT100),NT5322=\"\"),\"\",IF(ISERROR(-LOOKUP(1,-LEFT(NT5322,ROW($1:$80)))),0,-LOOKUP(1,-LEFT(NT5322,ROW($1:$80)))))","v":""},{"$f":"IF(OR(ISBLANK(NU100),NU5322=\"\"),\"\",IF(ISERROR(-LOOKUP(1,-LEFT(NU5322,ROW($1:$80)))),0,-LOOKUP(1,-LEFT(NU5322,ROW($1:$80)))))","v":""},{"$f":"IF(OR(ISBLANK(NV100),NV5322=\"\"),\"\",IF(ISERROR(-LOOKUP(1,-LEFT(NV5322,ROW($1:$80)))),0,-LOOKUP(1,-LEFT(NV5322,ROW($1:$80)))))","v":""},{"$f":"IF(OR(ISBLANK(NW100),NW5322=\"\"),\"\",IF(ISERROR(-LOOKUP(1,-LEFT(NW5322,ROW($1:$80)))),0,-LOOKUP(1,-LEFT(NW5322,ROW($1:$80)))))","v":""},{"$f":"IF(OR(ISBLANK(NX100),NX5322=\"\"),\"\",IF(ISERROR(-LOOKUP(1,-LEFT(NX5322,ROW($1:$80)))),0,-LOOKUP(1,-LEFT(NX5322,ROW($1:$80)))))","v":""},{"$f":"IF(OR(ISBLANK(NY100),NY5322=\"\"),\"\",IF(ISERROR(-LOOKUP(1,-LEFT(NY5322,ROW($1:$80)))),0,-LOOKUP(1,-LEFT(NY5322,ROW($1:$80)))))","v":""},{"$f":"IF(OR(ISBLANK(NZ100),NZ5322=\"\"),\"\",IF(ISERROR(-LOOKUP(1,-LEFT(NZ5322,ROW($1:$80)))),0,-LOOKUP(1,-LEFT(NZ5322,ROW($1:$80)))))","v":""},{"$f":"IF(OR(ISBLANK(OA100),OA5322=\"\"),\"\",IF(ISERROR(-LOOKUP(1,-LEFT(OA5322,ROW($1:$80)))),0,-LOOKUP(1,-LEFT(OA5322,ROW($1:$80)))))","v":""},{"$f":"IF(OR(ISBLANK(OB100),OB5322=\"\"),\"\",IF(ISERROR(-LOOKUP(1,-LEFT(OB5322,ROW($1:$80)))),0,-LOOKUP(1,-LEFT(OB5322,ROW($1:$80)))))","v":""},{"$f":"IF(OR(ISBLANK(OC100),OC5322=\"\"),\"\",IF(ISERROR(-LOOKUP(1,-LEFT(OC5322,ROW($1:$80)))),0,-LOOKUP(1,-LEFT(OC5322,ROW($1:$80)))))","v":""},{"$f":"IF(OR(ISBLANK(OD100),OD5322=\"\"),\"\",IF(ISERROR(-LOOKUP(1,-LEFT(OD5322,ROW($1:$80)))),0,-LOOKUP(1,-LEFT(OD5322,ROW($1:$80)))))","v":""},{"$f":"IF(OR(ISBLANK(OE100),OE5322=\"\"),\"\",IF(ISERROR(-LOOKUP(1,-LEFT(OE5322,ROW($1:$80)))),0,-LOOKUP(1,-LEFT(OE5322,ROW($1:$80)))))","v":""},{"$f":"IF(OR(ISBLANK(OF100),OF5322=\"\"),\"\",IF(ISERROR(-LOOKUP(1,-LEFT(OF5322,ROW($1:$80)))),0,-LOOKUP(1,-LEFT(OF5322,ROW($1:$80)))))","v":""},{"$f":"IF(OR(ISBLANK(OG100),OG5322=\"\"),\"\",IF(ISERROR(-LOOKUP(1,-LEFT(OG5322,ROW($1:$80)))),0,-LOOKUP(1,-LEFT(OG5322,ROW($1:$80)))))","v":""},{"$f":"IF(OR(ISBLANK(OH100),OH5322=\"\"),\"\",IF(ISERROR(-LOOKUP(1,-LEFT(OH5322,ROW($1:$80)))),0,-LOOKUP(1,-LEFT(OH5322,ROW($1:$80)))))","v":""},{"$f":"IF(OR(ISBLANK(OI100),OI5322=\"\"),\"\",IF(ISERROR(-LOOKUP(1,-LEFT(OI5322,ROW($1:$80)))),0,-LOOKUP(1,-LEFT(OI5322,ROW($1:$80)))))","v":""},{"$f":"IF(OR(ISBLANK(OJ100),OJ5322=\"\"),\"\",IF(ISERROR(-LOOKUP(1,-LEFT(OJ5322,ROW($1:$80)))),0,-LOOKUP(1,-LEFT(OJ5322,ROW($1:$80)))))","v":""},{"$f":"IF(OR(ISBLANK(OK100),OK5322=\"\"),\"\",IF(ISERROR(-LOOKUP(1,-LEFT(OK5322,ROW($1:$80)))),0,-LOOKUP(1,-LEFT(OK5322,ROW($1:$80)))))","v":""},{"$f":"IF(OR(ISBLANK(OL100),OL5322=\"\"),\"\",IF(ISERROR(-LOOKUP(1,-LEFT(OL5322,ROW($1:$80)))),0,-LOOKUP(1,-LEFT(OL5322,ROW($1:$80)))))","v":""},{"$f":"IF(OR(ISBLANK(OM100),OM5322=\"\"),\"\",IF(ISERROR(-LOOKUP(1,-LEFT(OM5322,ROW($1:$80)))),0,-LOOKUP(1,-LEFT(OM5322,ROW($1:$80)))))","v":""},{"$f":"IF(OR(ISBLANK(ON100),ON5322=\"\"),\"\",IF(ISERROR(-LOOKUP(1,-LEFT(ON5322,ROW($1:$80)))),0,-LOOKUP(1,-LEFT(ON5322,ROW($1:$80)))))","v":""},{"$f":"IF(OR(ISBLANK(OO100),OO5322=\"\"),\"\",IF(ISERROR(-LOOKUP(1,-LEFT(OO5322,ROW($1:$80)))),0,-LOOKUP(1,-LEFT(OO5322,ROW($1:$80)))))","v":""},{"$f":"IF(OR(ISBLANK(OP100),OP5322=\"\"),\"\",IF(ISERROR(-LOOKUP(1,-LEFT(OP5322,ROW($1:$80)))),0,-LOOKUP(1,-LEFT(OP5322,ROW($1:$80)))))","v":""},{"$f":"IF(OR(ISBLANK(OQ100),OQ5322=\"\"),\"\",IF(ISERROR(-LOOKUP(1,-LEFT(OQ5322,ROW($1:$80)))),0,-LOOKUP(1,-LEFT(OQ5322,ROW($1:$80)))))","v":""}]
[null,null,"ガス消費量","[MJ]",null,null,{"$f":"IF(OR(E$6<>$D$5209,COUNTBLANK(H77)=1),\"\",G5355)","v":""},{"$f":"IF(OR(ISBLANK(H100),H5323=\"\"),\"\",IF(ISERROR(-LOOKUP(1,-LEFT(H5323,ROW($1:$80)))),0,-LOOKUP(1,-LEFT(H5323,ROW($1:$80)))))","v":""},{"$f":"IF(OR(ISBLANK(I100),I5323=\"\"),\"\",IF(ISERROR(-LOOKUP(1,-LEFT(I5323,ROW($1:$80)))),0,-LOOKUP(1,-LEFT(I5323,ROW($1:$80)))))","v":""},{"$f":"IF(OR(ISBLANK(J100),J5323=\"\"),\"\",IF(ISERROR(-LOOKUP(1,-LEFT(J5323,ROW($1:$80)))),0,-LOOKUP(1,-LEFT(J5323,ROW($1:$80)))))","v":""},{"$f":"IF(OR(ISBLANK(K100),K5323=\"\"),\"\",IF(ISERROR(-LOOKUP(1,-LEFT(K5323,ROW($1:$80)))),0,-LOOKUP(1,-LEFT(K5323,ROW($1:$80)))))","v":""},{"$f":"IF(OR(ISBLANK(L100),L5323=\"\"),\"\",IF(ISERROR(-LOOKUP(1,-LEFT(L5323,ROW($1:$80)))),0,-LOOKUP(1,-LEFT(L5323,ROW($1:$80)))))","v":""},{"$f":"IF(OR(ISBLANK(M100),M5323=\"\"),\"\",IF(ISERROR(-LOOKUP(1,-LEFT(M5323,ROW($1:$80)))),0,-LOOKUP(1,-LEFT(M5323,ROW($1:$80)))))","v":""},{"$f":"IF(OR(ISBLANK(N100),N5323=\"\"),\"\",IF(ISERROR(-LOOKUP(1,-LEFT(N5323,ROW($1:$80)))),0,-LOOKUP(1,-LEFT(N5323,ROW($1:$80)))))","v":""},{"$f":"IF(OR(ISBLANK(O100),O5323=\"\"),\"\",IF(ISERROR(-LOOKUP(1,-LEFT(O5323,ROW($1:$80)))),0,-LOOKUP(1,-LEFT(O5323,ROW($1:$80)))))","v":""},{"$f":"IF(OR(ISBLANK(P100),P5323=\"\"),\"\",IF(ISERROR(-LOOKUP(1,-LEFT(P5323,ROW($1:$80)))),0,-LOOKUP(1,-LEFT(P5323,ROW($1:$80)))))","v":""},{"$f":"IF(OR(ISBLANK(Q100),Q5323=\"\"),\"\",IF(ISERROR(-LOOKUP(1,-LEFT(Q5323,ROW($1:$80)))),0,-LOOKUP(1,-LEFT(Q5323,ROW($1:$80)))))","v":""},{"$f":"IF(OR(ISBLANK(R100),R5323=\"\"),\"\",IF(ISERROR(-LOOKUP(1,-LEFT(R5323,ROW($1:$80)))),0,-LOOKUP(1,-LEFT(R5323,ROW($1:$80)))))","v":""},{"$f":"IF(OR(ISBLANK(S100),S5323=\"\"),\"\",IF(ISERROR(-LOOKUP(1,-LEFT(S5323,ROW($1:$80)))),0,-LOOKUP(1,-LEFT(S5323,ROW($1:$80)))))","v":""},{"$f":"IF(OR(ISBLANK(T100),T5323=\"\"),\"\",IF(ISERROR(-LOOKUP(1,-LEFT(T5323,ROW($1:$80)))),0,-LOOKUP(1,-LEFT(T5323,ROW($1:$80)))))","v":""},{"$f":"IF(OR(ISBLANK(U100),U5323=\"\"),\"\",IF(ISERROR(-LOOKUP(1,-LEFT(U5323,ROW($1:$80)))),0,-LOOKUP(1,-LEFT(U5323,ROW($1:$80)))))","v":""},{"$f":"IF(OR(ISBLANK(V100),V5323=\"\"),\"\",IF(ISERROR(-LOOKUP(1,-LEFT(V5323,ROW($1:$80)))),0,-LOOKUP(1,-LEFT(V5323,ROW($1:$80)))))","v":""},{"$f":"IF(OR(ISBLANK(W100),W5323=\"\"),\"\",IF(ISERROR(-LOOKUP(1,-LEFT(W5323,ROW($1:$80)))),0,-LOOKUP(1,-LEFT(W5323,ROW($1:$80)))))","v":""},{"$f":"IF(OR(ISBLANK(X100),X5323=\"\"),\"\",IF(ISERROR(-LOOKUP(1,-LEFT(X5323,ROW($1:$80)))),0,-LOOKUP(1,-LEFT(X5323,ROW($1:$80)))))","v":""},{"$f":"IF(OR(ISBLANK(Y100),Y5323=\"\"),\"\",IF(ISERROR(-LOOKUP(1,-LEFT(Y5323,ROW($1:$80)))),0,-LOOKUP(1,-LEFT(Y5323,ROW($1:$80)))))","v":""},{"$f":"IF(OR(ISBLANK(Z100),Z5323=\"\"),\"\",IF(ISERROR(-LOOKUP(1,-LEFT(Z5323,ROW($1:$80)))),0,-LOOKUP(1,-LEFT(Z5323,ROW($1:$80)))))","v":""},{"$f":"IF(OR(ISBLANK(AA100),AA5323=\"\"),\"\",IF(ISERROR(-LOOKUP(1,-LEFT(AA5323,ROW($1:$80)))),0,-LOOKUP(1,-LEFT(AA5323,ROW($1:$80)))))","v":""},{"$f":"IF(OR(ISBLANK(AB100),AB5323=\"\"),\"\",IF(ISERROR(-LOOKUP(1,-LEFT(AB5323,ROW($1:$80)))),0,-LOOKUP(1,-LEFT(AB5323,ROW($1:$80)))))","v":""},{"$f":"IF(OR(ISBLANK(AC100),AC5323=\"\"),\"\",IF(ISERROR(-LOOKUP(1,-LEFT(AC5323,ROW($1:$80)))),0,-LOOKUP(1,-LEFT(AC5323,ROW($1:$80)))))","v":""},{"$f":"IF(OR(ISBLANK(AD100),AD5323=\"\"),\"\",IF(ISERROR(-LOOKUP(1,-LEFT(AD5323,ROW($1:$80)))),0,-LOOKUP(1,-LEFT(AD5323,ROW($1:$80)))))","v":""},{"$f":"IF(OR(ISBLANK(AE100),AE5323=\"\"),\"\",IF(ISERROR(-LOOKUP(1,-LEFT(AE5323,ROW($1:$80)))),0,-LOOKUP(1,-LEFT(AE5323,ROW($1:$80)))))","v":""},{"$f":"IF(OR(ISBLANK(AF100),AF5323=\"\"),\"\",IF(ISERROR(-LOOKUP(1,-LEFT(AF5323,ROW($1:$80)))),0,-LOOKUP(1,-LEFT(AF5323,ROW($1:$80)))))","v":""},{"$f":"IF(OR(ISBLANK(AG100),AG5323=\"\"),\"\",IF(ISERROR(-LOOKUP(1,-LEFT(AG5323,ROW($1:$80)))),0,-LOOKUP(1,-LEFT(AG5323,ROW($1:$80)))))","v":""},{"$f":"IF(OR(ISBLANK(AH100),AH5323=\"\"),\"\",IF(ISERROR(-LOOKUP(1,-LEFT(AH5323,ROW($1:$80)))),0,-LOOKUP(1,-LEFT(AH5323,ROW($1:$80)))))","v":""},{"$f":"IF(OR(ISBLANK(AI100),AI5323=\"\"),\"\",IF(ISERROR(-LOOKUP(1,-LEFT(AI5323,ROW($1:$80)))),0,-LOOKUP(1,-LEFT(AI5323,ROW($1:$80)))))","v":""},{"$f":"IF(OR(ISBLANK(AJ100),AJ5323=\"\"),\"\",IF(ISERROR(-LOOKUP(1,-LEFT(AJ5323,ROW($1:$80)))),0,-LOOKUP(1,-LEFT(AJ5323,ROW($1:$80)))))","v":""},{"$f":"IF(OR(ISBLANK(AK100),AK5323=\"\"),\"\",IF(ISERROR(-LOOKUP(1,-LEFT(AK5323,ROW($1:$80)))),0,-LOOKUP(1,-LEFT(AK5323,ROW($1:$80)))))","v":""},{"$f":"IF(OR(ISBLANK(AL100),AL5323=\"\"),\"\",IF(ISERROR(-LOOKUP(1,-LEFT(AL5323,ROW($1:$80)))),0,-LOOKUP(1,-LEFT(AL5323,ROW($1:$80)))))","v":""},{"$f":"IF(OR(ISBLANK(AM100),AM5323=\"\"),\"\",IF(ISERROR(-LOOKUP(1,-LEFT(AM5323,ROW($1:$80)))),0,-LOOKUP(1,-LEFT(AM5323,ROW($1:$80)))))","v":""},{"$f":"IF(OR(ISBLANK(AN100),AN5323=\"\"),\"\",IF(ISERROR(-LOOKUP(1,-LEFT(AN5323,ROW($1:$80)))),0,-LOOKUP(1,-LEFT(AN5323,ROW($1:$80)))))","v":""},{"$f":"IF(OR(ISBLANK(AO100),AO5323=\"\"),\"\",IF(ISERROR(-LOOKUP(1,-LEFT(AO5323,ROW($1:$80)))),0,-LOOKUP(1,-LEFT(AO5323,ROW($1:$80)))))","v":""},{"$f":"IF(OR(ISBLANK(AP100),AP5323=\"\"),\"\",IF(ISERROR(-LOOKUP(1,-LEFT(AP5323,ROW($1:$80)))),0,-LOOKUP(1,-LEFT(AP5323,ROW($1:$80)))))","v":""},{"$f":"IF(OR(ISBLANK(AQ100),AQ5323=\"\"),\"\",IF(ISERROR(-LOOKUP(1,-LEFT(AQ5323,ROW($1:$80)))),0,-LOOKUP(1,-LEFT(AQ5323,ROW($1:$80)))))","v":""},{"$f":"IF(OR(ISBLANK(AR100),AR5323=\"\"),\"\",IF(ISERROR(-LOOKUP(1,-LEFT(AR5323,ROW($1:$80)))),0,-LOOKUP(1,-LEFT(AR5323,ROW($1:$80)))))","v":""},{"$f":"IF(OR(ISBLANK(AS100),AS5323=\"\"),\"\",IF(ISERROR(-LOOKUP(1,-LEFT(AS5323,ROW($1:$80)))),0,-LOOKUP(1,-LEFT(AS5323,ROW($1:$80)))))","v":""},{"$f":"IF(OR(ISBLANK(AT100),AT5323=\"\"),\"\",IF(ISERROR(-LOOKUP(1,-LEFT(AT5323,ROW($1:$80)))),0,-LOOKUP(1,-LEFT(AT5323,ROW($1:$80)))))","v":""},{"$f":"IF(OR(ISBLANK(AU100),AU5323=\"\"),\"\",IF(ISERROR(-LOOKUP(1,-LEFT(AU5323,ROW($1:$80)))),0,-LOOKUP(1,-LEFT(AU5323,ROW($1:$80)))))","v":""},{"$f":"IF(OR(ISBLANK(AV100),AV5323=\"\"),\"\",IF(ISERROR(-LOOKUP(1,-LEFT(AV5323,ROW($1:$80)))),0,-LOOKUP(1,-LEFT(AV5323,ROW($1:$80)))))","v":""},{"$f":"IF(OR(ISBLANK(AW100),AW5323=\"\"),\"\",IF(ISERROR(-LOOKUP(1,-LEFT(AW5323,ROW($1:$80)))),0,-LOOKUP(1,-LEFT(AW5323,ROW($1:$80)))))","v":""},{"$f":"IF(OR(ISBLANK(AX100),AX5323=\"\"),\"\",IF(ISERROR(-LOOKUP(1,-LEFT(AX5323,ROW($1:$80)))),0,-LOOKUP(1,-LEFT(AX5323,ROW($1:$80)))))","v":""},{"$f":"IF(OR(ISBLANK(AY100),AY5323=\"\"),\"\",IF(ISERROR(-LOOKUP(1,-LEFT(AY5323,ROW($1:$80)))),0,-LOOKUP(1,-LEFT(AY5323,ROW($1:$80)))))","v":""},{"$f":"IF(OR(ISBLANK(AZ100),AZ5323=\"\"),\"\",IF(ISERROR(-LOOKUP(1,-LEFT(AZ5323,ROW($1:$80)))),0,-LOOKUP(1,-LEFT(AZ5323,ROW($1:$80)))))","v":""},{"$f":"IF(OR(ISBLANK(BA100),BA5323=\"\"),\"\",IF(ISERROR(-LOOKUP(1,-LEFT(BA5323,ROW($1:$80)))),0,-LOOKUP(1,-LEFT(BA5323,ROW($1:$80)))))","v":""},{"$f":"IF(OR(ISBLANK(BB100),BB5323=\"\"),\"\",IF(ISERROR(-LOOKUP(1,-LEFT(BB5323,ROW($1:$80)))),0,-LOOKUP(1,-LEFT(BB5323,ROW($1:$80)))))","v":""},{"$f":"IF(OR(ISBLANK(BC100),BC5323=\"\"),\"\",IF(ISERROR(-LOOKUP(1,-LEFT(BC5323,ROW($1:$80)))),0,-LOOKUP(1,-LEFT(BC5323,ROW($1:$80)))))","v":""},{"$f":"IF(OR(ISBLANK(BD100),BD5323=\"\"),\"\",IF(ISERROR(-LOOKUP(1,-LEFT(BD5323,ROW($1:$80)))),0,-LOOKUP(1,-LEFT(BD5323,ROW($1:$80)))))","v":""},{"$f":"IF(OR(ISBLANK(BE100),BE5323=\"\"),\"\",IF(ISERROR(-LOOKUP(1,-LEFT(BE5323,ROW($1:$80)))),0,-LOOKUP(1,-LEFT(BE5323,ROW($1:$80)))))","v":""},{"$f":"IF(OR(ISBLANK(BF100),BF5323=\"\"),\"\",IF(ISERROR(-LOOKUP(1,-LEFT(BF5323,ROW($1:$80)))),0,-LOOKUP(1,-LEFT(BF5323,ROW($1:$80)))))","v":""},{"$f":"IF(OR(ISBLANK(BG100),BG5323=\"\"),\"\",IF(ISERROR(-LOOKUP(1,-LEFT(BG5323,ROW($1:$80)))),0,-LOOKUP(1,-LEFT(BG5323,ROW($1:$80)))))","v":""},{"$f":"IF(OR(ISBLANK(BH100),BH5323=\"\"),\"\",IF(ISERROR(-LOOKUP(1,-LEFT(BH5323,ROW($1:$80)))),0,-LOOKUP(1,-LEFT(BH5323,ROW($1:$80)))))","v":""},{"$f":"IF(OR(ISBLANK(BI100),BI5323=\"\"),\"\",IF(ISERROR(-LOOKUP(1,-LEFT(BI5323,ROW($1:$80)))),0,-LOOKUP(1,-LEFT(BI5323,ROW($1:$80)))))","v":""},{"$f":"IF(OR(ISBLANK(BJ100),BJ5323=\"\"),\"\",IF(ISERROR(-LOOKUP(1,-LEFT(BJ5323,ROW($1:$80)))),0,-LOOKUP(1,-LEFT(BJ5323,ROW($1:$80)))))","v":""},{"$f":"IF(OR(ISBLANK(BK100),BK5323=\"\"),\"\",IF(ISERROR(-LOOKUP(1,-LEFT(BK5323,ROW($1:$80)))),0,-LOOKUP(1,-LEFT(BK5323,ROW($1:$80)))))","v":""},{"$f":"IF(OR(ISBLANK(BL100),BL5323=\"\"),\"\",IF(ISERROR(-LOOKUP(1,-LEFT(BL5323,ROW($1:$80)))),0,-LOOKUP(1,-LEFT(BL5323,ROW($1:$80)))))","v":""},{"$f":"IF(OR(ISBLANK(BM100),BM5323=\"\"),\"\",IF(ISERROR(-LOOKUP(1,-LEFT(BM5323,ROW($1:$80)))),0,-LOOKUP(1,-LEFT(BM5323,ROW($1:$80)))))","v":""},{"$f":"IF(OR(ISBLANK(BN100),BN5323=\"\"),\"\",IF(ISERROR(-LOOKUP(1,-LEFT(BN5323,ROW($1:$80)))),0,-LOOKUP(1,-LEFT(BN5323,ROW($1:$80)))))","v":""},{"$f":"IF(OR(ISBLANK(BO100),BO5323=\"\"),\"\",IF(ISERROR(-LOOKUP(1,-LEFT(BO5323,ROW($1:$80)))),0,-LOOKUP(1,-LEFT(BO5323,ROW($1:$80)))))","v":""},{"$f":"IF(OR(ISBLANK(BP100),BP5323=\"\"),\"\",IF(ISERROR(-LOOKUP(1,-LEFT(BP5323,ROW($1:$80)))),0,-LOOKUP(1,-LEFT(BP5323,ROW($1:$80)))))","v":""},{"$f":"IF(OR(ISBLANK(BQ100),BQ5323=\"\"),\"\",IF(ISERROR(-LOOKUP(1,-LEFT(BQ5323,ROW($1:$80)))),0,-LOOKUP(1,-LEFT(BQ5323,ROW($1:$80)))))","v":""},{"$f":"IF(OR(ISBLANK(BR100),BR5323=\"\"),\"\",IF(ISERROR(-LOOKUP(1,-LEFT(BR5323,ROW($1:$80)))),0,-LOOKUP(1,-LEFT(BR5323,ROW($1:$80)))))","v":""},{"$f":"IF(OR(ISBLANK(BS100),BS5323=\"\"),\"\",IF(ISERROR(-LOOKUP(1,-LEFT(BS5323,ROW($1:$80)))),0,-LOOKUP(1,-LEFT(BS5323,ROW($1:$80)))))","v":""},{"$f":"IF(OR(ISBLANK(BT100),BT5323=\"\"),\"\",IF(ISERROR(-LOOKUP(1,-LEFT(BT5323,ROW($1:$80)))),0,-LOOKUP(1,-LEFT(BT5323,ROW($1:$80)))))","v":""},{"$f":"IF(OR(ISBLANK(BU100),BU5323=\"\"),\"\",IF(ISERROR(-LOOKUP(1,-LEFT(BU5323,ROW($1:$80)))),0,-LOOKUP(1,-LEFT(BU5323,ROW($1:$80)))))","v":""},{"$f":"IF(OR(ISBLANK(BV100),BV5323=\"\"),\"\",IF(ISERROR(-LOOKUP(1,-LEFT(BV5323,ROW($1:$80)))),0,-LOOKUP(1,-LEFT(BV5323,ROW($1:$80)))))","v":""},{"$f":"IF(OR(ISBLANK(BW100),BW5323=\"\"),\"\",IF(ISERROR(-LOOKUP(1,-LEFT(BW5323,ROW($1:$80)))),0,-LOOKUP(1,-LEFT(BW5323,ROW($1:$80)))))","v":""},{"$f":"IF(OR(ISBLANK(BX100),BX5323=\"\"),\"\",IF(ISERROR(-LOOKUP(1,-LEFT(BX5323,ROW($1:$80)))),0,-LOOKUP(1,-LEFT(BX5323,ROW($1:$80)))))","v":""},{"$f":"IF(OR(ISBLANK(BY100),BY5323=\"\"),\"\",IF(ISERROR(-LOOKUP(1,-LEFT(BY5323,ROW($1:$80)))),0,-LOOKUP(1,-LEFT(BY5323,ROW($1:$80)))))","v":""},{"$f":"IF(OR(ISBLANK(BZ100),BZ5323=\"\"),\"\",IF(ISERROR(-LOOKUP(1,-LEFT(BZ5323,ROW($1:$80)))),0,-LOOKUP(1,-LEFT(BZ5323,ROW($1:$80)))))","v":""},{"$f":"IF(OR(ISBLANK(CA100),CA5323=\"\"),\"\",IF(ISERROR(-LOOKUP(1,-LEFT(CA5323,ROW($1:$80)))),0,-LOOKUP(1,-LEFT(CA5323,ROW($1:$80)))))","v":""},{"$f":"IF(OR(ISBLANK(CB100),CB5323=\"\"),\"\",IF(ISERROR(-LOOKUP(1,-LEFT(CB5323,ROW($1:$80)))),0,-LOOKUP(1,-LEFT(CB5323,ROW($1:$80)))))","v":""},{"$f":"IF(OR(ISBLANK(CC100),CC5323=\"\"),\"\",IF(ISERROR(-LOOKUP(1,-LEFT(CC5323,ROW($1:$80)))),0,-LOOKUP(1,-LEFT(CC5323,ROW($1:$80)))))","v":""},{"$f":"IF(OR(ISBLANK(CD100),CD5323=\"\"),\"\",IF(ISERROR(-LOOKUP(1,-LEFT(CD5323,ROW($1:$80)))),0,-LOOKUP(1,-LEFT(CD5323,ROW($1:$80)))))","v":""},{"$f":"IF(OR(ISBLANK(CE100),CE5323=\"\"),\"\",IF(ISERROR(-LOOKUP(1,-LEFT(CE5323,ROW($1:$80)))),0,-LOOKUP(1,-LEFT(CE5323,ROW($1:$80)))))","v":""},{"$f":"IF(OR(ISBLANK(CF100),CF5323=\"\"),\"\",IF(ISERROR(-LOOKUP(1,-LEFT(CF5323,ROW($1:$80)))),0,-LOOKUP(1,-LEFT(CF5323,ROW($1:$80)))))","v":""},{"$f":"IF(OR(ISBLANK(CG100),CG5323=\"\"),\"\",IF(ISERROR(-LOOKUP(1,-LEFT(CG5323,ROW($1:$80)))),0,-LOOKUP(1,-LEFT(CG5323,ROW($1:$80)))))","v":""},{"$f":"IF(OR(ISBLANK(CH100),CH5323=\"\"),\"\",IF(ISERROR(-LOOKUP(1,-LEFT(CH5323,ROW($1:$80)))),0,-LOOKUP(1,-LEFT(CH5323,ROW($1:$80)))))","v":""},{"$f":"IF(OR(ISBLANK(CI100),CI5323=\"\"),\"\",IF(ISERROR(-LOOKUP(1,-LEFT(CI5323,ROW($1:$80)))),0,-LOOKUP(1,-LEFT(CI5323,ROW($1:$80)))))","v":""},{"$f":"IF(OR(ISBLANK(CJ100),CJ5323=\"\"),\"\",IF(ISERROR(-LOOKUP(1,-LEFT(CJ5323,ROW($1:$80)))),0,-LOOKUP(1,-LEFT(CJ5323,ROW($1:$80)))))","v":""},{"$f":"IF(OR(ISBLANK(CK100),CK5323=\"\"),\"\",IF(ISERROR(-LOOKUP(1,-LEFT(CK5323,ROW($1:$80)))),0,-LOOKUP(1,-LEFT(CK5323,ROW($1:$80)))))","v":""},{"$f":"IF(OR(ISBLANK(CL100),CL5323=\"\"),\"\",IF(ISERROR(-LOOKUP(1,-LEFT(CL5323,ROW($1:$80)))),0,-LOOKUP(1,-LEFT(CL5323,ROW($1:$80)))))","v":""},{"$f":"IF(OR(ISBLANK(CM100),CM5323=\"\"),\"\",IF(ISERROR(-LOOKUP(1,-LEFT(CM5323,ROW($1:$80)))),0,-LOOKUP(1,-LEFT(CM5323,ROW($1:$80)))))","v":""},{"$f":"IF(OR(ISBLANK(CN100),CN5323=\"\"),\"\",IF(ISERROR(-LOOKUP(1,-LEFT(CN5323,ROW($1:$80)))),0,-LOOKUP(1,-LEFT(CN5323,ROW($1:$80)))))","v":""},{"$f":"IF(OR(ISBLANK(CO100),CO5323=\"\"),\"\",IF(ISERROR(-LOOKUP(1,-LEFT(CO5323,ROW($1:$80)))),0,-LOOKUP(1,-LEFT(CO5323,ROW($1:$80)))))","v":""},{"$f":"IF(OR(ISBLANK(CP100),CP5323=\"\"),\"\",IF(ISERROR(-LOOKUP(1,-LEFT(CP5323,ROW($1:$80)))),0,-LOOKUP(1,-LEFT(CP5323,ROW($1:$80)))))","v":""},{"$f":"IF(OR(ISBLANK(CQ100),CQ5323=\"\"),\"\",IF(ISERROR(-LOOKUP(1,-LEFT(CQ5323,ROW($1:$80)))),0,-LOOKUP(1,-LEFT(CQ5323,ROW($1:$80)))))","v":""},{"$f":"IF(OR(ISBLANK(CR100),CR5323=\"\"),\"\",IF(ISERROR(-LOOKUP(1,-LEFT(CR5323,ROW($1:$80)))),0,-LOOKUP(1,-LEFT(CR5323,ROW($1:$80)))))","v":""},{"$f":"IF(OR(ISBLANK(CS100),CS5323=\"\"),\"\",IF(ISERROR(-LOOKUP(1,-LEFT(CS5323,ROW($1:$80)))),0,-LOOKUP(1,-LEFT(CS5323,ROW($1:$80)))))","v":""},{"$f":"IF(OR(ISBLANK(CT100),CT5323=\"\"),\"\",IF(ISERROR(-LOOKUP(1,-LEFT(CT5323,ROW($1:$80)))),0,-LOOKUP(1,-LEFT(CT5323,ROW($1:$80)))))","v":""},{"$f":"IF(OR(ISBLANK(CU100),CU5323=\"\"),\"\",IF(ISERROR(-LOOKUP(1,-LEFT(CU5323,ROW($1:$80)))),0,-LOOKUP(1,-LEFT(CU5323,ROW($1:$80)))))","v":""},{"$f":"IF(OR(ISBLANK(CV100),CV5323=\"\"),\"\",IF(ISERROR(-LOOKUP(1,-LEFT(CV5323,ROW($1:$80)))),0,-LOOKUP(1,-LEFT(CV5323,ROW($1:$80)))))","v":""},{"$f":"IF(OR(ISBLANK(CW100),CW5323=\"\"),\"\",IF(ISERROR(-LOOKUP(1,-LEFT(CW5323,ROW($1:$80)))),0,-LOOKUP(1,-LEFT(CW5323,ROW($1:$80)))))","v":""},{"$f":"IF(OR(ISBLANK(CX100),CX5323=\"\"),\"\",IF(ISERROR(-LOOKUP(1,-LEFT(CX5323,ROW($1:$80)))),0,-LOOKUP(1,-LEFT(CX5323,ROW($1:$80)))))","v":""},{"$f":"IF(OR(ISBLANK(CY100),CY5323=\"\"),\"\",IF(ISERROR(-LOOKUP(1,-LEFT(CY5323,ROW($1:$80)))),0,-LOOKUP(1,-LEFT(CY5323,ROW($1:$80)))))","v":""},{"$f":"IF(OR(ISBLANK(CZ100),CZ5323=\"\"),\"\",IF(ISERROR(-LOOKUP(1,-LEFT(CZ5323,ROW($1:$80)))),0,-LOOKUP(1,-LEFT(CZ5323,ROW($1:$80)))))","v":""},{"$f":"IF(OR(ISBLANK(DA100),DA5323=\"\"),\"\",IF(ISERROR(-LOOKUP(1,-LEFT(DA5323,ROW($1:$80)))),0,-LOOKUP(1,-LEFT(DA5323,ROW($1:$80)))))","v":""},{"$f":"IF(OR(ISBLANK(DB100),DB5323=\"\"),\"\",IF(ISERROR(-LOOKUP(1,-LEFT(DB5323,ROW($1:$80)))),0,-LOOKUP(1,-LEFT(DB5323,ROW($1:$80)))))","v":""},{"$f":"IF(OR(ISBLANK(DC100),DC5323=\"\"),\"\",IF(ISERROR(-LOOKUP(1,-LEFT(DC5323,ROW($1:$80)))),0,-LOOKUP(1,-LEFT(DC5323,ROW($1:$80)))))","v":""},{"$f":"IF(OR(ISBLANK(DD100),DD5323=\"\"),\"\",IF(ISERROR(-LOOKUP(1,-LEFT(DD5323,ROW($1:$80)))),0,-LOOKUP(1,-LEFT(DD5323,ROW($1:$80)))))","v":""},{"$f":"IF(OR(ISBLANK(DE100),DE5323=\"\"),\"\",IF(ISERROR(-LOOKUP(1,-LEFT(DE5323,ROW($1:$80)))),0,-LOOKUP(1,-LEFT(DE5323,ROW($1:$80)))))","v":""},{"$f":"IF(OR(ISBLANK(DF100),DF5323=\"\"),\"\",IF(ISERROR(-LOOKUP(1,-LEFT(DF5323,ROW($1:$80)))),0,-LOOKUP(1,-LEFT(DF5323,ROW($1:$80)))))","v":""},{"$f":"IF(OR(ISBLANK(DG100),DG5323=\"\"),\"\",IF(ISERROR(-LOOKUP(1,-LEFT(DG5323,ROW($1:$80)))),0,-LOOKUP(1,-LEFT(DG5323,ROW($1:$80)))))","v":""},{"$f":"IF(OR(ISBLANK(DH100),DH5323=\"\"),\"\",IF(ISERROR(-LOOKUP(1,-LEFT(DH5323,ROW($1:$80)))),0,-LOOKUP(1,-LEFT(DH5323,ROW($1:$80)))))","v":""},{"$f":"IF(OR(ISBLANK(DI100),DI5323=\"\"),\"\",IF(ISERROR(-LOOKUP(1,-LEFT(DI5323,ROW($1:$80)))),0,-LOOKUP(1,-LEFT(DI5323,ROW($1:$80)))))","v":""},{"$f":"IF(OR(ISBLANK(DJ100),DJ5323=\"\"),\"\",IF(ISERROR(-LOOKUP(1,-LEFT(DJ5323,ROW($1:$80)))),0,-LOOKUP(1,-LEFT(DJ5323,ROW($1:$80)))))","v":""},{"$f":"IF(OR(ISBLANK(DK100),DK5323=\"\"),\"\",IF(ISERROR(-LOOKUP(1,-LEFT(DK5323,ROW($1:$80)))),0,-LOOKUP(1,-LEFT(DK5323,ROW($1:$80)))))","v":""},{"$f":"IF(OR(ISBLANK(DL100),DL5323=\"\"),\"\",IF(ISERROR(-LOOKUP(1,-LEFT(DL5323,ROW($1:$80)))),0,-LOOKUP(1,-LEFT(DL5323,ROW($1:$80)))))","v":""},{"$f":"IF(OR(ISBLANK(DM100),DM5323=\"\"),\"\",IF(ISERROR(-LOOKUP(1,-LEFT(DM5323,ROW($1:$80)))),0,-LOOKUP(1,-LEFT(DM5323,ROW($1:$80)))))","v":""},{"$f":"IF(OR(ISBLANK(DN100),DN5323=\"\"),\"\",IF(ISERROR(-LOOKUP(1,-LEFT(DN5323,ROW($1:$80)))),0,-LOOKUP(1,-LEFT(DN5323,ROW($1:$80)))))","v":""},{"$f":"IF(OR(ISBLANK(DO100),DO5323=\"\"),\"\",IF(ISERROR(-LOOKUP(1,-LEFT(DO5323,ROW($1:$80)))),0,-LOOKUP(1,-LEFT(DO5323,ROW($1:$80)))))","v":""},{"$f":"IF(OR(ISBLANK(DP100),DP5323=\"\"),\"\",IF(ISERROR(-LOOKUP(1,-LEFT(DP5323,ROW($1:$80)))),0,-LOOKUP(1,-LEFT(DP5323,ROW($1:$80)))))","v":""},{"$f":"IF(OR(ISBLANK(DQ100),DQ5323=\"\"),\"\",IF(ISERROR(-LOOKUP(1,-LEFT(DQ5323,ROW($1:$80)))),0,-LOOKUP(1,-LEFT(DQ5323,ROW($1:$80)))))","v":""},{"$f":"IF(OR(ISBLANK(DR100),DR5323=\"\"),\"\",IF(ISERROR(-LOOKUP(1,-LEFT(DR5323,ROW($1:$80)))),0,-LOOKUP(1,-LEFT(DR5323,ROW($1:$80)))))","v":""},{"$f":"IF(OR(ISBLANK(DS100),DS5323=\"\"),\"\",IF(ISERROR(-LOOKUP(1,-LEFT(DS5323,ROW($1:$80)))),0,-LOOKUP(1,-LEFT(DS5323,ROW($1:$80)))))","v":""},{"$f":"IF(OR(ISBLANK(DT100),DT5323=\"\"),\"\",IF(ISERROR(-LOOKUP(1,-LEFT(DT5323,ROW($1:$80)))),0,-LOOKUP(1,-LEFT(DT5323,ROW($1:$80)))))","v":""},{"$f":"IF(OR(ISBLANK(DU100),DU5323=\"\"),\"\",IF(ISERROR(-LOOKUP(1,-LEFT(DU5323,ROW($1:$80)))),0,-LOOKUP(1,-LEFT(DU5323,ROW($1:$80)))))","v":""},{"$f":"IF(OR(ISBLANK(DV100),DV5323=\"\"),\"\",IF(ISERROR(-LOOKUP(1,-LEFT(DV5323,ROW($1:$80)))),0,-LOOKUP(1,-LEFT(DV5323,ROW($1:$80)))))","v":""},{"$f":"IF(OR(ISBLANK(DW100),DW5323=\"\"),\"\",IF(ISERROR(-LOOKUP(1,-LEFT(DW5323,ROW($1:$80)))),0,-LOOKUP(1,-LEFT(DW5323,ROW($1:$80)))))","v":""},{"$f":"IF(OR(ISBLANK(DX100),DX5323=\"\"),\"\",IF(ISERROR(-LOOKUP(1,-LEFT(DX5323,ROW($1:$80)))),0,-LOOKUP(1,-LEFT(DX5323,ROW($1:$80)))))","v":""},{"$f":"IF(OR(ISBLANK(DY100),DY5323=\"\"),\"\",IF(ISERROR(-LOOKUP(1,-LEFT(DY5323,ROW($1:$80)))),0,-LOOKUP(1,-LEFT(DY5323,ROW($1:$80)))))","v":""},{"$f":"IF(OR(ISBLANK(DZ100),DZ5323=\"\"),\"\",IF(ISERROR(-LOOKUP(1,-LEFT(DZ5323,ROW($1:$80)))),0,-LOOKUP(1,-LEFT(DZ5323,ROW($1:$80)))))","v":""},{"$f":"IF(OR(ISBLANK(EA100),EA5323=\"\"),\"\",IF(ISERROR(-LOOKUP(1,-LEFT(EA5323,ROW($1:$80)))),0,-LOOKUP(1,-LEFT(EA5323,ROW($1:$80)))))","v":""},{"$f":"IF(OR(ISBLANK(EB100),EB5323=\"\"),\"\",IF(ISERROR(-LOOKUP(1,-LEFT(EB5323,ROW($1:$80)))),0,-LOOKUP(1,-LEFT(EB5323,ROW($1:$80)))))","v":""},{"$f":"IF(OR(ISBLANK(EC100),EC5323=\"\"),\"\",IF(ISERROR(-LOOKUP(1,-LEFT(EC5323,ROW($1:$80)))),0,-LOOKUP(1,-LEFT(EC5323,ROW($1:$80)))))","v":""},{"$f":"IF(OR(ISBLANK(ED100),ED5323=\"\"),\"\",IF(ISERROR(-LOOKUP(1,-LEFT(ED5323,ROW($1:$80)))),0,-LOOKUP(1,-LEFT(ED5323,ROW($1:$80)))))","v":""},{"$f":"IF(OR(ISBLANK(EE100),EE5323=\"\"),\"\",IF(ISERROR(-LOOKUP(1,-LEFT(EE5323,ROW($1:$80)))),0,-LOOKUP(1,-LEFT(EE5323,ROW($1:$80)))))","v":""},{"$f":"IF(OR(ISBLANK(EF100),EF5323=\"\"),\"\",IF(ISERROR(-LOOKUP(1,-LEFT(EF5323,ROW($1:$80)))),0,-LOOKUP(1,-LEFT(EF5323,ROW($1:$80)))))","v":""},{"$f":"IF(OR(ISBLANK(EG100),EG5323=\"\"),\"\",IF(ISERROR(-LOOKUP(1,-LEFT(EG5323,ROW($1:$80)))),0,-LOOKUP(1,-LEFT(EG5323,ROW($1:$80)))))","v":""},{"$f":"IF(OR(ISBLANK(EH100),EH5323=\"\"),\"\",IF(ISERROR(-LOOKUP(1,-LEFT(EH5323,ROW($1:$80)))),0,-LOOKUP(1,-LEFT(EH5323,ROW($1:$80)))))","v":""},{"$f":"IF(OR(ISBLANK(EI100),EI5323=\"\"),\"\",IF(ISERROR(-LOOKUP(1,-LEFT(EI5323,ROW($1:$80)))),0,-LOOKUP(1,-LEFT(EI5323,ROW($1:$80)))))","v":""},{"$f":"IF(OR(ISBLANK(EJ100),EJ5323=\"\"),\"\",IF(ISERROR(-LOOKUP(1,-LEFT(EJ5323,ROW($1:$80)))),0,-LOOKUP(1,-LEFT(EJ5323,ROW($1:$80)))))","v":""},{"$f":"IF(OR(ISBLANK(EK100),EK5323=\"\"),\"\",IF(ISERROR(-LOOKUP(1,-LEFT(EK5323,ROW($1:$80)))),0,-LOOKUP(1,-LEFT(EK5323,ROW($1:$80)))))","v":""},{"$f":"IF(OR(ISBLANK(EL100),EL5323=\"\"),\"\",IF(ISERROR(-LOOKUP(1,-LEFT(EL5323,ROW($1:$80)))),0,-LOOKUP(1,-LEFT(EL5323,ROW($1:$80)))))","v":""},{"$f":"IF(OR(ISBLANK(EM100),EM5323=\"\"),\"\",IF(ISERROR(-LOOKUP(1,-LEFT(EM5323,ROW($1:$80)))),0,-LOOKUP(1,-LEFT(EM5323,ROW($1:$80)))))","v":""},{"$f":"IF(OR(ISBLANK(EN100),EN5323=\"\"),\"\",IF(ISERROR(-LOOKUP(1,-LEFT(EN5323,ROW($1:$80)))),0,-LOOKUP(1,-LEFT(EN5323,ROW($1:$80)))))","v":""},{"$f":"IF(OR(ISBLANK(EO100),EO5323=\"\"),\"\",IF(ISERROR(-LOOKUP(1,-LEFT(EO5323,ROW($1:$80)))),0,-LOOKUP(1,-LEFT(EO5323,ROW($1:$80)))))","v":""},{"$f":"IF(OR(ISBLANK(EP100),EP5323=\"\"),\"\",IF(ISERROR(-LOOKUP(1,-LEFT(EP5323,ROW($1:$80)))),0,-LOOKUP(1,-LEFT(EP5323,ROW($1:$80)))))","v":""},{"$f":"IF(OR(ISBLANK(EQ100),EQ5323=\"\"),\"\",IF(ISERROR(-LOOKUP(1,-LEFT(EQ5323,ROW($1:$80)))),0,-LOOKUP(1,-LEFT(EQ5323,ROW($1:$80)))))","v":""},{"$f":"IF(OR(ISBLANK(ER100),ER5323=\"\"),\"\",IF(ISERROR(-LOOKUP(1,-LEFT(ER5323,ROW($1:$80)))),0,-LOOKUP(1,-LEFT(ER5323,ROW($1:$80)))))","v":""},{"$f":"IF(OR(ISBLANK(ES100),ES5323=\"\"),\"\",IF(ISERROR(-LOOKUP(1,-LEFT(ES5323,ROW($1:$80)))),0,-LOOKUP(1,-LEFT(ES5323,ROW($1:$80)))))","v":""},{"$f":"IF(OR(ISBLANK(ET100),ET5323=\"\"),\"\",IF(ISERROR(-LOOKUP(1,-LEFT(ET5323,ROW($1:$80)))),0,-LOOKUP(1,-LEFT(ET5323,ROW($1:$80)))))","v":""},{"$f":"IF(OR(ISBLANK(EU100),EU5323=\"\"),\"\",IF(ISERROR(-LOOKUP(1,-LEFT(EU5323,ROW($1:$80)))),0,-LOOKUP(1,-LEFT(EU5323,ROW($1:$80)))))","v":""},{"$f":"IF(OR(ISBLANK(EV100),EV5323=\"\"),\"\",IF(ISERROR(-LOOKUP(1,-LEFT(EV5323,ROW($1:$80)))),0,-LOOKUP(1,-LEFT(EV5323,ROW($1:$80)))))","v":""},{"$f":"IF(OR(ISBLANK(EW100),EW5323=\"\"),\"\",IF(ISERROR(-LOOKUP(1,-LEFT(EW5323,ROW($1:$80)))),0,-LOOKUP(1,-LEFT(EW5323,ROW($1:$80)))))","v":""},{"$f":"IF(OR(ISBLANK(EX100),EX5323=\"\"),\"\",IF(ISERROR(-LOOKUP(1,-LEFT(EX5323,ROW($1:$80)))),0,-LOOKUP(1,-LEFT(EX5323,ROW($1:$80)))))","v":""},{"$f":"IF(OR(ISBLANK(EY100),EY5323=\"\"),\"\",IF(ISERROR(-LOOKUP(1,-LEFT(EY5323,ROW($1:$80)))),0,-LOOKUP(1,-LEFT(EY5323,ROW($1:$80)))))","v":""},{"$f":"IF(OR(ISBLANK(EZ100),EZ5323=\"\"),\"\",IF(ISERROR(-LOOKUP(1,-LEFT(EZ5323,ROW($1:$80)))),0,-LOOKUP(1,-LEFT(EZ5323,ROW($1:$80)))))","v":""},{"$f":"IF(OR(ISBLANK(FA100),FA5323=\"\"),\"\",IF(ISERROR(-LOOKUP(1,-LEFT(FA5323,ROW($1:$80)))),0,-LOOKUP(1,-LEFT(FA5323,ROW($1:$80)))))","v":""},{"$f":"IF(OR(ISBLANK(FB100),FB5323=\"\"),\"\",IF(ISERROR(-LOOKUP(1,-LEFT(FB5323,ROW($1:$80)))),0,-LOOKUP(1,-LEFT(FB5323,ROW($1:$80)))))","v":""},{"$f":"IF(OR(ISBLANK(FC100),FC5323=\"\"),\"\",IF(ISERROR(-LOOKUP(1,-LEFT(FC5323,ROW($1:$80)))),0,-LOOKUP(1,-LEFT(FC5323,ROW($1:$80)))))","v":""},{"$f":"IF(OR(ISBLANK(FD100),FD5323=\"\"),\"\",IF(ISERROR(-LOOKUP(1,-LEFT(FD5323,ROW($1:$80)))),0,-LOOKUP(1,-LEFT(FD5323,ROW($1:$80)))))","v":""},{"$f":"IF(OR(ISBLANK(FE100),FE5323=\"\"),\"\",IF(ISERROR(-LOOKUP(1,-LEFT(FE5323,ROW($1:$80)))),0,-LOOKUP(1,-LEFT(FE5323,ROW($1:$80)))))","v":""},{"$f":"IF(OR(ISBLANK(FF100),FF5323=\"\"),\"\",IF(ISERROR(-LOOKUP(1,-LEFT(FF5323,ROW($1:$80)))),0,-LOOKUP(1,-LEFT(FF5323,ROW($1:$80)))))","v":""},{"$f":"IF(OR(ISBLANK(FG100),FG5323=\"\"),\"\",IF(ISERROR(-LOOKUP(1,-LEFT(FG5323,ROW($1:$80)))),0,-LOOKUP(1,-LEFT(FG5323,ROW($1:$80)))))","v":""},{"$f":"IF(OR(ISBLANK(FH100),FH5323=\"\"),\"\",IF(ISERROR(-LOOKUP(1,-LEFT(FH5323,ROW($1:$80)))),0,-LOOKUP(1,-LEFT(FH5323,ROW($1:$80)))))","v":""},{"$f":"IF(OR(ISBLANK(FI100),FI5323=\"\"),\"\",IF(ISERROR(-LOOKUP(1,-LEFT(FI5323,ROW($1:$80)))),0,-LOOKUP(1,-LEFT(FI5323,ROW($1:$80)))))","v":""},{"$f":"IF(OR(ISBLANK(FJ100),FJ5323=\"\"),\"\",IF(ISERROR(-LOOKUP(1,-LEFT(FJ5323,ROW($1:$80)))),0,-LOOKUP(1,-LEFT(FJ5323,ROW($1:$80)))))","v":""},{"$f":"IF(OR(ISBLANK(FK100),FK5323=\"\"),\"\",IF(ISERROR(-LOOKUP(1,-LEFT(FK5323,ROW($1:$80)))),0,-LOOKUP(1,-LEFT(FK5323,ROW($1:$80)))))","v":""},{"$f":"IF(OR(ISBLANK(FL100),FL5323=\"\"),\"\",IF(ISERROR(-LOOKUP(1,-LEFT(FL5323,ROW($1:$80)))),0,-LOOKUP(1,-LEFT(FL5323,ROW($1:$80)))))","v":""},{"$f":"IF(OR(ISBLANK(FM100),FM5323=\"\"),\"\",IF(ISERROR(-LOOKUP(1,-LEFT(FM5323,ROW($1:$80)))),0,-LOOKUP(1,-LEFT(FM5323,ROW($1:$80)))))","v":""},{"$f":"IF(OR(ISBLANK(FN100),FN5323=\"\"),\"\",IF(ISERROR(-LOOKUP(1,-LEFT(FN5323,ROW($1:$80)))),0,-LOOKUP(1,-LEFT(FN5323,ROW($1:$80)))))","v":""},{"$f":"IF(OR(ISBLANK(FO100),FO5323=\"\"),\"\",IF(ISERROR(-LOOKUP(1,-LEFT(FO5323,ROW($1:$80)))),0,-LOOKUP(1,-LEFT(FO5323,ROW($1:$80)))))","v":""},{"$f":"IF(OR(ISBLANK(FP100),FP5323=\"\"),\"\",IF(ISERROR(-LOOKUP(1,-LEFT(FP5323,ROW($1:$80)))),0,-LOOKUP(1,-LEFT(FP5323,ROW($1:$80)))))","v":""},{"$f":"IF(OR(ISBLANK(FQ100),FQ5323=\"\"),\"\",IF(ISERROR(-LOOKUP(1,-LEFT(FQ5323,ROW($1:$80)))),0,-LOOKUP(1,-LEFT(FQ5323,ROW($1:$80)))))","v":""},{"$f":"IF(OR(ISBLANK(FR100),FR5323=\"\"),\"\",IF(ISERROR(-LOOKUP(1,-LEFT(FR5323,ROW($1:$80)))),0,-LOOKUP(1,-LEFT(FR5323,ROW($1:$80)))))","v":""},{"$f":"IF(OR(ISBLANK(FS100),FS5323=\"\"),\"\",IF(ISERROR(-LOOKUP(1,-LEFT(FS5323,ROW($1:$80)))),0,-LOOKUP(1,-LEFT(FS5323,ROW($1:$80)))))","v":""},{"$f":"IF(OR(ISBLANK(FT100),FT5323=\"\"),\"\",IF(ISERROR(-LOOKUP(1,-LEFT(FT5323,ROW($1:$80)))),0,-LOOKUP(1,-LEFT(FT5323,ROW($1:$80)))))","v":""},{"$f":"IF(OR(ISBLANK(FU100),FU5323=\"\"),\"\",IF(ISERROR(-LOOKUP(1,-LEFT(FU5323,ROW($1:$80)))),0,-LOOKUP(1,-LEFT(FU5323,ROW($1:$80)))))","v":""},{"$f":"IF(OR(ISBLANK(FV100),FV5323=\"\"),\"\",IF(ISERROR(-LOOKUP(1,-LEFT(FV5323,ROW($1:$80)))),0,-LOOKUP(1,-LEFT(FV5323,ROW($1:$80)))))","v":""},{"$f":"IF(OR(ISBLANK(FW100),FW5323=\"\"),\"\",IF(ISERROR(-LOOKUP(1,-LEFT(FW5323,ROW($1:$80)))),0,-LOOKUP(1,-LEFT(FW5323,ROW($1:$80)))))","v":""},{"$f":"IF(OR(ISBLANK(FX100),FX5323=\"\"),\"\",IF(ISERROR(-LOOKUP(1,-LEFT(FX5323,ROW($1:$80)))),0,-LOOKUP(1,-LEFT(FX5323,ROW($1:$80)))))","v":""},{"$f":"IF(OR(ISBLANK(FY100),FY5323=\"\"),\"\",IF(ISERROR(-LOOKUP(1,-LEFT(FY5323,ROW($1:$80)))),0,-LOOKUP(1,-LEFT(FY5323,ROW($1:$80)))))","v":""},{"$f":"IF(OR(ISBLANK(FZ100),FZ5323=\"\"),\"\",IF(ISERROR(-LOOKUP(1,-LEFT(FZ5323,ROW($1:$80)))),0,-LOOKUP(1,-LEFT(FZ5323,ROW($1:$80)))))","v":""},{"$f":"IF(OR(ISBLANK(GA100),GA5323=\"\"),\"\",IF(ISERROR(-LOOKUP(1,-LEFT(GA5323,ROW($1:$80)))),0,-LOOKUP(1,-LEFT(GA5323,ROW($1:$80)))))","v":""},{"$f":"IF(OR(ISBLANK(GB100),GB5323=\"\"),\"\",IF(ISERROR(-LOOKUP(1,-LEFT(GB5323,ROW($1:$80)))),0,-LOOKUP(1,-LEFT(GB5323,ROW($1:$80)))))","v":""},{"$f":"IF(OR(ISBLANK(GC100),GC5323=\"\"),\"\",IF(ISERROR(-LOOKUP(1,-LEFT(GC5323,ROW($1:$80)))),0,-LOOKUP(1,-LEFT(GC5323,ROW($1:$80)))))","v":""},{"$f":"IF(OR(ISBLANK(GD100),GD5323=\"\"),\"\",IF(ISERROR(-LOOKUP(1,-LEFT(GD5323,ROW($1:$80)))),0,-LOOKUP(1,-LEFT(GD5323,ROW($1:$80)))))","v":""},{"$f":"IF(OR(ISBLANK(GE100),GE5323=\"\"),\"\",IF(ISERROR(-LOOKUP(1,-LEFT(GE5323,ROW($1:$80)))),0,-LOOKUP(1,-LEFT(GE5323,ROW($1:$80)))))","v":""},{"$f":"IF(OR(ISBLANK(GF100),GF5323=\"\"),\"\",IF(ISERROR(-LOOKUP(1,-LEFT(GF5323,ROW($1:$80)))),0,-LOOKUP(1,-LEFT(GF5323,ROW($1:$80)))))","v":""},{"$f":"IF(OR(ISBLANK(GG100),GG5323=\"\"),\"\",IF(ISERROR(-LOOKUP(1,-LEFT(GG5323,ROW($1:$80)))),0,-LOOKUP(1,-LEFT(GG5323,ROW($1:$80)))))","v":""},{"$f":"IF(OR(ISBLANK(GH100),GH5323=\"\"),\"\",IF(ISERROR(-LOOKUP(1,-LEFT(GH5323,ROW($1:$80)))),0,-LOOKUP(1,-LEFT(GH5323,ROW($1:$80)))))","v":""},{"$f":"IF(OR(ISBLANK(GI100),GI5323=\"\"),\"\",IF(ISERROR(-LOOKUP(1,-LEFT(GI5323,ROW($1:$80)))),0,-LOOKUP(1,-LEFT(GI5323,ROW($1:$80)))))","v":""},{"$f":"IF(OR(ISBLANK(GJ100),GJ5323=\"\"),\"\",IF(ISERROR(-LOOKUP(1,-LEFT(GJ5323,ROW($1:$80)))),0,-LOOKUP(1,-LEFT(GJ5323,ROW($1:$80)))))","v":""},{"$f":"IF(OR(ISBLANK(GK100),GK5323=\"\"),\"\",IF(ISERROR(-LOOKUP(1,-LEFT(GK5323,ROW($1:$80)))),0,-LOOKUP(1,-LEFT(GK5323,ROW($1:$80)))))","v":""},{"$f":"IF(OR(ISBLANK(GL100),GL5323=\"\"),\"\",IF(ISERROR(-LOOKUP(1,-LEFT(GL5323,ROW($1:$80)))),0,-LOOKUP(1,-LEFT(GL5323,ROW($1:$80)))))","v":""},{"$f":"IF(OR(ISBLANK(GM100),GM5323=\"\"),\"\",IF(ISERROR(-LOOKUP(1,-LEFT(GM5323,ROW($1:$80)))),0,-LOOKUP(1,-LEFT(GM5323,ROW($1:$80)))))","v":""},{"$f":"IF(OR(ISBLANK(GN100),GN5323=\"\"),\"\",IF(ISERROR(-LOOKUP(1,-LEFT(GN5323,ROW($1:$80)))),0,-LOOKUP(1,-LEFT(GN5323,ROW($1:$80)))))","v":""},{"$f":"IF(OR(ISBLANK(GO100),GO5323=\"\"),\"\",IF(ISERROR(-LOOKUP(1,-LEFT(GO5323,ROW($1:$80)))),0,-LOOKUP(1,-LEFT(GO5323,ROW($1:$80)))))","v":""},{"$f":"IF(OR(ISBLANK(GP100),GP5323=\"\"),\"\",IF(ISERROR(-LOOKUP(1,-LEFT(GP5323,ROW($1:$80)))),0,-LOOKUP(1,-LEFT(GP5323,ROW($1:$80)))))","v":""},{"$f":"IF(OR(ISBLANK(GQ100),GQ5323=\"\"),\"\",IF(ISERROR(-LOOKUP(1,-LEFT(GQ5323,ROW($1:$80)))),0,-LOOKUP(1,-LEFT(GQ5323,ROW($1:$80)))))","v":""},{"$f":"IF(OR(ISBLANK(GR100),GR5323=\"\"),\"\",IF(ISERROR(-LOOKUP(1,-LEFT(GR5323,ROW($1:$80)))),0,-LOOKUP(1,-LEFT(GR5323,ROW($1:$80)))))","v":""},{"$f":"IF(OR(ISBLANK(GS100),GS5323=\"\"),\"\",IF(ISERROR(-LOOKUP(1,-LEFT(GS5323,ROW($1:$80)))),0,-LOOKUP(1,-LEFT(GS5323,ROW($1:$80)))))","v":""},{"$f":"IF(OR(ISBLANK(GT100),GT5323=\"\"),\"\",IF(ISERROR(-LOOKUP(1,-LEFT(GT5323,ROW($1:$80)))),0,-LOOKUP(1,-LEFT(GT5323,ROW($1:$80)))))","v":""},{"$f":"IF(OR(ISBLANK(GU100),GU5323=\"\"),\"\",IF(ISERROR(-LOOKUP(1,-LEFT(GU5323,ROW($1:$80)))),0,-LOOKUP(1,-LEFT(GU5323,ROW($1:$80)))))","v":""},{"$f":"IF(OR(ISBLANK(GV100),GV5323=\"\"),\"\",IF(ISERROR(-LOOKUP(1,-LEFT(GV5323,ROW($1:$80)))),0,-LOOKUP(1,-LEFT(GV5323,ROW($1:$80)))))","v":""},{"$f":"IF(OR(ISBLANK(GW100),GW5323=\"\"),\"\",IF(ISERROR(-LOOKUP(1,-LEFT(GW5323,ROW($1:$80)))),0,-LOOKUP(1,-LEFT(GW5323,ROW($1:$80)))))","v":""},{"$f":"IF(OR(ISBLANK(GX100),GX5323=\"\"),\"\",IF(ISERROR(-LOOKUP(1,-LEFT(GX5323,ROW($1:$80)))),0,-LOOKUP(1,-LEFT(GX5323,ROW($1:$80)))))","v":""},{"$f":"IF(OR(ISBLANK(GY100),GY5323=\"\"),\"\",IF(ISERROR(-LOOKUP(1,-LEFT(GY5323,ROW($1:$80)))),0,-LOOKUP(1,-LEFT(GY5323,ROW($1:$80)))))","v":""},{"$f":"IF(OR(ISBLANK(GZ100),GZ5323=\"\"),\"\",IF(ISERROR(-LOOKUP(1,-LEFT(GZ5323,ROW($1:$80)))),0,-LOOKUP(1,-LEFT(GZ5323,ROW($1:$80)))))","v":""},{"$f":"IF(OR(ISBLANK(HA100),HA5323=\"\"),\"\",IF(ISERROR(-LOOKUP(1,-LEFT(HA5323,ROW($1:$80)))),0,-LOOKUP(1,-LEFT(HA5323,ROW($1:$80)))))","v":""},{"$f":"IF(OR(ISBLANK(HB100),HB5323=\"\"),\"\",IF(ISERROR(-LOOKUP(1,-LEFT(HB5323,ROW($1:$80)))),0,-LOOKUP(1,-LEFT(HB5323,ROW($1:$80)))))","v":""},{"$f":"IF(OR(ISBLANK(HC100),HC5323=\"\"),\"\",IF(ISERROR(-LOOKUP(1,-LEFT(HC5323,ROW($1:$80)))),0,-LOOKUP(1,-LEFT(HC5323,ROW($1:$80)))))","v":""},{"$f":"IF(OR(ISBLANK(HD100),HD5323=\"\"),\"\",IF(ISERROR(-LOOKUP(1,-LEFT(HD5323,ROW($1:$80)))),0,-LOOKUP(1,-LEFT(HD5323,ROW($1:$80)))))","v":""},{"$f":"IF(OR(ISBLANK(HE100),HE5323=\"\"),\"\",IF(ISERROR(-LOOKUP(1,-LEFT(HE5323,ROW($1:$80)))),0,-LOOKUP(1,-LEFT(HE5323,ROW($1:$80)))))","v":""},{"$f":"IF(OR(ISBLANK(HF100),HF5323=\"\"),\"\",IF(ISERROR(-LOOKUP(1,-LEFT(HF5323,ROW($1:$80)))),0,-LOOKUP(1,-LEFT(HF5323,ROW($1:$80)))))","v":""},{"$f":"IF(OR(ISBLANK(HG100),HG5323=\"\"),\"\",IF(ISERROR(-LOOKUP(1,-LEFT(HG5323,ROW($1:$80)))),0,-LOOKUP(1,-LEFT(HG5323,ROW($1:$80)))))","v":""},{"$f":"IF(OR(ISBLANK(HH100),HH5323=\"\"),\"\",IF(ISERROR(-LOOKUP(1,-LEFT(HH5323,ROW($1:$80)))),0,-LOOKUP(1,-LEFT(HH5323,ROW($1:$80)))))","v":""},{"$f":"IF(OR(ISBLANK(HI100),HI5323=\"\"),\"\",IF(ISERROR(-LOOKUP(1,-LEFT(HI5323,ROW($1:$80)))),0,-LOOKUP(1,-LEFT(HI5323,ROW($1:$80)))))","v":""},{"$f":"IF(OR(ISBLANK(HJ100),HJ5323=\"\"),\"\",IF(ISERROR(-LOOKUP(1,-LEFT(HJ5323,ROW($1:$80)))),0,-LOOKUP(1,-LEFT(HJ5323,ROW($1:$80)))))","v":""},{"$f":"IF(OR(ISBLANK(HK100),HK5323=\"\"),\"\",IF(ISERROR(-LOOKUP(1,-LEFT(HK5323,ROW($1:$80)))),0,-LOOKUP(1,-LEFT(HK5323,ROW($1:$80)))))","v":""},{"$f":"IF(OR(ISBLANK(HL100),HL5323=\"\"),\"\",IF(ISERROR(-LOOKUP(1,-LEFT(HL5323,ROW($1:$80)))),0,-LOOKUP(1,-LEFT(HL5323,ROW($1:$80)))))","v":""},{"$f":"IF(OR(ISBLANK(HM100),HM5323=\"\"),\"\",IF(ISERROR(-LOOKUP(1,-LEFT(HM5323,ROW($1:$80)))),0,-LOOKUP(1,-LEFT(HM5323,ROW($1:$80)))))","v":""},{"$f":"IF(OR(ISBLANK(HN100),HN5323=\"\"),\"\",IF(ISERROR(-LOOKUP(1,-LEFT(HN5323,ROW($1:$80)))),0,-LOOKUP(1,-LEFT(HN5323,ROW($1:$80)))))","v":""},{"$f":"IF(OR(ISBLANK(HO100),HO5323=\"\"),\"\",IF(ISERROR(-LOOKUP(1,-LEFT(HO5323,ROW($1:$80)))),0,-LOOKUP(1,-LEFT(HO5323,ROW($1:$80)))))","v":""},{"$f":"IF(OR(ISBLANK(HP100),HP5323=\"\"),\"\",IF(ISERROR(-LOOKUP(1,-LEFT(HP5323,ROW($1:$80)))),0,-LOOKUP(1,-LEFT(HP5323,ROW($1:$80)))))","v":""},{"$f":"IF(OR(ISBLANK(HQ100),HQ5323=\"\"),\"\",IF(ISERROR(-LOOKUP(1,-LEFT(HQ5323,ROW($1:$80)))),0,-LOOKUP(1,-LEFT(HQ5323,ROW($1:$80)))))","v":""},{"$f":"IF(OR(ISBLANK(HR100),HR5323=\"\"),\"\",IF(ISERROR(-LOOKUP(1,-LEFT(HR5323,ROW($1:$80)))),0,-LOOKUP(1,-LEFT(HR5323,ROW($1:$80)))))","v":""},{"$f":"IF(OR(ISBLANK(HS100),HS5323=\"\"),\"\",IF(ISERROR(-LOOKUP(1,-LEFT(HS5323,ROW($1:$80)))),0,-LOOKUP(1,-LEFT(HS5323,ROW($1:$80)))))","v":""},{"$f":"IF(OR(ISBLANK(HT100),HT5323=\"\"),\"\",IF(ISERROR(-LOOKUP(1,-LEFT(HT5323,ROW($1:$80)))),0,-LOOKUP(1,-LEFT(HT5323,ROW($1:$80)))))","v":""},{"$f":"IF(OR(ISBLANK(HU100),HU5323=\"\"),\"\",IF(ISERROR(-LOOKUP(1,-LEFT(HU5323,ROW($1:$80)))),0,-LOOKUP(1,-LEFT(HU5323,ROW($1:$80)))))","v":""},{"$f":"IF(OR(ISBLANK(HV100),HV5323=\"\"),\"\",IF(ISERROR(-LOOKUP(1,-LEFT(HV5323,ROW($1:$80)))),0,-LOOKUP(1,-LEFT(HV5323,ROW($1:$80)))))","v":""},{"$f":"IF(OR(ISBLANK(HW100),HW5323=\"\"),\"\",IF(ISERROR(-LOOKUP(1,-LEFT(HW5323,ROW($1:$80)))),0,-LOOKUP(1,-LEFT(HW5323,ROW($1:$80)))))","v":""},{"$f":"IF(OR(ISBLANK(HX100),HX5323=\"\"),\"\",IF(ISERROR(-LOOKUP(1,-LEFT(HX5323,ROW($1:$80)))),0,-LOOKUP(1,-LEFT(HX5323,ROW($1:$80)))))","v":""},{"$f":"IF(OR(ISBLANK(HY100),HY5323=\"\"),\"\",IF(ISERROR(-LOOKUP(1,-LEFT(HY5323,ROW($1:$80)))),0,-LOOKUP(1,-LEFT(HY5323,ROW($1:$80)))))","v":""},{"$f":"IF(OR(ISBLANK(HZ100),HZ5323=\"\"),\"\",IF(ISERROR(-LOOKUP(1,-LEFT(HZ5323,ROW($1:$80)))),0,-LOOKUP(1,-LEFT(HZ5323,ROW($1:$80)))))","v":""},{"$f":"IF(OR(ISBLANK(IA100),IA5323=\"\"),\"\",IF(ISERROR(-LOOKUP(1,-LEFT(IA5323,ROW($1:$80)))),0,-LOOKUP(1,-LEFT(IA5323,ROW($1:$80)))))","v":""},{"$f":"IF(OR(ISBLANK(IB100),IB5323=\"\"),\"\",IF(ISERROR(-LOOKUP(1,-LEFT(IB5323,ROW($1:$80)))),0,-LOOKUP(1,-LEFT(IB5323,ROW($1:$80)))))","v":""},{"$f":"IF(OR(ISBLANK(IC100),IC5323=\"\"),\"\",IF(ISERROR(-LOOKUP(1,-LEFT(IC5323,ROW($1:$80)))),0,-LOOKUP(1,-LEFT(IC5323,ROW($1:$80)))))","v":""},{"$f":"IF(OR(ISBLANK(ID100),ID5323=\"\"),\"\",IF(ISERROR(-LOOKUP(1,-LEFT(ID5323,ROW($1:$80)))),0,-LOOKUP(1,-LEFT(ID5323,ROW($1:$80)))))","v":""},{"$f":"IF(OR(ISBLANK(IE100),IE5323=\"\"),\"\",IF(ISERROR(-LOOKUP(1,-LEFT(IE5323,ROW($1:$80)))),0,-LOOKUP(1,-LEFT(IE5323,ROW($1:$80)))))","v":""},{"$f":"IF(OR(ISBLANK(IF100),IF5323=\"\"),\"\",IF(ISERROR(-LOOKUP(1,-LEFT(IF5323,ROW($1:$80)))),0,-LOOKUP(1,-LEFT(IF5323,ROW($1:$80)))))","v":""},{"$f":"IF(OR(ISBLANK(IG100),IG5323=\"\"),\"\",IF(ISERROR(-LOOKUP(1,-LEFT(IG5323,ROW($1:$80)))),0,-LOOKUP(1,-LEFT(IG5323,ROW($1:$80)))))","v":""},{"$f":"IF(OR(ISBLANK(IH100),IH5323=\"\"),\"\",IF(ISERROR(-LOOKUP(1,-LEFT(IH5323,ROW($1:$80)))),0,-LOOKUP(1,-LEFT(IH5323,ROW($1:$80)))))","v":""},{"$f":"IF(OR(ISBLANK(II100),II5323=\"\"),\"\",IF(ISERROR(-LOOKUP(1,-LEFT(II5323,ROW($1:$80)))),0,-LOOKUP(1,-LEFT(II5323,ROW($1:$80)))))","v":""},{"$f":"IF(OR(ISBLANK(IJ100),IJ5323=\"\"),\"\",IF(ISERROR(-LOOKUP(1,-LEFT(IJ5323,ROW($1:$80)))),0,-LOOKUP(1,-LEFT(IJ5323,ROW($1:$80)))))","v":""},{"$f":"IF(OR(ISBLANK(IK100),IK5323=\"\"),\"\",IF(ISERROR(-LOOKUP(1,-LEFT(IK5323,ROW($1:$80)))),0,-LOOKUP(1,-LEFT(IK5323,ROW($1:$80)))))","v":""},{"$f":"IF(OR(ISBLANK(IL100),IL5323=\"\"),\"\",IF(ISERROR(-LOOKUP(1,-LEFT(IL5323,ROW($1:$80)))),0,-LOOKUP(1,-LEFT(IL5323,ROW($1:$80)))))","v":""},{"$f":"IF(OR(ISBLANK(IM100),IM5323=\"\"),\"\",IF(ISERROR(-LOOKUP(1,-LEFT(IM5323,ROW($1:$80)))),0,-LOOKUP(1,-LEFT(IM5323,ROW($1:$80)))))","v":""},{"$f":"IF(OR(ISBLANK(IN100),IN5323=\"\"),\"\",IF(ISERROR(-LOOKUP(1,-LEFT(IN5323,ROW($1:$80)))),0,-LOOKUP(1,-LEFT(IN5323,ROW($1:$80)))))","v":""},{"$f":"IF(OR(ISBLANK(IO100),IO5323=\"\"),\"\",IF(ISERROR(-LOOKUP(1,-LEFT(IO5323,ROW($1:$80)))),0,-LOOKUP(1,-LEFT(IO5323,ROW($1:$80)))))","v":""},{"$f":"IF(OR(ISBLANK(IP100),IP5323=\"\"),\"\",IF(ISERROR(-LOOKUP(1,-LEFT(IP5323,ROW($1:$80)))),0,-LOOKUP(1,-LEFT(IP5323,ROW($1:$80)))))","v":""},{"$f":"IF(OR(ISBLANK(IQ100),IQ5323=\"\"),\"\",IF(ISERROR(-LOOKUP(1,-LEFT(IQ5323,ROW($1:$80)))),0,-LOOKUP(1,-LEFT(IQ5323,ROW($1:$80)))))","v":""},{"$f":"IF(OR(ISBLANK(IR100),IR5323=\"\"),\"\",IF(ISERROR(-LOOKUP(1,-LEFT(IR5323,ROW($1:$80)))),0,-LOOKUP(1,-LEFT(IR5323,ROW($1:$80)))))","v":""},{"$f":"IF(OR(ISBLANK(IS100),IS5323=\"\"),\"\",IF(ISERROR(-LOOKUP(1,-LEFT(IS5323,ROW($1:$80)))),0,-LOOKUP(1,-LEFT(IS5323,ROW($1:$80)))))","v":""},{"$f":"IF(OR(ISBLANK(IT100),IT5323=\"\"),\"\",IF(ISERROR(-LOOKUP(1,-LEFT(IT5323,ROW($1:$80)))),0,-LOOKUP(1,-LEFT(IT5323,ROW($1:$80)))))","v":""},{"$f":"IF(OR(ISBLANK(IU100),IU5323=\"\"),\"\",IF(ISERROR(-LOOKUP(1,-LEFT(IU5323,ROW($1:$80)))),0,-LOOKUP(1,-LEFT(IU5323,ROW($1:$80)))))","v":""},{"$f":"IF(OR(ISBLANK(IV100),IV5323=\"\"),\"\",IF(ISERROR(-LOOKUP(1,-LEFT(IV5323,ROW($1:$80)))),0,-LOOKUP(1,-LEFT(IV5323,ROW($1:$80)))))","v":""},{"$f":"IF(OR(ISBLANK(IW100),IW5323=\"\"),\"\",IF(ISERROR(-LOOKUP(1,-LEFT(IW5323,ROW($1:$80)))),0,-LOOKUP(1,-LEFT(IW5323,ROW($1:$80)))))","v":""},{"$f":"IF(OR(ISBLANK(IX100),IX5323=\"\"),\"\",IF(ISERROR(-LOOKUP(1,-LEFT(IX5323,ROW($1:$80)))),0,-LOOKUP(1,-LEFT(IX5323,ROW($1:$80)))))","v":""},{"$f":"IF(OR(ISBLANK(IY100),IY5323=\"\"),\"\",IF(ISERROR(-LOOKUP(1,-LEFT(IY5323,ROW($1:$80)))),0,-LOOKUP(1,-LEFT(IY5323,ROW($1:$80)))))","v":""},{"$f":"IF(OR(ISBLANK(IZ100),IZ5323=\"\"),\"\",IF(ISERROR(-LOOKUP(1,-LEFT(IZ5323,ROW($1:$80)))),0,-LOOKUP(1,-LEFT(IZ5323,ROW($1:$80)))))","v":""},{"$f":"IF(OR(ISBLANK(JA100),JA5323=\"\"),\"\",IF(ISERROR(-LOOKUP(1,-LEFT(JA5323,ROW($1:$80)))),0,-LOOKUP(1,-LEFT(JA5323,ROW($1:$80)))))","v":""},{"$f":"IF(OR(ISBLANK(JB100),JB5323=\"\"),\"\",IF(ISERROR(-LOOKUP(1,-LEFT(JB5323,ROW($1:$80)))),0,-LOOKUP(1,-LEFT(JB5323,ROW($1:$80)))))","v":""},{"$f":"IF(OR(ISBLANK(JC100),JC5323=\"\"),\"\",IF(ISERROR(-LOOKUP(1,-LEFT(JC5323,ROW($1:$80)))),0,-LOOKUP(1,-LEFT(JC5323,ROW($1:$80)))))","v":""},{"$f":"IF(OR(ISBLANK(JD100),JD5323=\"\"),\"\",IF(ISERROR(-LOOKUP(1,-LEFT(JD5323,ROW($1:$80)))),0,-LOOKUP(1,-LEFT(JD5323,ROW($1:$80)))))","v":""},{"$f":"IF(OR(ISBLANK(JE100),JE5323=\"\"),\"\",IF(ISERROR(-LOOKUP(1,-LEFT(JE5323,ROW($1:$80)))),0,-LOOKUP(1,-LEFT(JE5323,ROW($1:$80)))))","v":""},{"$f":"IF(OR(ISBLANK(JF100),JF5323=\"\"),\"\",IF(ISERROR(-LOOKUP(1,-LEFT(JF5323,ROW($1:$80)))),0,-LOOKUP(1,-LEFT(JF5323,ROW($1:$80)))))","v":""},{"$f":"IF(OR(ISBLANK(JG100),JG5323=\"\"),\"\",IF(ISERROR(-LOOKUP(1,-LEFT(JG5323,ROW($1:$80)))),0,-LOOKUP(1,-LEFT(JG5323,ROW($1:$80)))))","v":""},{"$f":"IF(OR(ISBLANK(JH100),JH5323=\"\"),\"\",IF(ISERROR(-LOOKUP(1,-LEFT(JH5323,ROW($1:$80)))),0,-LOOKUP(1,-LEFT(JH5323,ROW($1:$80)))))","v":""},{"$f":"IF(OR(ISBLANK(JI100),JI5323=\"\"),\"\",IF(ISERROR(-LOOKUP(1,-LEFT(JI5323,ROW($1:$80)))),0,-LOOKUP(1,-LEFT(JI5323,ROW($1:$80)))))","v":""},{"$f":"IF(OR(ISBLANK(JJ100),JJ5323=\"\"),\"\",IF(ISERROR(-LOOKUP(1,-LEFT(JJ5323,ROW($1:$80)))),0,-LOOKUP(1,-LEFT(JJ5323,ROW($1:$80)))))","v":""},{"$f":"IF(OR(ISBLANK(JK100),JK5323=\"\"),\"\",IF(ISERROR(-LOOKUP(1,-LEFT(JK5323,ROW($1:$80)))),0,-LOOKUP(1,-LEFT(JK5323,ROW($1:$80)))))","v":""},{"$f":"IF(OR(ISBLANK(JL100),JL5323=\"\"),\"\",IF(ISERROR(-LOOKUP(1,-LEFT(JL5323,ROW($1:$80)))),0,-LOOKUP(1,-LEFT(JL5323,ROW($1:$80)))))","v":""},{"$f":"IF(OR(ISBLANK(JM100),JM5323=\"\"),\"\",IF(ISERROR(-LOOKUP(1,-LEFT(JM5323,ROW($1:$80)))),0,-LOOKUP(1,-LEFT(JM5323,ROW($1:$80)))))","v":""},{"$f":"IF(OR(ISBLANK(JN100),JN5323=\"\"),\"\",IF(ISERROR(-LOOKUP(1,-LEFT(JN5323,ROW($1:$80)))),0,-LOOKUP(1,-LEFT(JN5323,ROW($1:$80)))))","v":""},{"$f":"IF(OR(ISBLANK(JO100),JO5323=\"\"),\"\",IF(ISERROR(-LOOKUP(1,-LEFT(JO5323,ROW($1:$80)))),0,-LOOKUP(1,-LEFT(JO5323,ROW($1:$80)))))","v":""},{"$f":"IF(OR(ISBLANK(JP100),JP5323=\"\"),\"\",IF(ISERROR(-LOOKUP(1,-LEFT(JP5323,ROW($1:$80)))),0,-LOOKUP(1,-LEFT(JP5323,ROW($1:$80)))))","v":""},{"$f":"IF(OR(ISBLANK(JQ100),JQ5323=\"\"),\"\",IF(ISERROR(-LOOKUP(1,-LEFT(JQ5323,ROW($1:$80)))),0,-LOOKUP(1,-LEFT(JQ5323,ROW($1:$80)))))","v":""},{"$f":"IF(OR(ISBLANK(JR100),JR5323=\"\"),\"\",IF(ISERROR(-LOOKUP(1,-LEFT(JR5323,ROW($1:$80)))),0,-LOOKUP(1,-LEFT(JR5323,ROW($1:$80)))))","v":""},{"$f":"IF(OR(ISBLANK(JS100),JS5323=\"\"),\"\",IF(ISERROR(-LOOKUP(1,-LEFT(JS5323,ROW($1:$80)))),0,-LOOKUP(1,-LEFT(JS5323,ROW($1:$80)))))","v":""},{"$f":"IF(OR(ISBLANK(JT100),JT5323=\"\"),\"\",IF(ISERROR(-LOOKUP(1,-LEFT(JT5323,ROW($1:$80)))),0,-LOOKUP(1,-LEFT(JT5323,ROW($1:$80)))))","v":""},{"$f":"IF(OR(ISBLANK(JU100),JU5323=\"\"),\"\",IF(ISERROR(-LOOKUP(1,-LEFT(JU5323,ROW($1:$80)))),0,-LOOKUP(1,-LEFT(JU5323,ROW($1:$80)))))","v":""},{"$f":"IF(OR(ISBLANK(JV100),JV5323=\"\"),\"\",IF(ISERROR(-LOOKUP(1,-LEFT(JV5323,ROW($1:$80)))),0,-LOOKUP(1,-LEFT(JV5323,ROW($1:$80)))))","v":""},{"$f":"IF(OR(ISBLANK(JW100),JW5323=\"\"),\"\",IF(ISERROR(-LOOKUP(1,-LEFT(JW5323,ROW($1:$80)))),0,-LOOKUP(1,-LEFT(JW5323,ROW($1:$80)))))","v":""},{"$f":"IF(OR(ISBLANK(JX100),JX5323=\"\"),\"\",IF(ISERROR(-LOOKUP(1,-LEFT(JX5323,ROW($1:$80)))),0,-LOOKUP(1,-LEFT(JX5323,ROW($1:$80)))))","v":""},{"$f":"IF(OR(ISBLANK(JY100),JY5323=\"\"),\"\",IF(ISERROR(-LOOKUP(1,-LEFT(JY5323,ROW($1:$80)))),0,-LOOKUP(1,-LEFT(JY5323,ROW($1:$80)))))","v":""},{"$f":"IF(OR(ISBLANK(JZ100),JZ5323=\"\"),\"\",IF(ISERROR(-LOOKUP(1,-LEFT(JZ5323,ROW($1:$80)))),0,-LOOKUP(1,-LEFT(JZ5323,ROW($1:$80)))))","v":""},{"$f":"IF(OR(ISBLANK(KA100),KA5323=\"\"),\"\",IF(ISERROR(-LOOKUP(1,-LEFT(KA5323,ROW($1:$80)))),0,-LOOKUP(1,-LEFT(KA5323,ROW($1:$80)))))","v":""},{"$f":"IF(OR(ISBLANK(KB100),KB5323=\"\"),\"\",IF(ISERROR(-LOOKUP(1,-LEFT(KB5323,ROW($1:$80)))),0,-LOOKUP(1,-LEFT(KB5323,ROW($1:$80)))))","v":""},{"$f":"IF(OR(ISBLANK(KC100),KC5323=\"\"),\"\",IF(ISERROR(-LOOKUP(1,-LEFT(KC5323,ROW($1:$80)))),0,-LOOKUP(1,-LEFT(KC5323,ROW($1:$80)))))","v":""},{"$f":"IF(OR(ISBLANK(KD100),KD5323=\"\"),\"\",IF(ISERROR(-LOOKUP(1,-LEFT(KD5323,ROW($1:$80)))),0,-LOOKUP(1,-LEFT(KD5323,ROW($1:$80)))))","v":""},{"$f":"IF(OR(ISBLANK(KE100),KE5323=\"\"),\"\",IF(ISERROR(-LOOKUP(1,-LEFT(KE5323,ROW($1:$80)))),0,-LOOKUP(1,-LEFT(KE5323,ROW($1:$80)))))","v":""},{"$f":"IF(OR(ISBLANK(KF100),KF5323=\"\"),\"\",IF(ISERROR(-LOOKUP(1,-LEFT(KF5323,ROW($1:$80)))),0,-LOOKUP(1,-LEFT(KF5323,ROW($1:$80)))))","v":""},{"$f":"IF(OR(ISBLANK(KG100),KG5323=\"\"),\"\",IF(ISERROR(-LOOKUP(1,-LEFT(KG5323,ROW($1:$80)))),0,-LOOKUP(1,-LEFT(KG5323,ROW($1:$80)))))","v":""},{"$f":"IF(OR(ISBLANK(KH100),KH5323=\"\"),\"\",IF(ISERROR(-LOOKUP(1,-LEFT(KH5323,ROW($1:$80)))),0,-LOOKUP(1,-LEFT(KH5323,ROW($1:$80)))))","v":""},{"$f":"IF(OR(ISBLANK(KI100),KI5323=\"\"),\"\",IF(ISERROR(-LOOKUP(1,-LEFT(KI5323,ROW($1:$80)))),0,-LOOKUP(1,-LEFT(KI5323,ROW($1:$80)))))","v":""},{"$f":"IF(OR(ISBLANK(KJ100),KJ5323=\"\"),\"\",IF(ISERROR(-LOOKUP(1,-LEFT(KJ5323,ROW($1:$80)))),0,-LOOKUP(1,-LEFT(KJ5323,ROW($1:$80)))))","v":""},{"$f":"IF(OR(ISBLANK(KK100),KK5323=\"\"),\"\",IF(ISERROR(-LOOKUP(1,-LEFT(KK5323,ROW($1:$80)))),0,-LOOKUP(1,-LEFT(KK5323,ROW($1:$80)))))","v":""},{"$f":"IF(OR(ISBLANK(KL100),KL5323=\"\"),\"\",IF(ISERROR(-LOOKUP(1,-LEFT(KL5323,ROW($1:$80)))),0,-LOOKUP(1,-LEFT(KL5323,ROW($1:$80)))))","v":""},{"$f":"IF(OR(ISBLANK(KM100),KM5323=\"\"),\"\",IF(ISERROR(-LOOKUP(1,-LEFT(KM5323,ROW($1:$80)))),0,-LOOKUP(1,-LEFT(KM5323,ROW($1:$80)))))","v":""},{"$f":"IF(OR(ISBLANK(KN100),KN5323=\"\"),\"\",IF(ISERROR(-LOOKUP(1,-LEFT(KN5323,ROW($1:$80)))),0,-LOOKUP(1,-LEFT(KN5323,ROW($1:$80)))))","v":""},{"$f":"IF(OR(ISBLANK(KO100),KO5323=\"\"),\"\",IF(ISERROR(-LOOKUP(1,-LEFT(KO5323,ROW($1:$80)))),0,-LOOKUP(1,-LEFT(KO5323,ROW($1:$80)))))","v":""},{"$f":"IF(OR(ISBLANK(KP100),KP5323=\"\"),\"\",IF(ISERROR(-LOOKUP(1,-LEFT(KP5323,ROW($1:$80)))),0,-LOOKUP(1,-LEFT(KP5323,ROW($1:$80)))))","v":""},{"$f":"IF(OR(ISBLANK(KQ100),KQ5323=\"\"),\"\",IF(ISERROR(-LOOKUP(1,-LEFT(KQ5323,ROW($1:$80)))),0,-LOOKUP(1,-LEFT(KQ5323,ROW($1:$80)))))","v":""},{"$f":"IF(OR(ISBLANK(KR100),KR5323=\"\"),\"\",IF(ISERROR(-LOOKUP(1,-LEFT(KR5323,ROW($1:$80)))),0,-LOOKUP(1,-LEFT(KR5323,ROW($1:$80)))))","v":""},{"$f":"IF(OR(ISBLANK(KS100),KS5323=\"\"),\"\",IF(ISERROR(-LOOKUP(1,-LEFT(KS5323,ROW($1:$80)))),0,-LOOKUP(1,-LEFT(KS5323,ROW($1:$80)))))","v":""},{"$f":"IF(OR(ISBLANK(KT100),KT5323=\"\"),\"\",IF(ISERROR(-LOOKUP(1,-LEFT(KT5323,ROW($1:$80)))),0,-LOOKUP(1,-LEFT(KT5323,ROW($1:$80)))))","v":""},{"$f":"IF(OR(ISBLANK(KU100),KU5323=\"\"),\"\",IF(ISERROR(-LOOKUP(1,-LEFT(KU5323,ROW($1:$80)))),0,-LOOKUP(1,-LEFT(KU5323,ROW($1:$80)))))","v":""},{"$f":"IF(OR(ISBLANK(KV100),KV5323=\"\"),\"\",IF(ISERROR(-LOOKUP(1,-LEFT(KV5323,ROW($1:$80)))),0,-LOOKUP(1,-LEFT(KV5323,ROW($1:$80)))))","v":""},{"$f":"IF(OR(ISBLANK(KW100),KW5323=\"\"),\"\",IF(ISERROR(-LOOKUP(1,-LEFT(KW5323,ROW($1:$80)))),0,-LOOKUP(1,-LEFT(KW5323,ROW($1:$80)))))","v":""},{"$f":"IF(OR(ISBLANK(KX100),KX5323=\"\"),\"\",IF(ISERROR(-LOOKUP(1,-LEFT(KX5323,ROW($1:$80)))),0,-LOOKUP(1,-LEFT(KX5323,ROW($1:$80)))))","v":""},{"$f":"IF(OR(ISBLANK(KY100),KY5323=\"\"),\"\",IF(ISERROR(-LOOKUP(1,-LEFT(KY5323,ROW($1:$80)))),0,-LOOKUP(1,-LEFT(KY5323,ROW($1:$80)))))","v":""},{"$f":"IF(OR(ISBLANK(KZ100),KZ5323=\"\"),\"\",IF(ISERROR(-LOOKUP(1,-LEFT(KZ5323,ROW($1:$80)))),0,-LOOKUP(1,-LEFT(KZ5323,ROW($1:$80)))))","v":""},{"$f":"IF(OR(ISBLANK(LA100),LA5323=\"\"),\"\",IF(ISERROR(-LOOKUP(1,-LEFT(LA5323,ROW($1:$80)))),0,-LOOKUP(1,-LEFT(LA5323,ROW($1:$80)))))","v":""},{"$f":"IF(OR(ISBLANK(LB100),LB5323=\"\"),\"\",IF(ISERROR(-LOOKUP(1,-LEFT(LB5323,ROW($1:$80)))),0,-LOOKUP(1,-LEFT(LB5323,ROW($1:$80)))))","v":""},{"$f":"IF(OR(ISBLANK(LC100),LC5323=\"\"),\"\",IF(ISERROR(-LOOKUP(1,-LEFT(LC5323,ROW($1:$80)))),0,-LOOKUP(1,-LEFT(LC5323,ROW($1:$80)))))","v":""},{"$f":"IF(OR(ISBLANK(LD100),LD5323=\"\"),\"\",IF(ISERROR(-LOOKUP(1,-LEFT(LD5323,ROW($1:$80)))),0,-LOOKUP(1,-LEFT(LD5323,ROW($1:$80)))))","v":""},{"$f":"IF(OR(ISBLANK(LE100),LE5323=\"\"),\"\",IF(ISERROR(-LOOKUP(1,-LEFT(LE5323,ROW($1:$80)))),0,-LOOKUP(1,-LEFT(LE5323,ROW($1:$80)))))","v":""},{"$f":"IF(OR(ISBLANK(LF100),LF5323=\"\"),\"\",IF(ISERROR(-LOOKUP(1,-LEFT(LF5323,ROW($1:$80)))),0,-LOOKUP(1,-LEFT(LF5323,ROW($1:$80)))))","v":""},{"$f":"IF(OR(ISBLANK(LG100),LG5323=\"\"),\"\",IF(ISERROR(-LOOKUP(1,-LEFT(LG5323,ROW($1:$80)))),0,-LOOKUP(1,-LEFT(LG5323,ROW($1:$80)))))","v":""},{"$f":"IF(OR(ISBLANK(LH100),LH5323=\"\"),\"\",IF(ISERROR(-LOOKUP(1,-LEFT(LH5323,ROW($1:$80)))),0,-LOOKUP(1,-LEFT(LH5323,ROW($1:$80)))))","v":""},{"$f":"IF(OR(ISBLANK(LI100),LI5323=\"\"),\"\",IF(ISERROR(-LOOKUP(1,-LEFT(LI5323,ROW($1:$80)))),0,-LOOKUP(1,-LEFT(LI5323,ROW($1:$80)))))","v":""},{"$f":"IF(OR(ISBLANK(LJ100),LJ5323=\"\"),\"\",IF(ISERROR(-LOOKUP(1,-LEFT(LJ5323,ROW($1:$80)))),0,-LOOKUP(1,-LEFT(LJ5323,ROW($1:$80)))))","v":""},{"$f":"IF(OR(ISBLANK(LK100),LK5323=\"\"),\"\",IF(ISERROR(-LOOKUP(1,-LEFT(LK5323,ROW($1:$80)))),0,-LOOKUP(1,-LEFT(LK5323,ROW($1:$80)))))","v":""},{"$f":"IF(OR(ISBLANK(LL100),LL5323=\"\"),\"\",IF(ISERROR(-LOOKUP(1,-LEFT(LL5323,ROW($1:$80)))),0,-LOOKUP(1,-LEFT(LL5323,ROW($1:$80)))))","v":""},{"$f":"IF(OR(ISBLANK(LM100),LM5323=\"\"),\"\",IF(ISERROR(-LOOKUP(1,-LEFT(LM5323,ROW($1:$80)))),0,-LOOKUP(1,-LEFT(LM5323,ROW($1:$80)))))","v":""},{"$f":"IF(OR(ISBLANK(LN100),LN5323=\"\"),\"\",IF(ISERROR(-LOOKUP(1,-LEFT(LN5323,ROW($1:$80)))),0,-LOOKUP(1,-LEFT(LN5323,ROW($1:$80)))))","v":""},{"$f":"IF(OR(ISBLANK(LO100),LO5323=\"\"),\"\",IF(ISERROR(-LOOKUP(1,-LEFT(LO5323,ROW($1:$80)))),0,-LOOKUP(1,-LEFT(LO5323,ROW($1:$80)))))","v":""},{"$f":"IF(OR(ISBLANK(LP100),LP5323=\"\"),\"\",IF(ISERROR(-LOOKUP(1,-LEFT(LP5323,ROW($1:$80)))),0,-LOOKUP(1,-LEFT(LP5323,ROW($1:$80)))))","v":""},{"$f":"IF(OR(ISBLANK(LQ100),LQ5323=\"\"),\"\",IF(ISERROR(-LOOKUP(1,-LEFT(LQ5323,ROW($1:$80)))),0,-LOOKUP(1,-LEFT(LQ5323,ROW($1:$80)))))","v":""},{"$f":"IF(OR(ISBLANK(LR100),LR5323=\"\"),\"\",IF(ISERROR(-LOOKUP(1,-LEFT(LR5323,ROW($1:$80)))),0,-LOOKUP(1,-LEFT(LR5323,ROW($1:$80)))))","v":""},{"$f":"IF(OR(ISBLANK(LS100),LS5323=\"\"),\"\",IF(ISERROR(-LOOKUP(1,-LEFT(LS5323,ROW($1:$80)))),0,-LOOKUP(1,-LEFT(LS5323,ROW($1:$80)))))","v":""},{"$f":"IF(OR(ISBLANK(LT100),LT5323=\"\"),\"\",IF(ISERROR(-LOOKUP(1,-LEFT(LT5323,ROW($1:$80)))),0,-LOOKUP(1,-LEFT(LT5323,ROW($1:$80)))))","v":""},{"$f":"IF(OR(ISBLANK(LU100),LU5323=\"\"),\"\",IF(ISERROR(-LOOKUP(1,-LEFT(LU5323,ROW($1:$80)))),0,-LOOKUP(1,-LEFT(LU5323,ROW($1:$80)))))","v":""},{"$f":"IF(OR(ISBLANK(LV100),LV5323=\"\"),\"\",IF(ISERROR(-LOOKUP(1,-LEFT(LV5323,ROW($1:$80)))),0,-LOOKUP(1,-LEFT(LV5323,ROW($1:$80)))))","v":""},{"$f":"IF(OR(ISBLANK(LW100),LW5323=\"\"),\"\",IF(ISERROR(-LOOKUP(1,-LEFT(LW5323,ROW($1:$80)))),0,-LOOKUP(1,-LEFT(LW5323,ROW($1:$80)))))","v":""},{"$f":"IF(OR(ISBLANK(LX100),LX5323=\"\"),\"\",IF(ISERROR(-LOOKUP(1,-LEFT(LX5323,ROW($1:$80)))),0,-LOOKUP(1,-LEFT(LX5323,ROW($1:$80)))))","v":""},{"$f":"IF(OR(ISBLANK(LY100),LY5323=\"\"),\"\",IF(ISERROR(-LOOKUP(1,-LEFT(LY5323,ROW($1:$80)))),0,-LOOKUP(1,-LEFT(LY5323,ROW($1:$80)))))","v":""},{"$f":"IF(OR(ISBLANK(LZ100),LZ5323=\"\"),\"\",IF(ISERROR(-LOOKUP(1,-LEFT(LZ5323,ROW($1:$80)))),0,-LOOKUP(1,-LEFT(LZ5323,ROW($1:$80)))))","v":""},{"$f":"IF(OR(ISBLANK(MA100),MA5323=\"\"),\"\",IF(ISERROR(-LOOKUP(1,-LEFT(MA5323,ROW($1:$80)))),0,-LOOKUP(1,-LEFT(MA5323,ROW($1:$80)))))","v":""},{"$f":"IF(OR(ISBLANK(MB100),MB5323=\"\"),\"\",IF(ISERROR(-LOOKUP(1,-LEFT(MB5323,ROW($1:$80)))),0,-LOOKUP(1,-LEFT(MB5323,ROW($1:$80)))))","v":""},{"$f":"IF(OR(ISBLANK(MC100),MC5323=\"\"),\"\",IF(ISERROR(-LOOKUP(1,-LEFT(MC5323,ROW($1:$80)))),0,-LOOKUP(1,-LEFT(MC5323,ROW($1:$80)))))","v":""},{"$f":"IF(OR(ISBLANK(MD100),MD5323=\"\"),\"\",IF(ISERROR(-LOOKUP(1,-LEFT(MD5323,ROW($1:$80)))),0,-LOOKUP(1,-LEFT(MD5323,ROW($1:$80)))))","v":""},{"$f":"IF(OR(ISBLANK(ME100),ME5323=\"\"),\"\",IF(ISERROR(-LOOKUP(1,-LEFT(ME5323,ROW($1:$80)))),0,-LOOKUP(1,-LEFT(ME5323,ROW($1:$80)))))","v":""},{"$f":"IF(OR(ISBLANK(MF100),MF5323=\"\"),\"\",IF(ISERROR(-LOOKUP(1,-LEFT(MF5323,ROW($1:$80)))),0,-LOOKUP(1,-LEFT(MF5323,ROW($1:$80)))))","v":""},{"$f":"IF(OR(ISBLANK(MG100),MG5323=\"\"),\"\",IF(ISERROR(-LOOKUP(1,-LEFT(MG5323,ROW($1:$80)))),0,-LOOKUP(1,-LEFT(MG5323,ROW($1:$80)))))","v":""},{"$f":"IF(OR(ISBLANK(MH100),MH5323=\"\"),\"\",IF(ISERROR(-LOOKUP(1,-LEFT(MH5323,ROW($1:$80)))),0,-LOOKUP(1,-LEFT(MH5323,ROW($1:$80)))))","v":""},{"$f":"IF(OR(ISBLANK(MI100),MI5323=\"\"),\"\",IF(ISERROR(-LOOKUP(1,-LEFT(MI5323,ROW($1:$80)))),0,-LOOKUP(1,-LEFT(MI5323,ROW($1:$80)))))","v":""},{"$f":"IF(OR(ISBLANK(MJ100),MJ5323=\"\"),\"\",IF(ISERROR(-LOOKUP(1,-LEFT(MJ5323,ROW($1:$80)))),0,-LOOKUP(1,-LEFT(MJ5323,ROW($1:$80)))))","v":""},{"$f":"IF(OR(ISBLANK(MK100),MK5323=\"\"),\"\",IF(ISERROR(-LOOKUP(1,-LEFT(MK5323,ROW($1:$80)))),0,-LOOKUP(1,-LEFT(MK5323,ROW($1:$80)))))","v":""},{"$f":"IF(OR(ISBLANK(ML100),ML5323=\"\"),\"\",IF(ISERROR(-LOOKUP(1,-LEFT(ML5323,ROW($1:$80)))),0,-LOOKUP(1,-LEFT(ML5323,ROW($1:$80)))))","v":""},{"$f":"IF(OR(ISBLANK(MM100),MM5323=\"\"),\"\",IF(ISERROR(-LOOKUP(1,-LEFT(MM5323,ROW($1:$80)))),0,-LOOKUP(1,-LEFT(MM5323,ROW($1:$80)))))","v":""},{"$f":"IF(OR(ISBLANK(MN100),MN5323=\"\"),\"\",IF(ISERROR(-LOOKUP(1,-LEFT(MN5323,ROW($1:$80)))),0,-LOOKUP(1,-LEFT(MN5323,ROW($1:$80)))))","v":""},{"$f":"IF(OR(ISBLANK(MO100),MO5323=\"\"),\"\",IF(ISERROR(-LOOKUP(1,-LEFT(MO5323,ROW($1:$80)))),0,-LOOKUP(1,-LEFT(MO5323,ROW($1:$80)))))","v":""},{"$f":"IF(OR(ISBLANK(MP100),MP5323=\"\"),\"\",IF(ISERROR(-LOOKUP(1,-LEFT(MP5323,ROW($1:$80)))),0,-LOOKUP(1,-LEFT(MP5323,ROW($1:$80)))))","v":""},{"$f":"IF(OR(ISBLANK(MQ100),MQ5323=\"\"),\"\",IF(ISERROR(-LOOKUP(1,-LEFT(MQ5323,ROW($1:$80)))),0,-LOOKUP(1,-LEFT(MQ5323,ROW($1:$80)))))","v":""},{"$f":"IF(OR(ISBLANK(MR100),MR5323=\"\"),\"\",IF(ISERROR(-LOOKUP(1,-LEFT(MR5323,ROW($1:$80)))),0,-LOOKUP(1,-LEFT(MR5323,ROW($1:$80)))))","v":""},{"$f":"IF(OR(ISBLANK(MS100),MS5323=\"\"),\"\",IF(ISERROR(-LOOKUP(1,-LEFT(MS5323,ROW($1:$80)))),0,-LOOKUP(1,-LEFT(MS5323,ROW($1:$80)))))","v":""},{"$f":"IF(OR(ISBLANK(MT100),MT5323=\"\"),\"\",IF(ISERROR(-LOOKUP(1,-LEFT(MT5323,ROW($1:$80)))),0,-LOOKUP(1,-LEFT(MT5323,ROW($1:$80)))))","v":""},{"$f":"IF(OR(ISBLANK(MU100),MU5323=\"\"),\"\",IF(ISERROR(-LOOKUP(1,-LEFT(MU5323,ROW($1:$80)))),0,-LOOKUP(1,-LEFT(MU5323,ROW($1:$80)))))","v":""},{"$f":"IF(OR(ISBLANK(MV100),MV5323=\"\"),\"\",IF(ISERROR(-LOOKUP(1,-LEFT(MV5323,ROW($1:$80)))),0,-LOOKUP(1,-LEFT(MV5323,ROW($1:$80)))))","v":""},{"$f":"IF(OR(ISBLANK(MW100),MW5323=\"\"),\"\",IF(ISERROR(-LOOKUP(1,-LEFT(MW5323,ROW($1:$80)))),0,-LOOKUP(1,-LEFT(MW5323,ROW($1:$80)))))","v":""},{"$f":"IF(OR(ISBLANK(MX100),MX5323=\"\"),\"\",IF(ISERROR(-LOOKUP(1,-LEFT(MX5323,ROW($1:$80)))),0,-LOOKUP(1,-LEFT(MX5323,ROW($1:$80)))))","v":""},{"$f":"IF(OR(ISBLANK(MY100),MY5323=\"\"),\"\",IF(ISERROR(-LOOKUP(1,-LEFT(MY5323,ROW($1:$80)))),0,-LOOKUP(1,-LEFT(MY5323,ROW($1:$80)))))","v":""},{"$f":"IF(OR(ISBLANK(MZ100),MZ5323=\"\"),\"\",IF(ISERROR(-LOOKUP(1,-LEFT(MZ5323,ROW($1:$80)))),0,-LOOKUP(1,-LEFT(MZ5323,ROW($1:$80)))))","v":""},{"$f":"IF(OR(ISBLANK(NA100),NA5323=\"\"),\"\",IF(ISERROR(-LOOKUP(1,-LEFT(NA5323,ROW($1:$80)))),0,-LOOKUP(1,-LEFT(NA5323,ROW($1:$80)))))","v":""},{"$f":"IF(OR(ISBLANK(NB100),NB5323=\"\"),\"\",IF(ISERROR(-LOOKUP(1,-LEFT(NB5323,ROW($1:$80)))),0,-LOOKUP(1,-LEFT(NB5323,ROW($1:$80)))))","v":""},{"$f":"IF(OR(ISBLANK(NC100),NC5323=\"\"),\"\",IF(ISERROR(-LOOKUP(1,-LEFT(NC5323,ROW($1:$80)))),0,-LOOKUP(1,-LEFT(NC5323,ROW($1:$80)))))","v":""},{"$f":"IF(OR(ISBLANK(ND100),ND5323=\"\"),\"\",IF(ISERROR(-LOOKUP(1,-LEFT(ND5323,ROW($1:$80)))),0,-LOOKUP(1,-LEFT(ND5323,ROW($1:$80)))))","v":""},{"$f":"IF(OR(ISBLANK(NE100),NE5323=\"\"),\"\",IF(ISERROR(-LOOKUP(1,-LEFT(NE5323,ROW($1:$80)))),0,-LOOKUP(1,-LEFT(NE5323,ROW($1:$80)))))","v":""},{"$f":"IF(OR(ISBLANK(NF100),NF5323=\"\"),\"\",IF(ISERROR(-LOOKUP(1,-LEFT(NF5323,ROW($1:$80)))),0,-LOOKUP(1,-LEFT(NF5323,ROW($1:$80)))))","v":""},{"$f":"IF(OR(ISBLANK(NG100),NG5323=\"\"),\"\",IF(ISERROR(-LOOKUP(1,-LEFT(NG5323,ROW($1:$80)))),0,-LOOKUP(1,-LEFT(NG5323,ROW($1:$80)))))","v":""},{"$f":"IF(OR(ISBLANK(NH100),NH5323=\"\"),\"\",IF(ISERROR(-LOOKUP(1,-LEFT(NH5323,ROW($1:$80)))),0,-LOOKUP(1,-LEFT(NH5323,ROW($1:$80)))))","v":""},{"$f":"IF(OR(ISBLANK(NI100),NI5323=\"\"),\"\",IF(ISERROR(-LOOKUP(1,-LEFT(NI5323,ROW($1:$80)))),0,-LOOKUP(1,-LEFT(NI5323,ROW($1:$80)))))","v":""},{"$f":"IF(OR(ISBLANK(NJ100),NJ5323=\"\"),\"\",IF(ISERROR(-LOOKUP(1,-LEFT(NJ5323,ROW($1:$80)))),0,-LOOKUP(1,-LEFT(NJ5323,ROW($1:$80)))))","v":""},{"$f":"IF(OR(ISBLANK(NK100),NK5323=\"\"),\"\",IF(ISERROR(-LOOKUP(1,-LEFT(NK5323,ROW($1:$80)))),0,-LOOKUP(1,-LEFT(NK5323,ROW($1:$80)))))","v":""},{"$f":"IF(OR(ISBLANK(NL100),NL5323=\"\"),\"\",IF(ISERROR(-LOOKUP(1,-LEFT(NL5323,ROW($1:$80)))),0,-LOOKUP(1,-LEFT(NL5323,ROW($1:$80)))))","v":""},{"$f":"IF(OR(ISBLANK(NM100),NM5323=\"\"),\"\",IF(ISERROR(-LOOKUP(1,-LEFT(NM5323,ROW($1:$80)))),0,-LOOKUP(1,-LEFT(NM5323,ROW($1:$80)))))","v":""},{"$f":"IF(OR(ISBLANK(NN100),NN5323=\"\"),\"\",IF(ISERROR(-LOOKUP(1,-LEFT(NN5323,ROW($1:$80)))),0,-LOOKUP(1,-LEFT(NN5323,ROW($1:$80)))))","v":""},{"$f":"IF(OR(ISBLANK(NO100),NO5323=\"\"),\"\",IF(ISERROR(-LOOKUP(1,-LEFT(NO5323,ROW($1:$80)))),0,-LOOKUP(1,-LEFT(NO5323,ROW($1:$80)))))","v":""},{"$f":"IF(OR(ISBLANK(NP100),NP5323=\"\"),\"\",IF(ISERROR(-LOOKUP(1,-LEFT(NP5323,ROW($1:$80)))),0,-LOOKUP(1,-LEFT(NP5323,ROW($1:$80)))))","v":""},{"$f":"IF(OR(ISBLANK(NQ100),NQ5323=\"\"),\"\",IF(ISERROR(-LOOKUP(1,-LEFT(NQ5323,ROW($1:$80)))),0,-LOOKUP(1,-LEFT(NQ5323,ROW($1:$80)))))","v":""},{"$f":"IF(OR(ISBLANK(NR100),NR5323=\"\"),\"\",IF(ISERROR(-LOOKUP(1,-LEFT(NR5323,ROW($1:$80)))),0,-LOOKUP(1,-LEFT(NR5323,ROW($1:$80)))))","v":""},{"$f":"IF(OR(ISBLANK(NS100),NS5323=\"\"),\"\",IF(ISERROR(-LOOKUP(1,-LEFT(NS5323,ROW($1:$80)))),0,-LOOKUP(1,-LEFT(NS5323,ROW($1:$80)))))","v":""},{"$f":"IF(OR(ISBLANK(NT100),NT5323=\"\"),\"\",IF(ISERROR(-LOOKUP(1,-LEFT(NT5323,ROW($1:$80)))),0,-LOOKUP(1,-LEFT(NT5323,ROW($1:$80)))))","v":""},{"$f":"IF(OR(ISBLANK(NU100),NU5323=\"\"),\"\",IF(ISERROR(-LOOKUP(1,-LEFT(NU5323,ROW($1:$80)))),0,-LOOKUP(1,-LEFT(NU5323,ROW($1:$80)))))","v":""},{"$f":"IF(OR(ISBLANK(NV100),NV5323=\"\"),\"\",IF(ISERROR(-LOOKUP(1,-LEFT(NV5323,ROW($1:$80)))),0,-LOOKUP(1,-LEFT(NV5323,ROW($1:$80)))))","v":""},{"$f":"IF(OR(ISBLANK(NW100),NW5323=\"\"),\"\",IF(ISERROR(-LOOKUP(1,-LEFT(NW5323,ROW($1:$80)))),0,-LOOKUP(1,-LEFT(NW5323,ROW($1:$80)))))","v":""},{"$f":"IF(OR(ISBLANK(NX100),NX5323=\"\"),\"\",IF(ISERROR(-LOOKUP(1,-LEFT(NX5323,ROW($1:$80)))),0,-LOOKUP(1,-LEFT(NX5323,ROW($1:$80)))))","v":""},{"$f":"IF(OR(ISBLANK(NY100),NY5323=\"\"),\"\",IF(ISERROR(-LOOKUP(1,-LEFT(NY5323,ROW($1:$80)))),0,-LOOKUP(1,-LEFT(NY5323,ROW($1:$80)))))","v":""},{"$f":"IF(OR(ISBLANK(NZ100),NZ5323=\"\"),\"\",IF(ISERROR(-LOOKUP(1,-LEFT(NZ5323,ROW($1:$80)))),0,-LOOKUP(1,-LEFT(NZ5323,ROW($1:$80)))))","v":""},{"$f":"IF(OR(ISBLANK(OA100),OA5323=\"\"),\"\",IF(ISERROR(-LOOKUP(1,-LEFT(OA5323,ROW($1:$80)))),0,-LOOKUP(1,-LEFT(OA5323,ROW($1:$80)))))","v":""},{"$f":"IF(OR(ISBLANK(OB100),OB5323=\"\"),\"\",IF(ISERROR(-LOOKUP(1,-LEFT(OB5323,ROW($1:$80)))),0,-LOOKUP(1,-LEFT(OB5323,ROW($1:$80)))))","v":""},{"$f":"IF(OR(ISBLANK(OC100),OC5323=\"\"),\"\",IF(ISERROR(-LOOKUP(1,-LEFT(OC5323,ROW($1:$80)))),0,-LOOKUP(1,-LEFT(OC5323,ROW($1:$80)))))","v":""},{"$f":"IF(OR(ISBLANK(OD100),OD5323=\"\"),\"\",IF(ISERROR(-LOOKUP(1,-LEFT(OD5323,ROW($1:$80)))),0,-LOOKUP(1,-LEFT(OD5323,ROW($1:$80)))))","v":""},{"$f":"IF(OR(ISBLANK(OE100),OE5323=\"\"),\"\",IF(ISERROR(-LOOKUP(1,-LEFT(OE5323,ROW($1:$80)))),0,-LOOKUP(1,-LEFT(OE5323,ROW($1:$80)))))","v":""},{"$f":"IF(OR(ISBLANK(OF100),OF5323=\"\"),\"\",IF(ISERROR(-LOOKUP(1,-LEFT(OF5323,ROW($1:$80)))),0,-LOOKUP(1,-LEFT(OF5323,ROW($1:$80)))))","v":""},{"$f":"IF(OR(ISBLANK(OG100),OG5323=\"\"),\"\",IF(ISERROR(-LOOKUP(1,-LEFT(OG5323,ROW($1:$80)))),0,-LOOKUP(1,-LEFT(OG5323,ROW($1:$80)))))","v":""},{"$f":"IF(OR(ISBLANK(OH100),OH5323=\"\"),\"\",IF(ISERROR(-LOOKUP(1,-LEFT(OH5323,ROW($1:$80)))),0,-LOOKUP(1,-LEFT(OH5323,ROW($1:$80)))))","v":""},{"$f":"IF(OR(ISBLANK(OI100),OI5323=\"\"),\"\",IF(ISERROR(-LOOKUP(1,-LEFT(OI5323,ROW($1:$80)))),0,-LOOKUP(1,-LEFT(OI5323,ROW($1:$80)))))","v":""},{"$f":"IF(OR(ISBLANK(OJ100),OJ5323=\"\"),\"\",IF(ISERROR(-LOOKUP(1,-LEFT(OJ5323,ROW($1:$80)))),0,-LOOKUP(1,-LEFT(OJ5323,ROW($1:$80)))))","v":""},{"$f":"IF(OR(ISBLANK(OK100),OK5323=\"\"),\"\",IF(ISERROR(-LOOKUP(1,-LEFT(OK5323,ROW($1:$80)))),0,-LOOKUP(1,-LEFT(OK5323,ROW($1:$80)))))","v":""},{"$f":"IF(OR(ISBLANK(OL100),OL5323=\"\"),\"\",IF(ISERROR(-LOOKUP(1,-LEFT(OL5323,ROW($1:$80)))),0,-LOOKUP(1,-LEFT(OL5323,ROW($1:$80)))))","v":""},{"$f":"IF(OR(ISBLANK(OM100),OM5323=\"\"),\"\",IF(ISERROR(-LOOKUP(1,-LEFT(OM5323,ROW($1:$80)))),0,-LOOKUP(1,-LEFT(OM5323,ROW($1:$80)))))","v":""},{"$f":"IF(OR(ISBLANK(ON100),ON5323=\"\"),\"\",IF(ISERROR(-LOOKUP(1,-LEFT(ON5323,ROW($1:$80)))),0,-LOOKUP(1,-LEFT(ON5323,ROW($1:$80)))))","v":""},{"$f":"IF(OR(ISBLANK(OO100),OO5323=\"\"),\"\",IF(ISERROR(-LOOKUP(1,-LEFT(OO5323,ROW($1:$80)))),0,-LOOKUP(1,-LEFT(OO5323,ROW($1:$80)))))","v":""},{"$f":"IF(OR(ISBLANK(OP100),OP5323=\"\"),\"\",IF(ISERROR(-LOOKUP(1,-LEFT(OP5323,ROW($1:$80)))),0,-LOOKUP(1,-LEFT(OP5323,ROW($1:$80)))))","v":""},{"$f":"IF(OR(ISBLANK(OQ100),OQ5323=\"\"),\"\",IF(ISERROR(-LOOKUP(1,-LEFT(OQ5323,ROW($1:$80)))),0,-LOOKUP(1,-LEFT(OQ5323,ROW($1:$80)))))","v":""}]
[null,null,"灯油消費量","[MJ]",null,null,{"$f":"IF(OR(E$6<>$D$5209,COUNTBLANK(H78)=1),\"\",G5356)","v":""},{"$f":"IF(OR(ISBLANK(H100),H5324=\"\"),\"\",IF(ISERROR(-LOOKUP(1,-LEFT(H5324,ROW($1:$80)))),0,-LOOKUP(1,-LEFT(H5324,ROW($1:$80)))))","v":""},{"$f":"IF(OR(ISBLANK(I100),I5324=\"\"),\"\",IF(ISERROR(-LOOKUP(1,-LEFT(I5324,ROW($1:$80)))),0,-LOOKUP(1,-LEFT(I5324,ROW($1:$80)))))","v":""},{"$f":"IF(OR(ISBLANK(J100),J5324=\"\"),\"\",IF(ISERROR(-LOOKUP(1,-LEFT(J5324,ROW($1:$80)))),0,-LOOKUP(1,-LEFT(J5324,ROW($1:$80)))))","v":""},{"$f":"IF(OR(ISBLANK(K100),K5324=\"\"),\"\",IF(ISERROR(-LOOKUP(1,-LEFT(K5324,ROW($1:$80)))),0,-LOOKUP(1,-LEFT(K5324,ROW($1:$80)))))","v":""},{"$f":"IF(OR(ISBLANK(L100),L5324=\"\"),\"\",IF(ISERROR(-LOOKUP(1,-LEFT(L5324,ROW($1:$80)))),0,-LOOKUP(1,-LEFT(L5324,ROW($1:$80)))))","v":""},{"$f":"IF(OR(ISBLANK(M100),M5324=\"\"),\"\",IF(ISERROR(-LOOKUP(1,-LEFT(M5324,ROW($1:$80)))),0,-LOOKUP(1,-LEFT(M5324,ROW($1:$80)))))","v":""},{"$f":"IF(OR(ISBLANK(N100),N5324=\"\"),\"\",IF(ISERROR(-LOOKUP(1,-LEFT(N5324,ROW($1:$80)))),0,-LOOKUP(1,-LEFT(N5324,ROW($1:$80)))))","v":""},{"$f":"IF(OR(ISBLANK(O100),O5324=\"\"),\"\",IF(ISERROR(-LOOKUP(1,-LEFT(O5324,ROW($1:$80)))),0,-LOOKUP(1,-LEFT(O5324,ROW($1:$80)))))","v":""},{"$f":"IF(OR(ISBLANK(P100),P5324=\"\"),\"\",IF(ISERROR(-LOOKUP(1,-LEFT(P5324,ROW($1:$80)))),0,-LOOKUP(1,-LEFT(P5324,ROW($1:$80)))))","v":""},{"$f":"IF(OR(ISBLANK(Q100),Q5324=\"\"),\"\",IF(ISERROR(-LOOKUP(1,-LEFT(Q5324,ROW($1:$80)))),0,-LOOKUP(1,-LEFT(Q5324,ROW($1:$80)))))","v":""},{"$f":"IF(OR(ISBLANK(R100),R5324=\"\"),\"\",IF(ISERROR(-LOOKUP(1,-LEFT(R5324,ROW($1:$80)))),0,-LOOKUP(1,-LEFT(R5324,ROW($1:$80)))))","v":""},{"$f":"IF(OR(ISBLANK(S100),S5324=\"\"),\"\",IF(ISERROR(-LOOKUP(1,-LEFT(S5324,ROW($1:$80)))),0,-LOOKUP(1,-LEFT(S5324,ROW($1:$80)))))","v":""},{"$f":"IF(OR(ISBLANK(T100),T5324=\"\"),\"\",IF(ISERROR(-LOOKUP(1,-LEFT(T5324,ROW($1:$80)))),0,-LOOKUP(1,-LEFT(T5324,ROW($1:$80)))))","v":""},{"$f":"IF(OR(ISBLANK(U100),U5324=\"\"),\"\",IF(ISERROR(-LOOKUP(1,-LEFT(U5324,ROW($1:$80)))),0,-LOOKUP(1,-LEFT(U5324,ROW($1:$80)))))","v":""},{"$f":"IF(OR(ISBLANK(V100),V5324=\"\"),\"\",IF(ISERROR(-LOOKUP(1,-LEFT(V5324,ROW($1:$80)))),0,-LOOKUP(1,-LEFT(V5324,ROW($1:$80)))))","v":""},{"$f":"IF(OR(ISBLANK(W100),W5324=\"\"),\"\",IF(ISERROR(-LOOKUP(1,-LEFT(W5324,ROW($1:$80)))),0,-LOOKUP(1,-LEFT(W5324,ROW($1:$80)))))","v":""},{"$f":"IF(OR(ISBLANK(X100),X5324=\"\"),\"\",IF(ISERROR(-LOOKUP(1,-LEFT(X5324,ROW($1:$80)))),0,-LOOKUP(1,-LEFT(X5324,ROW($1:$80)))))","v":""},{"$f":"IF(OR(ISBLANK(Y100),Y5324=\"\"),\"\",IF(ISERROR(-LOOKUP(1,-LEFT(Y5324,ROW($1:$80)))),0,-LOOKUP(1,-LEFT(Y5324,ROW($1:$80)))))","v":""},{"$f":"IF(OR(ISBLANK(Z100),Z5324=\"\"),\"\",IF(ISERROR(-LOOKUP(1,-LEFT(Z5324,ROW($1:$80)))),0,-LOOKUP(1,-LEFT(Z5324,ROW($1:$80)))))","v":""},{"$f":"IF(OR(ISBLANK(AA100),AA5324=\"\"),\"\",IF(ISERROR(-LOOKUP(1,-LEFT(AA5324,ROW($1:$80)))),0,-LOOKUP(1,-LEFT(AA5324,ROW($1:$80)))))","v":""},{"$f":"IF(OR(ISBLANK(AB100),AB5324=\"\"),\"\",IF(ISERROR(-LOOKUP(1,-LEFT(AB5324,ROW($1:$80)))),0,-LOOKUP(1,-LEFT(AB5324,ROW($1:$80)))))","v":""},{"$f":"IF(OR(ISBLANK(AC100),AC5324=\"\"),\"\",IF(ISERROR(-LOOKUP(1,-LEFT(AC5324,ROW($1:$80)))),0,-LOOKUP(1,-LEFT(AC5324,ROW($1:$80)))))","v":""},{"$f":"IF(OR(ISBLANK(AD100),AD5324=\"\"),\"\",IF(ISERROR(-LOOKUP(1,-LEFT(AD5324,ROW($1:$80)))),0,-LOOKUP(1,-LEFT(AD5324,ROW($1:$80)))))","v":""},{"$f":"IF(OR(ISBLANK(AE100),AE5324=\"\"),\"\",IF(ISERROR(-LOOKUP(1,-LEFT(AE5324,ROW($1:$80)))),0,-LOOKUP(1,-LEFT(AE5324,ROW($1:$80)))))","v":""},{"$f":"IF(OR(ISBLANK(AF100),AF5324=\"\"),\"\",IF(ISERROR(-LOOKUP(1,-LEFT(AF5324,ROW($1:$80)))),0,-LOOKUP(1,-LEFT(AF5324,ROW($1:$80)))))","v":""},{"$f":"IF(OR(ISBLANK(AG100),AG5324=\"\"),\"\",IF(ISERROR(-LOOKUP(1,-LEFT(AG5324,ROW($1:$80)))),0,-LOOKUP(1,-LEFT(AG5324,ROW($1:$80)))))","v":""},{"$f":"IF(OR(ISBLANK(AH100),AH5324=\"\"),\"\",IF(ISERROR(-LOOKUP(1,-LEFT(AH5324,ROW($1:$80)))),0,-LOOKUP(1,-LEFT(AH5324,ROW($1:$80)))))","v":""},{"$f":"IF(OR(ISBLANK(AI100),AI5324=\"\"),\"\",IF(ISERROR(-LOOKUP(1,-LEFT(AI5324,ROW($1:$80)))),0,-LOOKUP(1,-LEFT(AI5324,ROW($1:$80)))))","v":""},{"$f":"IF(OR(ISBLANK(AJ100),AJ5324=\"\"),\"\",IF(ISERROR(-LOOKUP(1,-LEFT(AJ5324,ROW($1:$80)))),0,-LOOKUP(1,-LEFT(AJ5324,ROW($1:$80)))))","v":""},{"$f":"IF(OR(ISBLANK(AK100),AK5324=\"\"),\"\",IF(ISERROR(-LOOKUP(1,-LEFT(AK5324,ROW($1:$80)))),0,-LOOKUP(1,-LEFT(AK5324,ROW($1:$80)))))","v":""},{"$f":"IF(OR(ISBLANK(AL100),AL5324=\"\"),\"\",IF(ISERROR(-LOOKUP(1,-LEFT(AL5324,ROW($1:$80)))),0,-LOOKUP(1,-LEFT(AL5324,ROW($1:$80)))))","v":""},{"$f":"IF(OR(ISBLANK(AM100),AM5324=\"\"),\"\",IF(ISERROR(-LOOKUP(1,-LEFT(AM5324,ROW($1:$80)))),0,-LOOKUP(1,-LEFT(AM5324,ROW($1:$80)))))","v":""},{"$f":"IF(OR(ISBLANK(AN100),AN5324=\"\"),\"\",IF(ISERROR(-LOOKUP(1,-LEFT(AN5324,ROW($1:$80)))),0,-LOOKUP(1,-LEFT(AN5324,ROW($1:$80)))))","v":""},{"$f":"IF(OR(ISBLANK(AO100),AO5324=\"\"),\"\",IF(ISERROR(-LOOKUP(1,-LEFT(AO5324,ROW($1:$80)))),0,-LOOKUP(1,-LEFT(AO5324,ROW($1:$80)))))","v":""},{"$f":"IF(OR(ISBLANK(AP100),AP5324=\"\"),\"\",IF(ISERROR(-LOOKUP(1,-LEFT(AP5324,ROW($1:$80)))),0,-LOOKUP(1,-LEFT(AP5324,ROW($1:$80)))))","v":""},{"$f":"IF(OR(ISBLANK(AQ100),AQ5324=\"\"),\"\",IF(ISERROR(-LOOKUP(1,-LEFT(AQ5324,ROW($1:$80)))),0,-LOOKUP(1,-LEFT(AQ5324,ROW($1:$80)))))","v":""},{"$f":"IF(OR(ISBLANK(AR100),AR5324=\"\"),\"\",IF(ISERROR(-LOOKUP(1,-LEFT(AR5324,ROW($1:$80)))),0,-LOOKUP(1,-LEFT(AR5324,ROW($1:$80)))))","v":""},{"$f":"IF(OR(ISBLANK(AS100),AS5324=\"\"),\"\",IF(ISERROR(-LOOKUP(1,-LEFT(AS5324,ROW($1:$80)))),0,-LOOKUP(1,-LEFT(AS5324,ROW($1:$80)))))","v":""},{"$f":"IF(OR(ISBLANK(AT100),AT5324=\"\"),\"\",IF(ISERROR(-LOOKUP(1,-LEFT(AT5324,ROW($1:$80)))),0,-LOOKUP(1,-LEFT(AT5324,ROW($1:$80)))))","v":""},{"$f":"IF(OR(ISBLANK(AU100),AU5324=\"\"),\"\",IF(ISERROR(-LOOKUP(1,-LEFT(AU5324,ROW($1:$80)))),0,-LOOKUP(1,-LEFT(AU5324,ROW($1:$80)))))","v":""},{"$f":"IF(OR(ISBLANK(AV100),AV5324=\"\"),\"\",IF(ISERROR(-LOOKUP(1,-LEFT(AV5324,ROW($1:$80)))),0,-LOOKUP(1,-LEFT(AV5324,ROW($1:$80)))))","v":""},{"$f":"IF(OR(ISBLANK(AW100),AW5324=\"\"),\"\",IF(ISERROR(-LOOKUP(1,-LEFT(AW5324,ROW($1:$80)))),0,-LOOKUP(1,-LEFT(AW5324,ROW($1:$80)))))","v":""},{"$f":"IF(OR(ISBLANK(AX100),AX5324=\"\"),\"\",IF(ISERROR(-LOOKUP(1,-LEFT(AX5324,ROW($1:$80)))),0,-LOOKUP(1,-LEFT(AX5324,ROW($1:$80)))))","v":""},{"$f":"IF(OR(ISBLANK(AY100),AY5324=\"\"),\"\",IF(ISERROR(-LOOKUP(1,-LEFT(AY5324,ROW($1:$80)))),0,-LOOKUP(1,-LEFT(AY5324,ROW($1:$80)))))","v":""},{"$f":"IF(OR(ISBLANK(AZ100),AZ5324=\"\"),\"\",IF(ISERROR(-LOOKUP(1,-LEFT(AZ5324,ROW($1:$80)))),0,-LOOKUP(1,-LEFT(AZ5324,ROW($1:$80)))))","v":""},{"$f":"IF(OR(ISBLANK(BA100),BA5324=\"\"),\"\",IF(ISERROR(-LOOKUP(1,-LEFT(BA5324,ROW($1:$80)))),0,-LOOKUP(1,-LEFT(BA5324,ROW($1:$80)))))","v":""},{"$f":"IF(OR(ISBLANK(BB100),BB5324=\"\"),\"\",IF(ISERROR(-LOOKUP(1,-LEFT(BB5324,ROW($1:$80)))),0,-LOOKUP(1,-LEFT(BB5324,ROW($1:$80)))))","v":""},{"$f":"IF(OR(ISBLANK(BC100),BC5324=\"\"),\"\",IF(ISERROR(-LOOKUP(1,-LEFT(BC5324,ROW($1:$80)))),0,-LOOKUP(1,-LEFT(BC5324,ROW($1:$80)))))","v":""},{"$f":"IF(OR(ISBLANK(BD100),BD5324=\"\"),\"\",IF(ISERROR(-LOOKUP(1,-LEFT(BD5324,ROW($1:$80)))),0,-LOOKUP(1,-LEFT(BD5324,ROW($1:$80)))))","v":""},{"$f":"IF(OR(ISBLANK(BE100),BE5324=\"\"),\"\",IF(ISERROR(-LOOKUP(1,-LEFT(BE5324,ROW($1:$80)))),0,-LOOKUP(1,-LEFT(BE5324,ROW($1:$80)))))","v":""},{"$f":"IF(OR(ISBLANK(BF100),BF5324=\"\"),\"\",IF(ISERROR(-LOOKUP(1,-LEFT(BF5324,ROW($1:$80)))),0,-LOOKUP(1,-LEFT(BF5324,ROW($1:$80)))))","v":""},{"$f":"IF(OR(ISBLANK(BG100),BG5324=\"\"),\"\",IF(ISERROR(-LOOKUP(1,-LEFT(BG5324,ROW($1:$80)))),0,-LOOKUP(1,-LEFT(BG5324,ROW($1:$80)))))","v":""},{"$f":"IF(OR(ISBLANK(BH100),BH5324=\"\"),\"\",IF(ISERROR(-LOOKUP(1,-LEFT(BH5324,ROW($1:$80)))),0,-LOOKUP(1,-LEFT(BH5324,ROW($1:$80)))))","v":""},{"$f":"IF(OR(ISBLANK(BI100),BI5324=\"\"),\"\",IF(ISERROR(-LOOKUP(1,-LEFT(BI5324,ROW($1:$80)))),0,-LOOKUP(1,-LEFT(BI5324,ROW($1:$80)))))","v":""},{"$f":"IF(OR(ISBLANK(BJ100),BJ5324=\"\"),\"\",IF(ISERROR(-LOOKUP(1,-LEFT(BJ5324,ROW($1:$80)))),0,-LOOKUP(1,-LEFT(BJ5324,ROW($1:$80)))))","v":""},{"$f":"IF(OR(ISBLANK(BK100),BK5324=\"\"),\"\",IF(ISERROR(-LOOKUP(1,-LEFT(BK5324,ROW($1:$80)))),0,-LOOKUP(1,-LEFT(BK5324,ROW($1:$80)))))","v":""},{"$f":"IF(OR(ISBLANK(BL100),BL5324=\"\"),\"\",IF(ISERROR(-LOOKUP(1,-LEFT(BL5324,ROW($1:$80)))),0,-LOOKUP(1,-LEFT(BL5324,ROW($1:$80)))))","v":""},{"$f":"IF(OR(ISBLANK(BM100),BM5324=\"\"),\"\",IF(ISERROR(-LOOKUP(1,-LEFT(BM5324,ROW($1:$80)))),0,-LOOKUP(1,-LEFT(BM5324,ROW($1:$80)))))","v":""},{"$f":"IF(OR(ISBLANK(BN100),BN5324=\"\"),\"\",IF(ISERROR(-LOOKUP(1,-LEFT(BN5324,ROW($1:$80)))),0,-LOOKUP(1,-LEFT(BN5324,ROW($1:$80)))))","v":""},{"$f":"IF(OR(ISBLANK(BO100),BO5324=\"\"),\"\",IF(ISERROR(-LOOKUP(1,-LEFT(BO5324,ROW($1:$80)))),0,-LOOKUP(1,-LEFT(BO5324,ROW($1:$80)))))","v":""},{"$f":"IF(OR(ISBLANK(BP100),BP5324=\"\"),\"\",IF(ISERROR(-LOOKUP(1,-LEFT(BP5324,ROW($1:$80)))),0,-LOOKUP(1,-LEFT(BP5324,ROW($1:$80)))))","v":""},{"$f":"IF(OR(ISBLANK(BQ100),BQ5324=\"\"),\"\",IF(ISERROR(-LOOKUP(1,-LEFT(BQ5324,ROW($1:$80)))),0,-LOOKUP(1,-LEFT(BQ5324,ROW($1:$80)))))","v":""},{"$f":"IF(OR(ISBLANK(BR100),BR5324=\"\"),\"\",IF(ISERROR(-LOOKUP(1,-LEFT(BR5324,ROW($1:$80)))),0,-LOOKUP(1,-LEFT(BR5324,ROW($1:$80)))))","v":""},{"$f":"IF(OR(ISBLANK(BS100),BS5324=\"\"),\"\",IF(ISERROR(-LOOKUP(1,-LEFT(BS5324,ROW($1:$80)))),0,-LOOKUP(1,-LEFT(BS5324,ROW($1:$80)))))","v":""},{"$f":"IF(OR(ISBLANK(BT100),BT5324=\"\"),\"\",IF(ISERROR(-LOOKUP(1,-LEFT(BT5324,ROW($1:$80)))),0,-LOOKUP(1,-LEFT(BT5324,ROW($1:$80)))))","v":""},{"$f":"IF(OR(ISBLANK(BU100),BU5324=\"\"),\"\",IF(ISERROR(-LOOKUP(1,-LEFT(BU5324,ROW($1:$80)))),0,-LOOKUP(1,-LEFT(BU5324,ROW($1:$80)))))","v":""},{"$f":"IF(OR(ISBLANK(BV100),BV5324=\"\"),\"\",IF(ISERROR(-LOOKUP(1,-LEFT(BV5324,ROW($1:$80)))),0,-LOOKUP(1,-LEFT(BV5324,ROW($1:$80)))))","v":""},{"$f":"IF(OR(ISBLANK(BW100),BW5324=\"\"),\"\",IF(ISERROR(-LOOKUP(1,-LEFT(BW5324,ROW($1:$80)))),0,-LOOKUP(1,-LEFT(BW5324,ROW($1:$80)))))","v":""},{"$f":"IF(OR(ISBLANK(BX100),BX5324=\"\"),\"\",IF(ISERROR(-LOOKUP(1,-LEFT(BX5324,ROW($1:$80)))),0,-LOOKUP(1,-LEFT(BX5324,ROW($1:$80)))))","v":""},{"$f":"IF(OR(ISBLANK(BY100),BY5324=\"\"),\"\",IF(ISERROR(-LOOKUP(1,-LEFT(BY5324,ROW($1:$80)))),0,-LOOKUP(1,-LEFT(BY5324,ROW($1:$80)))))","v":""},{"$f":"IF(OR(ISBLANK(BZ100),BZ5324=\"\"),\"\",IF(ISERROR(-LOOKUP(1,-LEFT(BZ5324,ROW($1:$80)))),0,-LOOKUP(1,-LEFT(BZ5324,ROW($1:$80)))))","v":""},{"$f":"IF(OR(ISBLANK(CA100),CA5324=\"\"),\"\",IF(ISERROR(-LOOKUP(1,-LEFT(CA5324,ROW($1:$80)))),0,-LOOKUP(1,-LEFT(CA5324,ROW($1:$80)))))","v":""},{"$f":"IF(OR(ISBLANK(CB100),CB5324=\"\"),\"\",IF(ISERROR(-LOOKUP(1,-LEFT(CB5324,ROW($1:$80)))),0,-LOOKUP(1,-LEFT(CB5324,ROW($1:$80)))))","v":""},{"$f":"IF(OR(ISBLANK(CC100),CC5324=\"\"),\"\",IF(ISERROR(-LOOKUP(1,-LEFT(CC5324,ROW($1:$80)))),0,-LOOKUP(1,-LEFT(CC5324,ROW($1:$80)))))","v":""},{"$f":"IF(OR(ISBLANK(CD100),CD5324=\"\"),\"\",IF(ISERROR(-LOOKUP(1,-LEFT(CD5324,ROW($1:$80)))),0,-LOOKUP(1,-LEFT(CD5324,ROW($1:$80)))))","v":""},{"$f":"IF(OR(ISBLANK(CE100),CE5324=\"\"),\"\",IF(ISERROR(-LOOKUP(1,-LEFT(CE5324,ROW($1:$80)))),0,-LOOKUP(1,-LEFT(CE5324,ROW($1:$80)))))","v":""},{"$f":"IF(OR(ISBLANK(CF100),CF5324=\"\"),\"\",IF(ISERROR(-LOOKUP(1,-LEFT(CF5324,ROW($1:$80)))),0,-LOOKUP(1,-LEFT(CF5324,ROW($1:$80)))))","v":""},{"$f":"IF(OR(ISBLANK(CG100),CG5324=\"\"),\"\",IF(ISERROR(-LOOKUP(1,-LEFT(CG5324,ROW($1:$80)))),0,-LOOKUP(1,-LEFT(CG5324,ROW($1:$80)))))","v":""},{"$f":"IF(OR(ISBLANK(CH100),CH5324=\"\"),\"\",IF(ISERROR(-LOOKUP(1,-LEFT(CH5324,ROW($1:$80)))),0,-LOOKUP(1,-LEFT(CH5324,ROW($1:$80)))))","v":""},{"$f":"IF(OR(ISBLANK(CI100),CI5324=\"\"),\"\",IF(ISERROR(-LOOKUP(1,-LEFT(CI5324,ROW($1:$80)))),0,-LOOKUP(1,-LEFT(CI5324,ROW($1:$80)))))","v":""},{"$f":"IF(OR(ISBLANK(CJ100),CJ5324=\"\"),\"\",IF(ISERROR(-LOOKUP(1,-LEFT(CJ5324,ROW($1:$80)))),0,-LOOKUP(1,-LEFT(CJ5324,ROW($1:$80)))))","v":""},{"$f":"IF(OR(ISBLANK(CK100),CK5324=\"\"),\"\",IF(ISERROR(-LOOKUP(1,-LEFT(CK5324,ROW($1:$80)))),0,-LOOKUP(1,-LEFT(CK5324,ROW($1:$80)))))","v":""},{"$f":"IF(OR(ISBLANK(CL100),CL5324=\"\"),\"\",IF(ISERROR(-LOOKUP(1,-LEFT(CL5324,ROW($1:$80)))),0,-LOOKUP(1,-LEFT(CL5324,ROW($1:$80)))))","v":""},{"$f":"IF(OR(ISBLANK(CM100),CM5324=\"\"),\"\",IF(ISERROR(-LOOKUP(1,-LEFT(CM5324,ROW($1:$80)))),0,-LOOKUP(1,-LEFT(CM5324,ROW($1:$80)))))","v":""},{"$f":"IF(OR(ISBLANK(CN100),CN5324=\"\"),\"\",IF(ISERROR(-LOOKUP(1,-LEFT(CN5324,ROW($1:$80)))),0,-LOOKUP(1,-LEFT(CN5324,ROW($1:$80)))))","v":""},{"$f":"IF(OR(ISBLANK(CO100),CO5324=\"\"),\"\",IF(ISERROR(-LOOKUP(1,-LEFT(CO5324,ROW($1:$80)))),0,-LOOKUP(1,-LEFT(CO5324,ROW($1:$80)))))","v":""},{"$f":"IF(OR(ISBLANK(CP100),CP5324=\"\"),\"\",IF(ISERROR(-LOOKUP(1,-LEFT(CP5324,ROW($1:$80)))),0,-LOOKUP(1,-LEFT(CP5324,ROW($1:$80)))))","v":""},{"$f":"IF(OR(ISBLANK(CQ100),CQ5324=\"\"),\"\",IF(ISERROR(-LOOKUP(1,-LEFT(CQ5324,ROW($1:$80)))),0,-LOOKUP(1,-LEFT(CQ5324,ROW($1:$80)))))","v":""},{"$f":"IF(OR(ISBLANK(CR100),CR5324=\"\"),\"\",IF(ISERROR(-LOOKUP(1,-LEFT(CR5324,ROW($1:$80)))),0,-LOOKUP(1,-LEFT(CR5324,ROW($1:$80)))))","v":""},{"$f":"IF(OR(ISBLANK(CS100),CS5324=\"\"),\"\",IF(ISERROR(-LOOKUP(1,-LEFT(CS5324,ROW($1:$80)))),0,-LOOKUP(1,-LEFT(CS5324,ROW($1:$80)))))","v":""},{"$f":"IF(OR(ISBLANK(CT100),CT5324=\"\"),\"\",IF(ISERROR(-LOOKUP(1,-LEFT(CT5324,ROW($1:$80)))),0,-LOOKUP(1,-LEFT(CT5324,ROW($1:$80)))))","v":""},{"$f":"IF(OR(ISBLANK(CU100),CU5324=\"\"),\"\",IF(ISERROR(-LOOKUP(1,-LEFT(CU5324,ROW($1:$80)))),0,-LOOKUP(1,-LEFT(CU5324,ROW($1:$80)))))","v":""},{"$f":"IF(OR(ISBLANK(CV100),CV5324=\"\"),\"\",IF(ISERROR(-LOOKUP(1,-LEFT(CV5324,ROW($1:$80)))),0,-LOOKUP(1,-LEFT(CV5324,ROW($1:$80)))))","v":""},{"$f":"IF(OR(ISBLANK(CW100),CW5324=\"\"),\"\",IF(ISERROR(-LOOKUP(1,-LEFT(CW5324,ROW($1:$80)))),0,-LOOKUP(1,-LEFT(CW5324,ROW($1:$80)))))","v":""},{"$f":"IF(OR(ISBLANK(CX100),CX5324=\"\"),\"\",IF(ISERROR(-LOOKUP(1,-LEFT(CX5324,ROW($1:$80)))),0,-LOOKUP(1,-LEFT(CX5324,ROW($1:$80)))))","v":""},{"$f":"IF(OR(ISBLANK(CY100),CY5324=\"\"),\"\",IF(ISERROR(-LOOKUP(1,-LEFT(CY5324,ROW($1:$80)))),0,-LOOKUP(1,-LEFT(CY5324,ROW($1:$80)))))","v":""},{"$f":"IF(OR(ISBLANK(CZ100),CZ5324=\"\"),\"\",IF(ISERROR(-LOOKUP(1,-LEFT(CZ5324,ROW($1:$80)))),0,-LOOKUP(1,-LEFT(CZ5324,ROW($1:$80)))))","v":""},{"$f":"IF(OR(ISBLANK(DA100),DA5324=\"\"),\"\",IF(ISERROR(-LOOKUP(1,-LEFT(DA5324,ROW($1:$80)))),0,-LOOKUP(1,-LEFT(DA5324,ROW($1:$80)))))","v":""},{"$f":"IF(OR(ISBLANK(DB100),DB5324=\"\"),\"\",IF(ISERROR(-LOOKUP(1,-LEFT(DB5324,ROW($1:$80)))),0,-LOOKUP(1,-LEFT(DB5324,ROW($1:$80)))))","v":""},{"$f":"IF(OR(ISBLANK(DC100),DC5324=\"\"),\"\",IF(ISERROR(-LOOKUP(1,-LEFT(DC5324,ROW($1:$80)))),0,-LOOKUP(1,-LEFT(DC5324,ROW($1:$80)))))","v":""},{"$f":"IF(OR(ISBLANK(DD100),DD5324=\"\"),\"\",IF(ISERROR(-LOOKUP(1,-LEFT(DD5324,ROW($1:$80)))),0,-LOOKUP(1,-LEFT(DD5324,ROW($1:$80)))))","v":""},{"$f":"IF(OR(ISBLANK(DE100),DE5324=\"\"),\"\",IF(ISERROR(-LOOKUP(1,-LEFT(DE5324,ROW($1:$80)))),0,-LOOKUP(1,-LEFT(DE5324,ROW($1:$80)))))","v":""},{"$f":"IF(OR(ISBLANK(DF100),DF5324=\"\"),\"\",IF(ISERROR(-LOOKUP(1,-LEFT(DF5324,ROW($1:$80)))),0,-LOOKUP(1,-LEFT(DF5324,ROW($1:$80)))))","v":""},{"$f":"IF(OR(ISBLANK(DG100),DG5324=\"\"),\"\",IF(ISERROR(-LOOKUP(1,-LEFT(DG5324,ROW($1:$80)))),0,-LOOKUP(1,-LEFT(DG5324,ROW($1:$80)))))","v":""},{"$f":"IF(OR(ISBLANK(DH100),DH5324=\"\"),\"\",IF(ISERROR(-LOOKUP(1,-LEFT(DH5324,ROW($1:$80)))),0,-LOOKUP(1,-LEFT(DH5324,ROW($1:$80)))))","v":""},{"$f":"IF(OR(ISBLANK(DI100),DI5324=\"\"),\"\",IF(ISERROR(-LOOKUP(1,-LEFT(DI5324,ROW($1:$80)))),0,-LOOKUP(1,-LEFT(DI5324,ROW($1:$80)))))","v":""},{"$f":"IF(OR(ISBLANK(DJ100),DJ5324=\"\"),\"\",IF(ISERROR(-LOOKUP(1,-LEFT(DJ5324,ROW($1:$80)))),0,-LOOKUP(1,-LEFT(DJ5324,ROW($1:$80)))))","v":""},{"$f":"IF(OR(ISBLANK(DK100),DK5324=\"\"),\"\",IF(ISERROR(-LOOKUP(1,-LEFT(DK5324,ROW($1:$80)))),0,-LOOKUP(1,-LEFT(DK5324,ROW($1:$80)))))","v":""},{"$f":"IF(OR(ISBLANK(DL100),DL5324=\"\"),\"\",IF(ISERROR(-LOOKUP(1,-LEFT(DL5324,ROW($1:$80)))),0,-LOOKUP(1,-LEFT(DL5324,ROW($1:$80)))))","v":""},{"$f":"IF(OR(ISBLANK(DM100),DM5324=\"\"),\"\",IF(ISERROR(-LOOKUP(1,-LEFT(DM5324,ROW($1:$80)))),0,-LOOKUP(1,-LEFT(DM5324,ROW($1:$80)))))","v":""},{"$f":"IF(OR(ISBLANK(DN100),DN5324=\"\"),\"\",IF(ISERROR(-LOOKUP(1,-LEFT(DN5324,ROW($1:$80)))),0,-LOOKUP(1,-LEFT(DN5324,ROW($1:$80)))))","v":""},{"$f":"IF(OR(ISBLANK(DO100),DO5324=\"\"),\"\",IF(ISERROR(-LOOKUP(1,-LEFT(DO5324,ROW($1:$80)))),0,-LOOKUP(1,-LEFT(DO5324,ROW($1:$80)))))","v":""},{"$f":"IF(OR(ISBLANK(DP100),DP5324=\"\"),\"\",IF(ISERROR(-LOOKUP(1,-LEFT(DP5324,ROW($1:$80)))),0,-LOOKUP(1,-LEFT(DP5324,ROW($1:$80)))))","v":""},{"$f":"IF(OR(ISBLANK(DQ100),DQ5324=\"\"),\"\",IF(ISERROR(-LOOKUP(1,-LEFT(DQ5324,ROW($1:$80)))),0,-LOOKUP(1,-LEFT(DQ5324,ROW($1:$80)))))","v":""},{"$f":"IF(OR(ISBLANK(DR100),DR5324=\"\"),\"\",IF(ISERROR(-LOOKUP(1,-LEFT(DR5324,ROW($1:$80)))),0,-LOOKUP(1,-LEFT(DR5324,ROW($1:$80)))))","v":""},{"$f":"IF(OR(ISBLANK(DS100),DS5324=\"\"),\"\",IF(ISERROR(-LOOKUP(1,-LEFT(DS5324,ROW($1:$80)))),0,-LOOKUP(1,-LEFT(DS5324,ROW($1:$80)))))","v":""},{"$f":"IF(OR(ISBLANK(DT100),DT5324=\"\"),\"\",IF(ISERROR(-LOOKUP(1,-LEFT(DT5324,ROW($1:$80)))),0,-LOOKUP(1,-LEFT(DT5324,ROW($1:$80)))))","v":""},{"$f":"IF(OR(ISBLANK(DU100),DU5324=\"\"),\"\",IF(ISERROR(-LOOKUP(1,-LEFT(DU5324,ROW($1:$80)))),0,-LOOKUP(1,-LEFT(DU5324,ROW($1:$80)))))","v":""},{"$f":"IF(OR(ISBLANK(DV100),DV5324=\"\"),\"\",IF(ISERROR(-LOOKUP(1,-LEFT(DV5324,ROW($1:$80)))),0,-LOOKUP(1,-LEFT(DV5324,ROW($1:$80)))))","v":""},{"$f":"IF(OR(ISBLANK(DW100),DW5324=\"\"),\"\",IF(ISERROR(-LOOKUP(1,-LEFT(DW5324,ROW($1:$80)))),0,-LOOKUP(1,-LEFT(DW5324,ROW($1:$80)))))","v":""},{"$f":"IF(OR(ISBLANK(DX100),DX5324=\"\"),\"\",IF(ISERROR(-LOOKUP(1,-LEFT(DX5324,ROW($1:$80)))),0,-LOOKUP(1,-LEFT(DX5324,ROW($1:$80)))))","v":""},{"$f":"IF(OR(ISBLANK(DY100),DY5324=\"\"),\"\",IF(ISERROR(-LOOKUP(1,-LEFT(DY5324,ROW($1:$80)))),0,-LOOKUP(1,-LEFT(DY5324,ROW($1:$80)))))","v":""},{"$f":"IF(OR(ISBLANK(DZ100),DZ5324=\"\"),\"\",IF(ISERROR(-LOOKUP(1,-LEFT(DZ5324,ROW($1:$80)))),0,-LOOKUP(1,-LEFT(DZ5324,ROW($1:$80)))))","v":""},{"$f":"IF(OR(ISBLANK(EA100),EA5324=\"\"),\"\",IF(ISERROR(-LOOKUP(1,-LEFT(EA5324,ROW($1:$80)))),0,-LOOKUP(1,-LEFT(EA5324,ROW($1:$80)))))","v":""},{"$f":"IF(OR(ISBLANK(EB100),EB5324=\"\"),\"\",IF(ISERROR(-LOOKUP(1,-LEFT(EB5324,ROW($1:$80)))),0,-LOOKUP(1,-LEFT(EB5324,ROW($1:$80)))))","v":""},{"$f":"IF(OR(ISBLANK(EC100),EC5324=\"\"),\"\",IF(ISERROR(-LOOKUP(1,-LEFT(EC5324,ROW($1:$80)))),0,-LOOKUP(1,-LEFT(EC5324,ROW($1:$80)))))","v":""},{"$f":"IF(OR(ISBLANK(ED100),ED5324=\"\"),\"\",IF(ISERROR(-LOOKUP(1,-LEFT(ED5324,ROW($1:$80)))),0,-LOOKUP(1,-LEFT(ED5324,ROW($1:$80)))))","v":""},{"$f":"IF(OR(ISBLANK(EE100),EE5324=\"\"),\"\",IF(ISERROR(-LOOKUP(1,-LEFT(EE5324,ROW($1:$80)))),0,-LOOKUP(1,-LEFT(EE5324,ROW($1:$80)))))","v":""},{"$f":"IF(OR(ISBLANK(EF100),EF5324=\"\"),\"\",IF(ISERROR(-LOOKUP(1,-LEFT(EF5324,ROW($1:$80)))),0,-LOOKUP(1,-LEFT(EF5324,ROW($1:$80)))))","v":""},{"$f":"IF(OR(ISBLANK(EG100),EG5324=\"\"),\"\",IF(ISERROR(-LOOKUP(1,-LEFT(EG5324,ROW($1:$80)))),0,-LOOKUP(1,-LEFT(EG5324,ROW($1:$80)))))","v":""},{"$f":"IF(OR(ISBLANK(EH100),EH5324=\"\"),\"\",IF(ISERROR(-LOOKUP(1,-LEFT(EH5324,ROW($1:$80)))),0,-LOOKUP(1,-LEFT(EH5324,ROW($1:$80)))))","v":""},{"$f":"IF(OR(ISBLANK(EI100),EI5324=\"\"),\"\",IF(ISERROR(-LOOKUP(1,-LEFT(EI5324,ROW($1:$80)))),0,-LOOKUP(1,-LEFT(EI5324,ROW($1:$80)))))","v":""},{"$f":"IF(OR(ISBLANK(EJ100),EJ5324=\"\"),\"\",IF(ISERROR(-LOOKUP(1,-LEFT(EJ5324,ROW($1:$80)))),0,-LOOKUP(1,-LEFT(EJ5324,ROW($1:$80)))))","v":""},{"$f":"IF(OR(ISBLANK(EK100),EK5324=\"\"),\"\",IF(ISERROR(-LOOKUP(1,-LEFT(EK5324,ROW($1:$80)))),0,-LOOKUP(1,-LEFT(EK5324,ROW($1:$80)))))","v":""},{"$f":"IF(OR(ISBLANK(EL100),EL5324=\"\"),\"\",IF(ISERROR(-LOOKUP(1,-LEFT(EL5324,ROW($1:$80)))),0,-LOOKUP(1,-LEFT(EL5324,ROW($1:$80)))))","v":""},{"$f":"IF(OR(ISBLANK(EM100),EM5324=\"\"),\"\",IF(ISERROR(-LOOKUP(1,-LEFT(EM5324,ROW($1:$80)))),0,-LOOKUP(1,-LEFT(EM5324,ROW($1:$80)))))","v":""},{"$f":"IF(OR(ISBLANK(EN100),EN5324=\"\"),\"\",IF(ISERROR(-LOOKUP(1,-LEFT(EN5324,ROW($1:$80)))),0,-LOOKUP(1,-LEFT(EN5324,ROW($1:$80)))))","v":""},{"$f":"IF(OR(ISBLANK(EO100),EO5324=\"\"),\"\",IF(ISERROR(-LOOKUP(1,-LEFT(EO5324,ROW($1:$80)))),0,-LOOKUP(1,-LEFT(EO5324,ROW($1:$80)))))","v":""},{"$f":"IF(OR(ISBLANK(EP100),EP5324=\"\"),\"\",IF(ISERROR(-LOOKUP(1,-LEFT(EP5324,ROW($1:$80)))),0,-LOOKUP(1,-LEFT(EP5324,ROW($1:$80)))))","v":""},{"$f":"IF(OR(ISBLANK(EQ100),EQ5324=\"\"),\"\",IF(ISERROR(-LOOKUP(1,-LEFT(EQ5324,ROW($1:$80)))),0,-LOOKUP(1,-LEFT(EQ5324,ROW($1:$80)))))","v":""},{"$f":"IF(OR(ISBLANK(ER100),ER5324=\"\"),\"\",IF(ISERROR(-LOOKUP(1,-LEFT(ER5324,ROW($1:$80)))),0,-LOOKUP(1,-LEFT(ER5324,ROW($1:$80)))))","v":""},{"$f":"IF(OR(ISBLANK(ES100),ES5324=\"\"),\"\",IF(ISERROR(-LOOKUP(1,-LEFT(ES5324,ROW($1:$80)))),0,-LOOKUP(1,-LEFT(ES5324,ROW($1:$80)))))","v":""},{"$f":"IF(OR(ISBLANK(ET100),ET5324=\"\"),\"\",IF(ISERROR(-LOOKUP(1,-LEFT(ET5324,ROW($1:$80)))),0,-LOOKUP(1,-LEFT(ET5324,ROW($1:$80)))))","v":""},{"$f":"IF(OR(ISBLANK(EU100),EU5324=\"\"),\"\",IF(ISERROR(-LOOKUP(1,-LEFT(EU5324,ROW($1:$80)))),0,-LOOKUP(1,-LEFT(EU5324,ROW($1:$80)))))","v":""},{"$f":"IF(OR(ISBLANK(EV100),EV5324=\"\"),\"\",IF(ISERROR(-LOOKUP(1,-LEFT(EV5324,ROW($1:$80)))),0,-LOOKUP(1,-LEFT(EV5324,ROW($1:$80)))))","v":""},{"$f":"IF(OR(ISBLANK(EW100),EW5324=\"\"),\"\",IF(ISERROR(-LOOKUP(1,-LEFT(EW5324,ROW($1:$80)))),0,-LOOKUP(1,-LEFT(EW5324,ROW($1:$80)))))","v":""},{"$f":"IF(OR(ISBLANK(EX100),EX5324=\"\"),\"\",IF(ISERROR(-LOOKUP(1,-LEFT(EX5324,ROW($1:$80)))),0,-LOOKUP(1,-LEFT(EX5324,ROW($1:$80)))))","v":""},{"$f":"IF(OR(ISBLANK(EY100),EY5324=\"\"),\"\",IF(ISERROR(-LOOKUP(1,-LEFT(EY5324,ROW($1:$80)))),0,-LOOKUP(1,-LEFT(EY5324,ROW($1:$80)))))","v":""},{"$f":"IF(OR(ISBLANK(EZ100),EZ5324=\"\"),\"\",IF(ISERROR(-LOOKUP(1,-LEFT(EZ5324,ROW($1:$80)))),0,-LOOKUP(1,-LEFT(EZ5324,ROW($1:$80)))))","v":""},{"$f":"IF(OR(ISBLANK(FA100),FA5324=\"\"),\"\",IF(ISERROR(-LOOKUP(1,-LEFT(FA5324,ROW($1:$80)))),0,-LOOKUP(1,-LEFT(FA5324,ROW($1:$80)))))","v":""},{"$f":"IF(OR(ISBLANK(FB100),FB5324=\"\"),\"\",IF(ISERROR(-LOOKUP(1,-LEFT(FB5324,ROW($1:$80)))),0,-LOOKUP(1,-LEFT(FB5324,ROW($1:$80)))))","v":""},{"$f":"IF(OR(ISBLANK(FC100),FC5324=\"\"),\"\",IF(ISERROR(-LOOKUP(1,-LEFT(FC5324,ROW($1:$80)))),0,-LOOKUP(1,-LEFT(FC5324,ROW($1:$80)))))","v":""},{"$f":"IF(OR(ISBLANK(FD100),FD5324=\"\"),\"\",IF(ISERROR(-LOOKUP(1,-LEFT(FD5324,ROW($1:$80)))),0,-LOOKUP(1,-LEFT(FD5324,ROW($1:$80)))))","v":""},{"$f":"IF(OR(ISBLANK(FE100),FE5324=\"\"),\"\",IF(ISERROR(-LOOKUP(1,-LEFT(FE5324,ROW($1:$80)))),0,-LOOKUP(1,-LEFT(FE5324,ROW($1:$80)))))","v":""},{"$f":"IF(OR(ISBLANK(FF100),FF5324=\"\"),\"\",IF(ISERROR(-LOOKUP(1,-LEFT(FF5324,ROW($1:$80)))),0,-LOOKUP(1,-LEFT(FF5324,ROW($1:$80)))))","v":""},{"$f":"IF(OR(ISBLANK(FG100),FG5324=\"\"),\"\",IF(ISERROR(-LOOKUP(1,-LEFT(FG5324,ROW($1:$80)))),0,-LOOKUP(1,-LEFT(FG5324,ROW($1:$80)))))","v":""},{"$f":"IF(OR(ISBLANK(FH100),FH5324=\"\"),\"\",IF(ISERROR(-LOOKUP(1,-LEFT(FH5324,ROW($1:$80)))),0,-LOOKUP(1,-LEFT(FH5324,ROW($1:$80)))))","v":""},{"$f":"IF(OR(ISBLANK(FI100),FI5324=\"\"),\"\",IF(ISERROR(-LOOKUP(1,-LEFT(FI5324,ROW($1:$80)))),0,-LOOKUP(1,-LEFT(FI5324,ROW($1:$80)))))","v":""},{"$f":"IF(OR(ISBLANK(FJ100),FJ5324=\"\"),\"\",IF(ISERROR(-LOOKUP(1,-LEFT(FJ5324,ROW($1:$80)))),0,-LOOKUP(1,-LEFT(FJ5324,ROW($1:$80)))))","v":""},{"$f":"IF(OR(ISBLANK(FK100),FK5324=\"\"),\"\",IF(ISERROR(-LOOKUP(1,-LEFT(FK5324,ROW($1:$80)))),0,-LOOKUP(1,-LEFT(FK5324,ROW($1:$80)))))","v":""},{"$f":"IF(OR(ISBLANK(FL100),FL5324=\"\"),\"\",IF(ISERROR(-LOOKUP(1,-LEFT(FL5324,ROW($1:$80)))),0,-LOOKUP(1,-LEFT(FL5324,ROW($1:$80)))))","v":""},{"$f":"IF(OR(ISBLANK(FM100),FM5324=\"\"),\"\",IF(ISERROR(-LOOKUP(1,-LEFT(FM5324,ROW($1:$80)))),0,-LOOKUP(1,-LEFT(FM5324,ROW($1:$80)))))","v":""},{"$f":"IF(OR(ISBLANK(FN100),FN5324=\"\"),\"\",IF(ISERROR(-LOOKUP(1,-LEFT(FN5324,ROW($1:$80)))),0,-LOOKUP(1,-LEFT(FN5324,ROW($1:$80)))))","v":""},{"$f":"IF(OR(ISBLANK(FO100),FO5324=\"\"),\"\",IF(ISERROR(-LOOKUP(1,-LEFT(FO5324,ROW($1:$80)))),0,-LOOKUP(1,-LEFT(FO5324,ROW($1:$80)))))","v":""},{"$f":"IF(OR(ISBLANK(FP100),FP5324=\"\"),\"\",IF(ISERROR(-LOOKUP(1,-LEFT(FP5324,ROW($1:$80)))),0,-LOOKUP(1,-LEFT(FP5324,ROW($1:$80)))))","v":""},{"$f":"IF(OR(ISBLANK(FQ100),FQ5324=\"\"),\"\",IF(ISERROR(-LOOKUP(1,-LEFT(FQ5324,ROW($1:$80)))),0,-LOOKUP(1,-LEFT(FQ5324,ROW($1:$80)))))","v":""},{"$f":"IF(OR(ISBLANK(FR100),FR5324=\"\"),\"\",IF(ISERROR(-LOOKUP(1,-LEFT(FR5324,ROW($1:$80)))),0,-LOOKUP(1,-LEFT(FR5324,ROW($1:$80)))))","v":""},{"$f":"IF(OR(ISBLANK(FS100),FS5324=\"\"),\"\",IF(ISERROR(-LOOKUP(1,-LEFT(FS5324,ROW($1:$80)))),0,-LOOKUP(1,-LEFT(FS5324,ROW($1:$80)))))","v":""},{"$f":"IF(OR(ISBLANK(FT100),FT5324=\"\"),\"\",IF(ISERROR(-LOOKUP(1,-LEFT(FT5324,ROW($1:$80)))),0,-LOOKUP(1,-LEFT(FT5324,ROW($1:$80)))))","v":""},{"$f":"IF(OR(ISBLANK(FU100),FU5324=\"\"),\"\",IF(ISERROR(-LOOKUP(1,-LEFT(FU5324,ROW($1:$80)))),0,-LOOKUP(1,-LEFT(FU5324,ROW($1:$80)))))","v":""},{"$f":"IF(OR(ISBLANK(FV100),FV5324=\"\"),\"\",IF(ISERROR(-LOOKUP(1,-LEFT(FV5324,ROW($1:$80)))),0,-LOOKUP(1,-LEFT(FV5324,ROW($1:$80)))))","v":""},{"$f":"IF(OR(ISBLANK(FW100),FW5324=\"\"),\"\",IF(ISERROR(-LOOKUP(1,-LEFT(FW5324,ROW($1:$80)))),0,-LOOKUP(1,-LEFT(FW5324,ROW($1:$80)))))","v":""},{"$f":"IF(OR(ISBLANK(FX100),FX5324=\"\"),\"\",IF(ISERROR(-LOOKUP(1,-LEFT(FX5324,ROW($1:$80)))),0,-LOOKUP(1,-LEFT(FX5324,ROW($1:$80)))))","v":""},{"$f":"IF(OR(ISBLANK(FY100),FY5324=\"\"),\"\",IF(ISERROR(-LOOKUP(1,-LEFT(FY5324,ROW($1:$80)))),0,-LOOKUP(1,-LEFT(FY5324,ROW($1:$80)))))","v":""},{"$f":"IF(OR(ISBLANK(FZ100),FZ5324=\"\"),\"\",IF(ISERROR(-LOOKUP(1,-LEFT(FZ5324,ROW($1:$80)))),0,-LOOKUP(1,-LEFT(FZ5324,ROW($1:$80)))))","v":""},{"$f":"IF(OR(ISBLANK(GA100),GA5324=\"\"),\"\",IF(ISERROR(-LOOKUP(1,-LEFT(GA5324,ROW($1:$80)))),0,-LOOKUP(1,-LEFT(GA5324,ROW($1:$80)))))","v":""},{"$f":"IF(OR(ISBLANK(GB100),GB5324=\"\"),\"\",IF(ISERROR(-LOOKUP(1,-LEFT(GB5324,ROW($1:$80)))),0,-LOOKUP(1,-LEFT(GB5324,ROW($1:$80)))))","v":""},{"$f":"IF(OR(ISBLANK(GC100),GC5324=\"\"),\"\",IF(ISERROR(-LOOKUP(1,-LEFT(GC5324,ROW($1:$80)))),0,-LOOKUP(1,-LEFT(GC5324,ROW($1:$80)))))","v":""},{"$f":"IF(OR(ISBLANK(GD100),GD5324=\"\"),\"\",IF(ISERROR(-LOOKUP(1,-LEFT(GD5324,ROW($1:$80)))),0,-LOOKUP(1,-LEFT(GD5324,ROW($1:$80)))))","v":""},{"$f":"IF(OR(ISBLANK(GE100),GE5324=\"\"),\"\",IF(ISERROR(-LOOKUP(1,-LEFT(GE5324,ROW($1:$80)))),0,-LOOKUP(1,-LEFT(GE5324,ROW($1:$80)))))","v":""},{"$f":"IF(OR(ISBLANK(GF100),GF5324=\"\"),\"\",IF(ISERROR(-LOOKUP(1,-LEFT(GF5324,ROW($1:$80)))),0,-LOOKUP(1,-LEFT(GF5324,ROW($1:$80)))))","v":""},{"$f":"IF(OR(ISBLANK(GG100),GG5324=\"\"),\"\",IF(ISERROR(-LOOKUP(1,-LEFT(GG5324,ROW($1:$80)))),0,-LOOKUP(1,-LEFT(GG5324,ROW($1:$80)))))","v":""},{"$f":"IF(OR(ISBLANK(GH100),GH5324=\"\"),\"\",IF(ISERROR(-LOOKUP(1,-LEFT(GH5324,ROW($1:$80)))),0,-LOOKUP(1,-LEFT(GH5324,ROW($1:$80)))))","v":""},{"$f":"IF(OR(ISBLANK(GI100),GI5324=\"\"),\"\",IF(ISERROR(-LOOKUP(1,-LEFT(GI5324,ROW($1:$80)))),0,-LOOKUP(1,-LEFT(GI5324,ROW($1:$80)))))","v":""},{"$f":"IF(OR(ISBLANK(GJ100),GJ5324=\"\"),\"\",IF(ISERROR(-LOOKUP(1,-LEFT(GJ5324,ROW($1:$80)))),0,-LOOKUP(1,-LEFT(GJ5324,ROW($1:$80)))))","v":""},{"$f":"IF(OR(ISBLANK(GK100),GK5324=\"\"),\"\",IF(ISERROR(-LOOKUP(1,-LEFT(GK5324,ROW($1:$80)))),0,-LOOKUP(1,-LEFT(GK5324,ROW($1:$80)))))","v":""},{"$f":"IF(OR(ISBLANK(GL100),GL5324=\"\"),\"\",IF(ISERROR(-LOOKUP(1,-LEFT(GL5324,ROW($1:$80)))),0,-LOOKUP(1,-LEFT(GL5324,ROW($1:$80)))))","v":""},{"$f":"IF(OR(ISBLANK(GM100),GM5324=\"\"),\"\",IF(ISERROR(-LOOKUP(1,-LEFT(GM5324,ROW($1:$80)))),0,-LOOKUP(1,-LEFT(GM5324,ROW($1:$80)))))","v":""},{"$f":"IF(OR(ISBLANK(GN100),GN5324=\"\"),\"\",IF(ISERROR(-LOOKUP(1,-LEFT(GN5324,ROW($1:$80)))),0,-LOOKUP(1,-LEFT(GN5324,ROW($1:$80)))))","v":""},{"$f":"IF(OR(ISBLANK(GO100),GO5324=\"\"),\"\",IF(ISERROR(-LOOKUP(1,-LEFT(GO5324,ROW($1:$80)))),0,-LOOKUP(1,-LEFT(GO5324,ROW($1:$80)))))","v":""},{"$f":"IF(OR(ISBLANK(GP100),GP5324=\"\"),\"\",IF(ISERROR(-LOOKUP(1,-LEFT(GP5324,ROW($1:$80)))),0,-LOOKUP(1,-LEFT(GP5324,ROW($1:$80)))))","v":""},{"$f":"IF(OR(ISBLANK(GQ100),GQ5324=\"\"),\"\",IF(ISERROR(-LOOKUP(1,-LEFT(GQ5324,ROW($1:$80)))),0,-LOOKUP(1,-LEFT(GQ5324,ROW($1:$80)))))","v":""},{"$f":"IF(OR(ISBLANK(GR100),GR5324=\"\"),\"\",IF(ISERROR(-LOOKUP(1,-LEFT(GR5324,ROW($1:$80)))),0,-LOOKUP(1,-LEFT(GR5324,ROW($1:$80)))))","v":""},{"$f":"IF(OR(ISBLANK(GS100),GS5324=\"\"),\"\",IF(ISERROR(-LOOKUP(1,-LEFT(GS5324,ROW($1:$80)))),0,-LOOKUP(1,-LEFT(GS5324,ROW($1:$80)))))","v":""},{"$f":"IF(OR(ISBLANK(GT100),GT5324=\"\"),\"\",IF(ISERROR(-LOOKUP(1,-LEFT(GT5324,ROW($1:$80)))),0,-LOOKUP(1,-LEFT(GT5324,ROW($1:$80)))))","v":""},{"$f":"IF(OR(ISBLANK(GU100),GU5324=\"\"),\"\",IF(ISERROR(-LOOKUP(1,-LEFT(GU5324,ROW($1:$80)))),0,-LOOKUP(1,-LEFT(GU5324,ROW($1:$80)))))","v":""},{"$f":"IF(OR(ISBLANK(GV100),GV5324=\"\"),\"\",IF(ISERROR(-LOOKUP(1,-LEFT(GV5324,ROW($1:$80)))),0,-LOOKUP(1,-LEFT(GV5324,ROW($1:$80)))))","v":""},{"$f":"IF(OR(ISBLANK(GW100),GW5324=\"\"),\"\",IF(ISERROR(-LOOKUP(1,-LEFT(GW5324,ROW($1:$80)))),0,-LOOKUP(1,-LEFT(GW5324,ROW($1:$80)))))","v":""},{"$f":"IF(OR(ISBLANK(GX100),GX5324=\"\"),\"\",IF(ISERROR(-LOOKUP(1,-LEFT(GX5324,ROW($1:$80)))),0,-LOOKUP(1,-LEFT(GX5324,ROW($1:$80)))))","v":""},{"$f":"IF(OR(ISBLANK(GY100),GY5324=\"\"),\"\",IF(ISERROR(-LOOKUP(1,-LEFT(GY5324,ROW($1:$80)))),0,-LOOKUP(1,-LEFT(GY5324,ROW($1:$80)))))","v":""},{"$f":"IF(OR(ISBLANK(GZ100),GZ5324=\"\"),\"\",IF(ISERROR(-LOOKUP(1,-LEFT(GZ5324,ROW($1:$80)))),0,-LOOKUP(1,-LEFT(GZ5324,ROW($1:$80)))))","v":""},{"$f":"IF(OR(ISBLANK(HA100),HA5324=\"\"),\"\",IF(ISERROR(-LOOKUP(1,-LEFT(HA5324,ROW($1:$80)))),0,-LOOKUP(1,-LEFT(HA5324,ROW($1:$80)))))","v":""},{"$f":"IF(OR(ISBLANK(HB100),HB5324=\"\"),\"\",IF(ISERROR(-LOOKUP(1,-LEFT(HB5324,ROW($1:$80)))),0,-LOOKUP(1,-LEFT(HB5324,ROW($1:$80)))))","v":""},{"$f":"IF(OR(ISBLANK(HC100),HC5324=\"\"),\"\",IF(ISERROR(-LOOKUP(1,-LEFT(HC5324,ROW($1:$80)))),0,-LOOKUP(1,-LEFT(HC5324,ROW($1:$80)))))","v":""},{"$f":"IF(OR(ISBLANK(HD100),HD5324=\"\"),\"\",IF(ISERROR(-LOOKUP(1,-LEFT(HD5324,ROW($1:$80)))),0,-LOOKUP(1,-LEFT(HD5324,ROW($1:$80)))))","v":""},{"$f":"IF(OR(ISBLANK(HE100),HE5324=\"\"),\"\",IF(ISERROR(-LOOKUP(1,-LEFT(HE5324,ROW($1:$80)))),0,-LOOKUP(1,-LEFT(HE5324,ROW($1:$80)))))","v":""},{"$f":"IF(OR(ISBLANK(HF100),HF5324=\"\"),\"\",IF(ISERROR(-LOOKUP(1,-LEFT(HF5324,ROW($1:$80)))),0,-LOOKUP(1,-LEFT(HF5324,ROW($1:$80)))))","v":""},{"$f":"IF(OR(ISBLANK(HG100),HG5324=\"\"),\"\",IF(ISERROR(-LOOKUP(1,-LEFT(HG5324,ROW($1:$80)))),0,-LOOKUP(1,-LEFT(HG5324,ROW($1:$80)))))","v":""},{"$f":"IF(OR(ISBLANK(HH100),HH5324=\"\"),\"\",IF(ISERROR(-LOOKUP(1,-LEFT(HH5324,ROW($1:$80)))),0,-LOOKUP(1,-LEFT(HH5324,ROW($1:$80)))))","v":""},{"$f":"IF(OR(ISBLANK(HI100),HI5324=\"\"),\"\",IF(ISERROR(-LOOKUP(1,-LEFT(HI5324,ROW($1:$80)))),0,-LOOKUP(1,-LEFT(HI5324,ROW($1:$80)))))","v":""},{"$f":"IF(OR(ISBLANK(HJ100),HJ5324=\"\"),\"\",IF(ISERROR(-LOOKUP(1,-LEFT(HJ5324,ROW($1:$80)))),0,-LOOKUP(1,-LEFT(HJ5324,ROW($1:$80)))))","v":""},{"$f":"IF(OR(ISBLANK(HK100),HK5324=\"\"),\"\",IF(ISERROR(-LOOKUP(1,-LEFT(HK5324,ROW($1:$80)))),0,-LOOKUP(1,-LEFT(HK5324,ROW($1:$80)))))","v":""},{"$f":"IF(OR(ISBLANK(HL100),HL5324=\"\"),\"\",IF(ISERROR(-LOOKUP(1,-LEFT(HL5324,ROW($1:$80)))),0,-LOOKUP(1,-LEFT(HL5324,ROW($1:$80)))))","v":""},{"$f":"IF(OR(ISBLANK(HM100),HM5324=\"\"),\"\",IF(ISERROR(-LOOKUP(1,-LEFT(HM5324,ROW($1:$80)))),0,-LOOKUP(1,-LEFT(HM5324,ROW($1:$80)))))","v":""},{"$f":"IF(OR(ISBLANK(HN100),HN5324=\"\"),\"\",IF(ISERROR(-LOOKUP(1,-LEFT(HN5324,ROW($1:$80)))),0,-LOOKUP(1,-LEFT(HN5324,ROW($1:$80)))))","v":""},{"$f":"IF(OR(ISBLANK(HO100),HO5324=\"\"),\"\",IF(ISERROR(-LOOKUP(1,-LEFT(HO5324,ROW($1:$80)))),0,-LOOKUP(1,-LEFT(HO5324,ROW($1:$80)))))","v":""},{"$f":"IF(OR(ISBLANK(HP100),HP5324=\"\"),\"\",IF(ISERROR(-LOOKUP(1,-LEFT(HP5324,ROW($1:$80)))),0,-LOOKUP(1,-LEFT(HP5324,ROW($1:$80)))))","v":""},{"$f":"IF(OR(ISBLANK(HQ100),HQ5324=\"\"),\"\",IF(ISERROR(-LOOKUP(1,-LEFT(HQ5324,ROW($1:$80)))),0,-LOOKUP(1,-LEFT(HQ5324,ROW($1:$80)))))","v":""},{"$f":"IF(OR(ISBLANK(HR100),HR5324=\"\"),\"\",IF(ISERROR(-LOOKUP(1,-LEFT(HR5324,ROW($1:$80)))),0,-LOOKUP(1,-LEFT(HR5324,ROW($1:$80)))))","v":""},{"$f":"IF(OR(ISBLANK(HS100),HS5324=\"\"),\"\",IF(ISERROR(-LOOKUP(1,-LEFT(HS5324,ROW($1:$80)))),0,-LOOKUP(1,-LEFT(HS5324,ROW($1:$80)))))","v":""},{"$f":"IF(OR(ISBLANK(HT100),HT5324=\"\"),\"\",IF(ISERROR(-LOOKUP(1,-LEFT(HT5324,ROW($1:$80)))),0,-LOOKUP(1,-LEFT(HT5324,ROW($1:$80)))))","v":""},{"$f":"IF(OR(ISBLANK(HU100),HU5324=\"\"),\"\",IF(ISERROR(-LOOKUP(1,-LEFT(HU5324,ROW($1:$80)))),0,-LOOKUP(1,-LEFT(HU5324,ROW($1:$80)))))","v":""},{"$f":"IF(OR(ISBLANK(HV100),HV5324=\"\"),\"\",IF(ISERROR(-LOOKUP(1,-LEFT(HV5324,ROW($1:$80)))),0,-LOOKUP(1,-LEFT(HV5324,ROW($1:$80)))))","v":""},{"$f":"IF(OR(ISBLANK(HW100),HW5324=\"\"),\"\",IF(ISERROR(-LOOKUP(1,-LEFT(HW5324,ROW($1:$80)))),0,-LOOKUP(1,-LEFT(HW5324,ROW($1:$80)))))","v":""},{"$f":"IF(OR(ISBLANK(HX100),HX5324=\"\"),\"\",IF(ISERROR(-LOOKUP(1,-LEFT(HX5324,ROW($1:$80)))),0,-LOOKUP(1,-LEFT(HX5324,ROW($1:$80)))))","v":""},{"$f":"IF(OR(ISBLANK(HY100),HY5324=\"\"),\"\",IF(ISERROR(-LOOKUP(1,-LEFT(HY5324,ROW($1:$80)))),0,-LOOKUP(1,-LEFT(HY5324,ROW($1:$80)))))","v":""},{"$f":"IF(OR(ISBLANK(HZ100),HZ5324=\"\"),\"\",IF(ISERROR(-LOOKUP(1,-LEFT(HZ5324,ROW($1:$80)))),0,-LOOKUP(1,-LEFT(HZ5324,ROW($1:$80)))))","v":""},{"$f":"IF(OR(ISBLANK(IA100),IA5324=\"\"),\"\",IF(ISERROR(-LOOKUP(1,-LEFT(IA5324,ROW($1:$80)))),0,-LOOKUP(1,-LEFT(IA5324,ROW($1:$80)))))","v":""},{"$f":"IF(OR(ISBLANK(IB100),IB5324=\"\"),\"\",IF(ISERROR(-LOOKUP(1,-LEFT(IB5324,ROW($1:$80)))),0,-LOOKUP(1,-LEFT(IB5324,ROW($1:$80)))))","v":""},{"$f":"IF(OR(ISBLANK(IC100),IC5324=\"\"),\"\",IF(ISERROR(-LOOKUP(1,-LEFT(IC5324,ROW($1:$80)))),0,-LOOKUP(1,-LEFT(IC5324,ROW($1:$80)))))","v":""},{"$f":"IF(OR(ISBLANK(ID100),ID5324=\"\"),\"\",IF(ISERROR(-LOOKUP(1,-LEFT(ID5324,ROW($1:$80)))),0,-LOOKUP(1,-LEFT(ID5324,ROW($1:$80)))))","v":""},{"$f":"IF(OR(ISBLANK(IE100),IE5324=\"\"),\"\",IF(ISERROR(-LOOKUP(1,-LEFT(IE5324,ROW($1:$80)))),0,-LOOKUP(1,-LEFT(IE5324,ROW($1:$80)))))","v":""},{"$f":"IF(OR(ISBLANK(IF100),IF5324=\"\"),\"\",IF(ISERROR(-LOOKUP(1,-LEFT(IF5324,ROW($1:$80)))),0,-LOOKUP(1,-LEFT(IF5324,ROW($1:$80)))))","v":""},{"$f":"IF(OR(ISBLANK(IG100),IG5324=\"\"),\"\",IF(ISERROR(-LOOKUP(1,-LEFT(IG5324,ROW($1:$80)))),0,-LOOKUP(1,-LEFT(IG5324,ROW($1:$80)))))","v":""},{"$f":"IF(OR(ISBLANK(IH100),IH5324=\"\"),\"\",IF(ISERROR(-LOOKUP(1,-LEFT(IH5324,ROW($1:$80)))),0,-LOOKUP(1,-LEFT(IH5324,ROW($1:$80)))))","v":""},{"$f":"IF(OR(ISBLANK(II100),II5324=\"\"),\"\",IF(ISERROR(-LOOKUP(1,-LEFT(II5324,ROW($1:$80)))),0,-LOOKUP(1,-LEFT(II5324,ROW($1:$80)))))","v":""},{"$f":"IF(OR(ISBLANK(IJ100),IJ5324=\"\"),\"\",IF(ISERROR(-LOOKUP(1,-LEFT(IJ5324,ROW($1:$80)))),0,-LOOKUP(1,-LEFT(IJ5324,ROW($1:$80)))))","v":""},{"$f":"IF(OR(ISBLANK(IK100),IK5324=\"\"),\"\",IF(ISERROR(-LOOKUP(1,-LEFT(IK5324,ROW($1:$80)))),0,-LOOKUP(1,-LEFT(IK5324,ROW($1:$80)))))","v":""},{"$f":"IF(OR(ISBLANK(IL100),IL5324=\"\"),\"\",IF(ISERROR(-LOOKUP(1,-LEFT(IL5324,ROW($1:$80)))),0,-LOOKUP(1,-LEFT(IL5324,ROW($1:$80)))))","v":""},{"$f":"IF(OR(ISBLANK(IM100),IM5324=\"\"),\"\",IF(ISERROR(-LOOKUP(1,-LEFT(IM5324,ROW($1:$80)))),0,-LOOKUP(1,-LEFT(IM5324,ROW($1:$80)))))","v":""},{"$f":"IF(OR(ISBLANK(IN100),IN5324=\"\"),\"\",IF(ISERROR(-LOOKUP(1,-LEFT(IN5324,ROW($1:$80)))),0,-LOOKUP(1,-LEFT(IN5324,ROW($1:$80)))))","v":""},{"$f":"IF(OR(ISBLANK(IO100),IO5324=\"\"),\"\",IF(ISERROR(-LOOKUP(1,-LEFT(IO5324,ROW($1:$80)))),0,-LOOKUP(1,-LEFT(IO5324,ROW($1:$80)))))","v":""},{"$f":"IF(OR(ISBLANK(IP100),IP5324=\"\"),\"\",IF(ISERROR(-LOOKUP(1,-LEFT(IP5324,ROW($1:$80)))),0,-LOOKUP(1,-LEFT(IP5324,ROW($1:$80)))))","v":""},{"$f":"IF(OR(ISBLANK(IQ100),IQ5324=\"\"),\"\",IF(ISERROR(-LOOKUP(1,-LEFT(IQ5324,ROW($1:$80)))),0,-LOOKUP(1,-LEFT(IQ5324,ROW($1:$80)))))","v":""},{"$f":"IF(OR(ISBLANK(IR100),IR5324=\"\"),\"\",IF(ISERROR(-LOOKUP(1,-LEFT(IR5324,ROW($1:$80)))),0,-LOOKUP(1,-LEFT(IR5324,ROW($1:$80)))))","v":""},{"$f":"IF(OR(ISBLANK(IS100),IS5324=\"\"),\"\",IF(ISERROR(-LOOKUP(1,-LEFT(IS5324,ROW($1:$80)))),0,-LOOKUP(1,-LEFT(IS5324,ROW($1:$80)))))","v":""},{"$f":"IF(OR(ISBLANK(IT100),IT5324=\"\"),\"\",IF(ISERROR(-LOOKUP(1,-LEFT(IT5324,ROW($1:$80)))),0,-LOOKUP(1,-LEFT(IT5324,ROW($1:$80)))))","v":""},{"$f":"IF(OR(ISBLANK(IU100),IU5324=\"\"),\"\",IF(ISERROR(-LOOKUP(1,-LEFT(IU5324,ROW($1:$80)))),0,-LOOKUP(1,-LEFT(IU5324,ROW($1:$80)))))","v":""},{"$f":"IF(OR(ISBLANK(IV100),IV5324=\"\"),\"\",IF(ISERROR(-LOOKUP(1,-LEFT(IV5324,ROW($1:$80)))),0,-LOOKUP(1,-LEFT(IV5324,ROW($1:$80)))))","v":""},{"$f":"IF(OR(ISBLANK(IW100),IW5324=\"\"),\"\",IF(ISERROR(-LOOKUP(1,-LEFT(IW5324,ROW($1:$80)))),0,-LOOKUP(1,-LEFT(IW5324,ROW($1:$80)))))","v":""},{"$f":"IF(OR(ISBLANK(IX100),IX5324=\"\"),\"\",IF(ISERROR(-LOOKUP(1,-LEFT(IX5324,ROW($1:$80)))),0,-LOOKUP(1,-LEFT(IX5324,ROW($1:$80)))))","v":""},{"$f":"IF(OR(ISBLANK(IY100),IY5324=\"\"),\"\",IF(ISERROR(-LOOKUP(1,-LEFT(IY5324,ROW($1:$80)))),0,-LOOKUP(1,-LEFT(IY5324,ROW($1:$80)))))","v":""},{"$f":"IF(OR(ISBLANK(IZ100),IZ5324=\"\"),\"\",IF(ISERROR(-LOOKUP(1,-LEFT(IZ5324,ROW($1:$80)))),0,-LOOKUP(1,-LEFT(IZ5324,ROW($1:$80)))))","v":""},{"$f":"IF(OR(ISBLANK(JA100),JA5324=\"\"),\"\",IF(ISERROR(-LOOKUP(1,-LEFT(JA5324,ROW($1:$80)))),0,-LOOKUP(1,-LEFT(JA5324,ROW($1:$80)))))","v":""},{"$f":"IF(OR(ISBLANK(JB100),JB5324=\"\"),\"\",IF(ISERROR(-LOOKUP(1,-LEFT(JB5324,ROW($1:$80)))),0,-LOOKUP(1,-LEFT(JB5324,ROW($1:$80)))))","v":""},{"$f":"IF(OR(ISBLANK(JC100),JC5324=\"\"),\"\",IF(ISERROR(-LOOKUP(1,-LEFT(JC5324,ROW($1:$80)))),0,-LOOKUP(1,-LEFT(JC5324,ROW($1:$80)))))","v":""},{"$f":"IF(OR(ISBLANK(JD100),JD5324=\"\"),\"\",IF(ISERROR(-LOOKUP(1,-LEFT(JD5324,ROW($1:$80)))),0,-LOOKUP(1,-LEFT(JD5324,ROW($1:$80)))))","v":""},{"$f":"IF(OR(ISBLANK(JE100),JE5324=\"\"),\"\",IF(ISERROR(-LOOKUP(1,-LEFT(JE5324,ROW($1:$80)))),0,-LOOKUP(1,-LEFT(JE5324,ROW($1:$80)))))","v":""},{"$f":"IF(OR(ISBLANK(JF100),JF5324=\"\"),\"\",IF(ISERROR(-LOOKUP(1,-LEFT(JF5324,ROW($1:$80)))),0,-LOOKUP(1,-LEFT(JF5324,ROW($1:$80)))))","v":""},{"$f":"IF(OR(ISBLANK(JG100),JG5324=\"\"),\"\",IF(ISERROR(-LOOKUP(1,-LEFT(JG5324,ROW($1:$80)))),0,-LOOKUP(1,-LEFT(JG5324,ROW($1:$80)))))","v":""},{"$f":"IF(OR(ISBLANK(JH100),JH5324=\"\"),\"\",IF(ISERROR(-LOOKUP(1,-LEFT(JH5324,ROW($1:$80)))),0,-LOOKUP(1,-LEFT(JH5324,ROW($1:$80)))))","v":""},{"$f":"IF(OR(ISBLANK(JI100),JI5324=\"\"),\"\",IF(ISERROR(-LOOKUP(1,-LEFT(JI5324,ROW($1:$80)))),0,-LOOKUP(1,-LEFT(JI5324,ROW($1:$80)))))","v":""},{"$f":"IF(OR(ISBLANK(JJ100),JJ5324=\"\"),\"\",IF(ISERROR(-LOOKUP(1,-LEFT(JJ5324,ROW($1:$80)))),0,-LOOKUP(1,-LEFT(JJ5324,ROW($1:$80)))))","v":""},{"$f":"IF(OR(ISBLANK(JK100),JK5324=\"\"),\"\",IF(ISERROR(-LOOKUP(1,-LEFT(JK5324,ROW($1:$80)))),0,-LOOKUP(1,-LEFT(JK5324,ROW($1:$80)))))","v":""},{"$f":"IF(OR(ISBLANK(JL100),JL5324=\"\"),\"\",IF(ISERROR(-LOOKUP(1,-LEFT(JL5324,ROW($1:$80)))),0,-LOOKUP(1,-LEFT(JL5324,ROW($1:$80)))))","v":""},{"$f":"IF(OR(ISBLANK(JM100),JM5324=\"\"),\"\",IF(ISERROR(-LOOKUP(1,-LEFT(JM5324,ROW($1:$80)))),0,-LOOKUP(1,-LEFT(JM5324,ROW($1:$80)))))","v":""},{"$f":"IF(OR(ISBLANK(JN100),JN5324=\"\"),\"\",IF(ISERROR(-LOOKUP(1,-LEFT(JN5324,ROW($1:$80)))),0,-LOOKUP(1,-LEFT(JN5324,ROW($1:$80)))))","v":""},{"$f":"IF(OR(ISBLANK(JO100),JO5324=\"\"),\"\",IF(ISERROR(-LOOKUP(1,-LEFT(JO5324,ROW($1:$80)))),0,-LOOKUP(1,-LEFT(JO5324,ROW($1:$80)))))","v":""},{"$f":"IF(OR(ISBLANK(JP100),JP5324=\"\"),\"\",IF(ISERROR(-LOOKUP(1,-LEFT(JP5324,ROW($1:$80)))),0,-LOOKUP(1,-LEFT(JP5324,ROW($1:$80)))))","v":""},{"$f":"IF(OR(ISBLANK(JQ100),JQ5324=\"\"),\"\",IF(ISERROR(-LOOKUP(1,-LEFT(JQ5324,ROW($1:$80)))),0,-LOOKUP(1,-LEFT(JQ5324,ROW($1:$80)))))","v":""},{"$f":"IF(OR(ISBLANK(JR100),JR5324=\"\"),\"\",IF(ISERROR(-LOOKUP(1,-LEFT(JR5324,ROW($1:$80)))),0,-LOOKUP(1,-LEFT(JR5324,ROW($1:$80)))))","v":""},{"$f":"IF(OR(ISBLANK(JS100),JS5324=\"\"),\"\",IF(ISERROR(-LOOKUP(1,-LEFT(JS5324,ROW($1:$80)))),0,-LOOKUP(1,-LEFT(JS5324,ROW($1:$80)))))","v":""},{"$f":"IF(OR(ISBLANK(JT100),JT5324=\"\"),\"\",IF(ISERROR(-LOOKUP(1,-LEFT(JT5324,ROW($1:$80)))),0,-LOOKUP(1,-LEFT(JT5324,ROW($1:$80)))))","v":""},{"$f":"IF(OR(ISBLANK(JU100),JU5324=\"\"),\"\",IF(ISERROR(-LOOKUP(1,-LEFT(JU5324,ROW($1:$80)))),0,-LOOKUP(1,-LEFT(JU5324,ROW($1:$80)))))","v":""},{"$f":"IF(OR(ISBLANK(JV100),JV5324=\"\"),\"\",IF(ISERROR(-LOOKUP(1,-LEFT(JV5324,ROW($1:$80)))),0,-LOOKUP(1,-LEFT(JV5324,ROW($1:$80)))))","v":""},{"$f":"IF(OR(ISBLANK(JW100),JW5324=\"\"),\"\",IF(ISERROR(-LOOKUP(1,-LEFT(JW5324,ROW($1:$80)))),0,-LOOKUP(1,-LEFT(JW5324,ROW($1:$80)))))","v":""},{"$f":"IF(OR(ISBLANK(JX100),JX5324=\"\"),\"\",IF(ISERROR(-LOOKUP(1,-LEFT(JX5324,ROW($1:$80)))),0,-LOOKUP(1,-LEFT(JX5324,ROW($1:$80)))))","v":""},{"$f":"IF(OR(ISBLANK(JY100),JY5324=\"\"),\"\",IF(ISERROR(-LOOKUP(1,-LEFT(JY5324,ROW($1:$80)))),0,-LOOKUP(1,-LEFT(JY5324,ROW($1:$80)))))","v":""},{"$f":"IF(OR(ISBLANK(JZ100),JZ5324=\"\"),\"\",IF(ISERROR(-LOOKUP(1,-LEFT(JZ5324,ROW($1:$80)))),0,-LOOKUP(1,-LEFT(JZ5324,ROW($1:$80)))))","v":""},{"$f":"IF(OR(ISBLANK(KA100),KA5324=\"\"),\"\",IF(ISERROR(-LOOKUP(1,-LEFT(KA5324,ROW($1:$80)))),0,-LOOKUP(1,-LEFT(KA5324,ROW($1:$80)))))","v":""},{"$f":"IF(OR(ISBLANK(KB100),KB5324=\"\"),\"\",IF(ISERROR(-LOOKUP(1,-LEFT(KB5324,ROW($1:$80)))),0,-LOOKUP(1,-LEFT(KB5324,ROW($1:$80)))))","v":""},{"$f":"IF(OR(ISBLANK(KC100),KC5324=\"\"),\"\",IF(ISERROR(-LOOKUP(1,-LEFT(KC5324,ROW($1:$80)))),0,-LOOKUP(1,-LEFT(KC5324,ROW($1:$80)))))","v":""},{"$f":"IF(OR(ISBLANK(KD100),KD5324=\"\"),\"\",IF(ISERROR(-LOOKUP(1,-LEFT(KD5324,ROW($1:$80)))),0,-LOOKUP(1,-LEFT(KD5324,ROW($1:$80)))))","v":""},{"$f":"IF(OR(ISBLANK(KE100),KE5324=\"\"),\"\",IF(ISERROR(-LOOKUP(1,-LEFT(KE5324,ROW($1:$80)))),0,-LOOKUP(1,-LEFT(KE5324,ROW($1:$80)))))","v":""},{"$f":"IF(OR(ISBLANK(KF100),KF5324=\"\"),\"\",IF(ISERROR(-LOOKUP(1,-LEFT(KF5324,ROW($1:$80)))),0,-LOOKUP(1,-LEFT(KF5324,ROW($1:$80)))))","v":""},{"$f":"IF(OR(ISBLANK(KG100),KG5324=\"\"),\"\",IF(ISERROR(-LOOKUP(1,-LEFT(KG5324,ROW($1:$80)))),0,-LOOKUP(1,-LEFT(KG5324,ROW($1:$80)))))","v":""},{"$f":"IF(OR(ISBLANK(KH100),KH5324=\"\"),\"\",IF(ISERROR(-LOOKUP(1,-LEFT(KH5324,ROW($1:$80)))),0,-LOOKUP(1,-LEFT(KH5324,ROW($1:$80)))))","v":""},{"$f":"IF(OR(ISBLANK(KI100),KI5324=\"\"),\"\",IF(ISERROR(-LOOKUP(1,-LEFT(KI5324,ROW($1:$80)))),0,-LOOKUP(1,-LEFT(KI5324,ROW($1:$80)))))","v":""},{"$f":"IF(OR(ISBLANK(KJ100),KJ5324=\"\"),\"\",IF(ISERROR(-LOOKUP(1,-LEFT(KJ5324,ROW($1:$80)))),0,-LOOKUP(1,-LEFT(KJ5324,ROW($1:$80)))))","v":""},{"$f":"IF(OR(ISBLANK(KK100),KK5324=\"\"),\"\",IF(ISERROR(-LOOKUP(1,-LEFT(KK5324,ROW($1:$80)))),0,-LOOKUP(1,-LEFT(KK5324,ROW($1:$80)))))","v":""},{"$f":"IF(OR(ISBLANK(KL100),KL5324=\"\"),\"\",IF(ISERROR(-LOOKUP(1,-LEFT(KL5324,ROW($1:$80)))),0,-LOOKUP(1,-LEFT(KL5324,ROW($1:$80)))))","v":""},{"$f":"IF(OR(ISBLANK(KM100),KM5324=\"\"),\"\",IF(ISERROR(-LOOKUP(1,-LEFT(KM5324,ROW($1:$80)))),0,-LOOKUP(1,-LEFT(KM5324,ROW($1:$80)))))","v":""},{"$f":"IF(OR(ISBLANK(KN100),KN5324=\"\"),\"\",IF(ISERROR(-LOOKUP(1,-LEFT(KN5324,ROW($1:$80)))),0,-LOOKUP(1,-LEFT(KN5324,ROW($1:$80)))))","v":""},{"$f":"IF(OR(ISBLANK(KO100),KO5324=\"\"),\"\",IF(ISERROR(-LOOKUP(1,-LEFT(KO5324,ROW($1:$80)))),0,-LOOKUP(1,-LEFT(KO5324,ROW($1:$80)))))","v":""},{"$f":"IF(OR(ISBLANK(KP100),KP5324=\"\"),\"\",IF(ISERROR(-LOOKUP(1,-LEFT(KP5324,ROW($1:$80)))),0,-LOOKUP(1,-LEFT(KP5324,ROW($1:$80)))))","v":""},{"$f":"IF(OR(ISBLANK(KQ100),KQ5324=\"\"),\"\",IF(ISERROR(-LOOKUP(1,-LEFT(KQ5324,ROW($1:$80)))),0,-LOOKUP(1,-LEFT(KQ5324,ROW($1:$80)))))","v":""},{"$f":"IF(OR(ISBLANK(KR100),KR5324=\"\"),\"\",IF(ISERROR(-LOOKUP(1,-LEFT(KR5324,ROW($1:$80)))),0,-LOOKUP(1,-LEFT(KR5324,ROW($1:$80)))))","v":""},{"$f":"IF(OR(ISBLANK(KS100),KS5324=\"\"),\"\",IF(ISERROR(-LOOKUP(1,-LEFT(KS5324,ROW($1:$80)))),0,-LOOKUP(1,-LEFT(KS5324,ROW($1:$80)))))","v":""},{"$f":"IF(OR(ISBLANK(KT100),KT5324=\"\"),\"\",IF(ISERROR(-LOOKUP(1,-LEFT(KT5324,ROW($1:$80)))),0,-LOOKUP(1,-LEFT(KT5324,ROW($1:$80)))))","v":""},{"$f":"IF(OR(ISBLANK(KU100),KU5324=\"\"),\"\",IF(ISERROR(-LOOKUP(1,-LEFT(KU5324,ROW($1:$80)))),0,-LOOKUP(1,-LEFT(KU5324,ROW($1:$80)))))","v":""},{"$f":"IF(OR(ISBLANK(KV100),KV5324=\"\"),\"\",IF(ISERROR(-LOOKUP(1,-LEFT(KV5324,ROW($1:$80)))),0,-LOOKUP(1,-LEFT(KV5324,ROW($1:$80)))))","v":""},{"$f":"IF(OR(ISBLANK(KW100),KW5324=\"\"),\"\",IF(ISERROR(-LOOKUP(1,-LEFT(KW5324,ROW($1:$80)))),0,-LOOKUP(1,-LEFT(KW5324,ROW($1:$80)))))","v":""},{"$f":"IF(OR(ISBLANK(KX100),KX5324=\"\"),\"\",IF(ISERROR(-LOOKUP(1,-LEFT(KX5324,ROW($1:$80)))),0,-LOOKUP(1,-LEFT(KX5324,ROW($1:$80)))))","v":""},{"$f":"IF(OR(ISBLANK(KY100),KY5324=\"\"),\"\",IF(ISERROR(-LOOKUP(1,-LEFT(KY5324,ROW($1:$80)))),0,-LOOKUP(1,-LEFT(KY5324,ROW($1:$80)))))","v":""},{"$f":"IF(OR(ISBLANK(KZ100),KZ5324=\"\"),\"\",IF(ISERROR(-LOOKUP(1,-LEFT(KZ5324,ROW($1:$80)))),0,-LOOKUP(1,-LEFT(KZ5324,ROW($1:$80)))))","v":""},{"$f":"IF(OR(ISBLANK(LA100),LA5324=\"\"),\"\",IF(ISERROR(-LOOKUP(1,-LEFT(LA5324,ROW($1:$80)))),0,-LOOKUP(1,-LEFT(LA5324,ROW($1:$80)))))","v":""},{"$f":"IF(OR(ISBLANK(LB100),LB5324=\"\"),\"\",IF(ISERROR(-LOOKUP(1,-LEFT(LB5324,ROW($1:$80)))),0,-LOOKUP(1,-LEFT(LB5324,ROW($1:$80)))))","v":""},{"$f":"IF(OR(ISBLANK(LC100),LC5324=\"\"),\"\",IF(ISERROR(-LOOKUP(1,-LEFT(LC5324,ROW($1:$80)))),0,-LOOKUP(1,-LEFT(LC5324,ROW($1:$80)))))","v":""},{"$f":"IF(OR(ISBLANK(LD100),LD5324=\"\"),\"\",IF(ISERROR(-LOOKUP(1,-LEFT(LD5324,ROW($1:$80)))),0,-LOOKUP(1,-LEFT(LD5324,ROW($1:$80)))))","v":""},{"$f":"IF(OR(ISBLANK(LE100),LE5324=\"\"),\"\",IF(ISERROR(-LOOKUP(1,-LEFT(LE5324,ROW($1:$80)))),0,-LOOKUP(1,-LEFT(LE5324,ROW($1:$80)))))","v":""},{"$f":"IF(OR(ISBLANK(LF100),LF5324=\"\"),\"\",IF(ISERROR(-LOOKUP(1,-LEFT(LF5324,ROW($1:$80)))),0,-LOOKUP(1,-LEFT(LF5324,ROW($1:$80)))))","v":""},{"$f":"IF(OR(ISBLANK(LG100),LG5324=\"\"),\"\",IF(ISERROR(-LOOKUP(1,-LEFT(LG5324,ROW($1:$80)))),0,-LOOKUP(1,-LEFT(LG5324,ROW($1:$80)))))","v":""},{"$f":"IF(OR(ISBLANK(LH100),LH5324=\"\"),\"\",IF(ISERROR(-LOOKUP(1,-LEFT(LH5324,ROW($1:$80)))),0,-LOOKUP(1,-LEFT(LH5324,ROW($1:$80)))))","v":""},{"$f":"IF(OR(ISBLANK(LI100),LI5324=\"\"),\"\",IF(ISERROR(-LOOKUP(1,-LEFT(LI5324,ROW($1:$80)))),0,-LOOKUP(1,-LEFT(LI5324,ROW($1:$80)))))","v":""},{"$f":"IF(OR(ISBLANK(LJ100),LJ5324=\"\"),\"\",IF(ISERROR(-LOOKUP(1,-LEFT(LJ5324,ROW($1:$80)))),0,-LOOKUP(1,-LEFT(LJ5324,ROW($1:$80)))))","v":""},{"$f":"IF(OR(ISBLANK(LK100),LK5324=\"\"),\"\",IF(ISERROR(-LOOKUP(1,-LEFT(LK5324,ROW($1:$80)))),0,-LOOKUP(1,-LEFT(LK5324,ROW($1:$80)))))","v":""},{"$f":"IF(OR(ISBLANK(LL100),LL5324=\"\"),\"\",IF(ISERROR(-LOOKUP(1,-LEFT(LL5324,ROW($1:$80)))),0,-LOOKUP(1,-LEFT(LL5324,ROW($1:$80)))))","v":""},{"$f":"IF(OR(ISBLANK(LM100),LM5324=\"\"),\"\",IF(ISERROR(-LOOKUP(1,-LEFT(LM5324,ROW($1:$80)))),0,-LOOKUP(1,-LEFT(LM5324,ROW($1:$80)))))","v":""},{"$f":"IF(OR(ISBLANK(LN100),LN5324=\"\"),\"\",IF(ISERROR(-LOOKUP(1,-LEFT(LN5324,ROW($1:$80)))),0,-LOOKUP(1,-LEFT(LN5324,ROW($1:$80)))))","v":""},{"$f":"IF(OR(ISBLANK(LO100),LO5324=\"\"),\"\",IF(ISERROR(-LOOKUP(1,-LEFT(LO5324,ROW($1:$80)))),0,-LOOKUP(1,-LEFT(LO5324,ROW($1:$80)))))","v":""},{"$f":"IF(OR(ISBLANK(LP100),LP5324=\"\"),\"\",IF(ISERROR(-LOOKUP(1,-LEFT(LP5324,ROW($1:$80)))),0,-LOOKUP(1,-LEFT(LP5324,ROW($1:$80)))))","v":""},{"$f":"IF(OR(ISBLANK(LQ100),LQ5324=\"\"),\"\",IF(ISERROR(-LOOKUP(1,-LEFT(LQ5324,ROW($1:$80)))),0,-LOOKUP(1,-LEFT(LQ5324,ROW($1:$80)))))","v":""},{"$f":"IF(OR(ISBLANK(LR100),LR5324=\"\"),\"\",IF(ISERROR(-LOOKUP(1,-LEFT(LR5324,ROW($1:$80)))),0,-LOOKUP(1,-LEFT(LR5324,ROW($1:$80)))))","v":""},{"$f":"IF(OR(ISBLANK(LS100),LS5324=\"\"),\"\",IF(ISERROR(-LOOKUP(1,-LEFT(LS5324,ROW($1:$80)))),0,-LOOKUP(1,-LEFT(LS5324,ROW($1:$80)))))","v":""},{"$f":"IF(OR(ISBLANK(LT100),LT5324=\"\"),\"\",IF(ISERROR(-LOOKUP(1,-LEFT(LT5324,ROW($1:$80)))),0,-LOOKUP(1,-LEFT(LT5324,ROW($1:$80)))))","v":""},{"$f":"IF(OR(ISBLANK(LU100),LU5324=\"\"),\"\",IF(ISERROR(-LOOKUP(1,-LEFT(LU5324,ROW($1:$80)))),0,-LOOKUP(1,-LEFT(LU5324,ROW($1:$80)))))","v":""},{"$f":"IF(OR(ISBLANK(LV100),LV5324=\"\"),\"\",IF(ISERROR(-LOOKUP(1,-LEFT(LV5324,ROW($1:$80)))),0,-LOOKUP(1,-LEFT(LV5324,ROW($1:$80)))))","v":""},{"$f":"IF(OR(ISBLANK(LW100),LW5324=\"\"),\"\",IF(ISERROR(-LOOKUP(1,-LEFT(LW5324,ROW($1:$80)))),0,-LOOKUP(1,-LEFT(LW5324,ROW($1:$80)))))","v":""},{"$f":"IF(OR(ISBLANK(LX100),LX5324=\"\"),\"\",IF(ISERROR(-LOOKUP(1,-LEFT(LX5324,ROW($1:$80)))),0,-LOOKUP(1,-LEFT(LX5324,ROW($1:$80)))))","v":""},{"$f":"IF(OR(ISBLANK(LY100),LY5324=\"\"),\"\",IF(ISERROR(-LOOKUP(1,-LEFT(LY5324,ROW($1:$80)))),0,-LOOKUP(1,-LEFT(LY5324,ROW($1:$80)))))","v":""},{"$f":"IF(OR(ISBLANK(LZ100),LZ5324=\"\"),\"\",IF(ISERROR(-LOOKUP(1,-LEFT(LZ5324,ROW($1:$80)))),0,-LOOKUP(1,-LEFT(LZ5324,ROW($1:$80)))))","v":""},{"$f":"IF(OR(ISBLANK(MA100),MA5324=\"\"),\"\",IF(ISERROR(-LOOKUP(1,-LEFT(MA5324,ROW($1:$80)))),0,-LOOKUP(1,-LEFT(MA5324,ROW($1:$80)))))","v":""},{"$f":"IF(OR(ISBLANK(MB100),MB5324=\"\"),\"\",IF(ISERROR(-LOOKUP(1,-LEFT(MB5324,ROW($1:$80)))),0,-LOOKUP(1,-LEFT(MB5324,ROW($1:$80)))))","v":""},{"$f":"IF(OR(ISBLANK(MC100),MC5324=\"\"),\"\",IF(ISERROR(-LOOKUP(1,-LEFT(MC5324,ROW($1:$80)))),0,-LOOKUP(1,-LEFT(MC5324,ROW($1:$80)))))","v":""},{"$f":"IF(OR(ISBLANK(MD100),MD5324=\"\"),\"\",IF(ISERROR(-LOOKUP(1,-LEFT(MD5324,ROW($1:$80)))),0,-LOOKUP(1,-LEFT(MD5324,ROW($1:$80)))))","v":""},{"$f":"IF(OR(ISBLANK(ME100),ME5324=\"\"),\"\",IF(ISERROR(-LOOKUP(1,-LEFT(ME5324,ROW($1:$80)))),0,-LOOKUP(1,-LEFT(ME5324,ROW($1:$80)))))","v":""},{"$f":"IF(OR(ISBLANK(MF100),MF5324=\"\"),\"\",IF(ISERROR(-LOOKUP(1,-LEFT(MF5324,ROW($1:$80)))),0,-LOOKUP(1,-LEFT(MF5324,ROW($1:$80)))))","v":""},{"$f":"IF(OR(ISBLANK(MG100),MG5324=\"\"),\"\",IF(ISERROR(-LOOKUP(1,-LEFT(MG5324,ROW($1:$80)))),0,-LOOKUP(1,-LEFT(MG5324,ROW($1:$80)))))","v":""},{"$f":"IF(OR(ISBLANK(MH100),MH5324=\"\"),\"\",IF(ISERROR(-LOOKUP(1,-LEFT(MH5324,ROW($1:$80)))),0,-LOOKUP(1,-LEFT(MH5324,ROW($1:$80)))))","v":""},{"$f":"IF(OR(ISBLANK(MI100),MI5324=\"\"),\"\",IF(ISERROR(-LOOKUP(1,-LEFT(MI5324,ROW($1:$80)))),0,-LOOKUP(1,-LEFT(MI5324,ROW($1:$80)))))","v":""},{"$f":"IF(OR(ISBLANK(MJ100),MJ5324=\"\"),\"\",IF(ISERROR(-LOOKUP(1,-LEFT(MJ5324,ROW($1:$80)))),0,-LOOKUP(1,-LEFT(MJ5324,ROW($1:$80)))))","v":""},{"$f":"IF(OR(ISBLANK(MK100),MK5324=\"\"),\"\",IF(ISERROR(-LOOKUP(1,-LEFT(MK5324,ROW($1:$80)))),0,-LOOKUP(1,-LEFT(MK5324,ROW($1:$80)))))","v":""},{"$f":"IF(OR(ISBLANK(ML100),ML5324=\"\"),\"\",IF(ISERROR(-LOOKUP(1,-LEFT(ML5324,ROW($1:$80)))),0,-LOOKUP(1,-LEFT(ML5324,ROW($1:$80)))))","v":""},{"$f":"IF(OR(ISBLANK(MM100),MM5324=\"\"),\"\",IF(ISERROR(-LOOKUP(1,-LEFT(MM5324,ROW($1:$80)))),0,-LOOKUP(1,-LEFT(MM5324,ROW($1:$80)))))","v":""},{"$f":"IF(OR(ISBLANK(MN100),MN5324=\"\"),\"\",IF(ISERROR(-LOOKUP(1,-LEFT(MN5324,ROW($1:$80)))),0,-LOOKUP(1,-LEFT(MN5324,ROW($1:$80)))))","v":""},{"$f":"IF(OR(ISBLANK(MO100),MO5324=\"\"),\"\",IF(ISERROR(-LOOKUP(1,-LEFT(MO5324,ROW($1:$80)))),0,-LOOKUP(1,-LEFT(MO5324,ROW($1:$80)))))","v":""},{"$f":"IF(OR(ISBLANK(MP100),MP5324=\"\"),\"\",IF(ISERROR(-LOOKUP(1,-LEFT(MP5324,ROW($1:$80)))),0,-LOOKUP(1,-LEFT(MP5324,ROW($1:$80)))))","v":""},{"$f":"IF(OR(ISBLANK(MQ100),MQ5324=\"\"),\"\",IF(ISERROR(-LOOKUP(1,-LEFT(MQ5324,ROW($1:$80)))),0,-LOOKUP(1,-LEFT(MQ5324,ROW($1:$80)))))","v":""},{"$f":"IF(OR(ISBLANK(MR100),MR5324=\"\"),\"\",IF(ISERROR(-LOOKUP(1,-LEFT(MR5324,ROW($1:$80)))),0,-LOOKUP(1,-LEFT(MR5324,ROW($1:$80)))))","v":""},{"$f":"IF(OR(ISBLANK(MS100),MS5324=\"\"),\"\",IF(ISERROR(-LOOKUP(1,-LEFT(MS5324,ROW($1:$80)))),0,-LOOKUP(1,-LEFT(MS5324,ROW($1:$80)))))","v":""},{"$f":"IF(OR(ISBLANK(MT100),MT5324=\"\"),\"\",IF(ISERROR(-LOOKUP(1,-LEFT(MT5324,ROW($1:$80)))),0,-LOOKUP(1,-LEFT(MT5324,ROW($1:$80)))))","v":""},{"$f":"IF(OR(ISBLANK(MU100),MU5324=\"\"),\"\",IF(ISERROR(-LOOKUP(1,-LEFT(MU5324,ROW($1:$80)))),0,-LOOKUP(1,-LEFT(MU5324,ROW($1:$80)))))","v":""},{"$f":"IF(OR(ISBLANK(MV100),MV5324=\"\"),\"\",IF(ISERROR(-LOOKUP(1,-LEFT(MV5324,ROW($1:$80)))),0,-LOOKUP(1,-LEFT(MV5324,ROW($1:$80)))))","v":""},{"$f":"IF(OR(ISBLANK(MW100),MW5324=\"\"),\"\",IF(ISERROR(-LOOKUP(1,-LEFT(MW5324,ROW($1:$80)))),0,-LOOKUP(1,-LEFT(MW5324,ROW($1:$80)))))","v":""},{"$f":"IF(OR(ISBLANK(MX100),MX5324=\"\"),\"\",IF(ISERROR(-LOOKUP(1,-LEFT(MX5324,ROW($1:$80)))),0,-LOOKUP(1,-LEFT(MX5324,ROW($1:$80)))))","v":""},{"$f":"IF(OR(ISBLANK(MY100),MY5324=\"\"),\"\",IF(ISERROR(-LOOKUP(1,-LEFT(MY5324,ROW($1:$80)))),0,-LOOKUP(1,-LEFT(MY5324,ROW($1:$80)))))","v":""},{"$f":"IF(OR(ISBLANK(MZ100),MZ5324=\"\"),\"\",IF(ISERROR(-LOOKUP(1,-LEFT(MZ5324,ROW($1:$80)))),0,-LOOKUP(1,-LEFT(MZ5324,ROW($1:$80)))))","v":""},{"$f":"IF(OR(ISBLANK(NA100),NA5324=\"\"),\"\",IF(ISERROR(-LOOKUP(1,-LEFT(NA5324,ROW($1:$80)))),0,-LOOKUP(1,-LEFT(NA5324,ROW($1:$80)))))","v":""},{"$f":"IF(OR(ISBLANK(NB100),NB5324=\"\"),\"\",IF(ISERROR(-LOOKUP(1,-LEFT(NB5324,ROW($1:$80)))),0,-LOOKUP(1,-LEFT(NB5324,ROW($1:$80)))))","v":""},{"$f":"IF(OR(ISBLANK(NC100),NC5324=\"\"),\"\",IF(ISERROR(-LOOKUP(1,-LEFT(NC5324,ROW($1:$80)))),0,-LOOKUP(1,-LEFT(NC5324,ROW($1:$80)))))","v":""},{"$f":"IF(OR(ISBLANK(ND100),ND5324=\"\"),\"\",IF(ISERROR(-LOOKUP(1,-LEFT(ND5324,ROW($1:$80)))),0,-LOOKUP(1,-LEFT(ND5324,ROW($1:$80)))))","v":""},{"$f":"IF(OR(ISBLANK(NE100),NE5324=\"\"),\"\",IF(ISERROR(-LOOKUP(1,-LEFT(NE5324,ROW($1:$80)))),0,-LOOKUP(1,-LEFT(NE5324,ROW($1:$80)))))","v":""},{"$f":"IF(OR(ISBLANK(NF100),NF5324=\"\"),\"\",IF(ISERROR(-LOOKUP(1,-LEFT(NF5324,ROW($1:$80)))),0,-LOOKUP(1,-LEFT(NF5324,ROW($1:$80)))))","v":""},{"$f":"IF(OR(ISBLANK(NG100),NG5324=\"\"),\"\",IF(ISERROR(-LOOKUP(1,-LEFT(NG5324,ROW($1:$80)))),0,-LOOKUP(1,-LEFT(NG5324,ROW($1:$80)))))","v":""},{"$f":"IF(OR(ISBLANK(NH100),NH5324=\"\"),\"\",IF(ISERROR(-LOOKUP(1,-LEFT(NH5324,ROW($1:$80)))),0,-LOOKUP(1,-LEFT(NH5324,ROW($1:$80)))))","v":""},{"$f":"IF(OR(ISBLANK(NI100),NI5324=\"\"),\"\",IF(ISERROR(-LOOKUP(1,-LEFT(NI5324,ROW($1:$80)))),0,-LOOKUP(1,-LEFT(NI5324,ROW($1:$80)))))","v":""},{"$f":"IF(OR(ISBLANK(NJ100),NJ5324=\"\"),\"\",IF(ISERROR(-LOOKUP(1,-LEFT(NJ5324,ROW($1:$80)))),0,-LOOKUP(1,-LEFT(NJ5324,ROW($1:$80)))))","v":""},{"$f":"IF(OR(ISBLANK(NK100),NK5324=\"\"),\"\",IF(ISERROR(-LOOKUP(1,-LEFT(NK5324,ROW($1:$80)))),0,-LOOKUP(1,-LEFT(NK5324,ROW($1:$80)))))","v":""},{"$f":"IF(OR(ISBLANK(NL100),NL5324=\"\"),\"\",IF(ISERROR(-LOOKUP(1,-LEFT(NL5324,ROW($1:$80)))),0,-LOOKUP(1,-LEFT(NL5324,ROW($1:$80)))))","v":""},{"$f":"IF(OR(ISBLANK(NM100),NM5324=\"\"),\"\",IF(ISERROR(-LOOKUP(1,-LEFT(NM5324,ROW($1:$80)))),0,-LOOKUP(1,-LEFT(NM5324,ROW($1:$80)))))","v":""},{"$f":"IF(OR(ISBLANK(NN100),NN5324=\"\"),\"\",IF(ISERROR(-LOOKUP(1,-LEFT(NN5324,ROW($1:$80)))),0,-LOOKUP(1,-LEFT(NN5324,ROW($1:$80)))))","v":""},{"$f":"IF(OR(ISBLANK(NO100),NO5324=\"\"),\"\",IF(ISERROR(-LOOKUP(1,-LEFT(NO5324,ROW($1:$80)))),0,-LOOKUP(1,-LEFT(NO5324,ROW($1:$80)))))","v":""},{"$f":"IF(OR(ISBLANK(NP100),NP5324=\"\"),\"\",IF(ISERROR(-LOOKUP(1,-LEFT(NP5324,ROW($1:$80)))),0,-LOOKUP(1,-LEFT(NP5324,ROW($1:$80)))))","v":""},{"$f":"IF(OR(ISBLANK(NQ100),NQ5324=\"\"),\"\",IF(ISERROR(-LOOKUP(1,-LEFT(NQ5324,ROW($1:$80)))),0,-LOOKUP(1,-LEFT(NQ5324,ROW($1:$80)))))","v":""},{"$f":"IF(OR(ISBLANK(NR100),NR5324=\"\"),\"\",IF(ISERROR(-LOOKUP(1,-LEFT(NR5324,ROW($1:$80)))),0,-LOOKUP(1,-LEFT(NR5324,ROW($1:$80)))))","v":""},{"$f":"IF(OR(ISBLANK(NS100),NS5324=\"\"),\"\",IF(ISERROR(-LOOKUP(1,-LEFT(NS5324,ROW($1:$80)))),0,-LOOKUP(1,-LEFT(NS5324,ROW($1:$80)))))","v":""},{"$f":"IF(OR(ISBLANK(NT100),NT5324=\"\"),\"\",IF(ISERROR(-LOOKUP(1,-LEFT(NT5324,ROW($1:$80)))),0,-LOOKUP(1,-LEFT(NT5324,ROW($1:$80)))))","v":""},{"$f":"IF(OR(ISBLANK(NU100),NU5324=\"\"),\"\",IF(ISERROR(-LOOKUP(1,-LEFT(NU5324,ROW($1:$80)))),0,-LOOKUP(1,-LEFT(NU5324,ROW($1:$80)))))","v":""},{"$f":"IF(OR(ISBLANK(NV100),NV5324=\"\"),\"\",IF(ISERROR(-LOOKUP(1,-LEFT(NV5324,ROW($1:$80)))),0,-LOOKUP(1,-LEFT(NV5324,ROW($1:$80)))))","v":""},{"$f":"IF(OR(ISBLANK(NW100),NW5324=\"\"),\"\",IF(ISERROR(-LOOKUP(1,-LEFT(NW5324,ROW($1:$80)))),0,-LOOKUP(1,-LEFT(NW5324,ROW($1:$80)))))","v":""},{"$f":"IF(OR(ISBLANK(NX100),NX5324=\"\"),\"\",IF(ISERROR(-LOOKUP(1,-LEFT(NX5324,ROW($1:$80)))),0,-LOOKUP(1,-LEFT(NX5324,ROW($1:$80)))))","v":""},{"$f":"IF(OR(ISBLANK(NY100),NY5324=\"\"),\"\",IF(ISERROR(-LOOKUP(1,-LEFT(NY5324,ROW($1:$80)))),0,-LOOKUP(1,-LEFT(NY5324,ROW($1:$80)))))","v":""},{"$f":"IF(OR(ISBLANK(NZ100),NZ5324=\"\"),\"\",IF(ISERROR(-LOOKUP(1,-LEFT(NZ5324,ROW($1:$80)))),0,-LOOKUP(1,-LEFT(NZ5324,ROW($1:$80)))))","v":""},{"$f":"IF(OR(ISBLANK(OA100),OA5324=\"\"),\"\",IF(ISERROR(-LOOKUP(1,-LEFT(OA5324,ROW($1:$80)))),0,-LOOKUP(1,-LEFT(OA5324,ROW($1:$80)))))","v":""},{"$f":"IF(OR(ISBLANK(OB100),OB5324=\"\"),\"\",IF(ISERROR(-LOOKUP(1,-LEFT(OB5324,ROW($1:$80)))),0,-LOOKUP(1,-LEFT(OB5324,ROW($1:$80)))))","v":""},{"$f":"IF(OR(ISBLANK(OC100),OC5324=\"\"),\"\",IF(ISERROR(-LOOKUP(1,-LEFT(OC5324,ROW($1:$80)))),0,-LOOKUP(1,-LEFT(OC5324,ROW($1:$80)))))","v":""},{"$f":"IF(OR(ISBLANK(OD100),OD5324=\"\"),\"\",IF(ISERROR(-LOOKUP(1,-LEFT(OD5324,ROW($1:$80)))),0,-LOOKUP(1,-LEFT(OD5324,ROW($1:$80)))))","v":""},{"$f":"IF(OR(ISBLANK(OE100),OE5324=\"\"),\"\",IF(ISERROR(-LOOKUP(1,-LEFT(OE5324,ROW($1:$80)))),0,-LOOKUP(1,-LEFT(OE5324,ROW($1:$80)))))","v":""},{"$f":"IF(OR(ISBLANK(OF100),OF5324=\"\"),\"\",IF(ISERROR(-LOOKUP(1,-LEFT(OF5324,ROW($1:$80)))),0,-LOOKUP(1,-LEFT(OF5324,ROW($1:$80)))))","v":""},{"$f":"IF(OR(ISBLANK(OG100),OG5324=\"\"),\"\",IF(ISERROR(-LOOKUP(1,-LEFT(OG5324,ROW($1:$80)))),0,-LOOKUP(1,-LEFT(OG5324,ROW($1:$80)))))","v":""},{"$f":"IF(OR(ISBLANK(OH100),OH5324=\"\"),\"\",IF(ISERROR(-LOOKUP(1,-LEFT(OH5324,ROW($1:$80)))),0,-LOOKUP(1,-LEFT(OH5324,ROW($1:$80)))))","v":""},{"$f":"IF(OR(ISBLANK(OI100),OI5324=\"\"),\"\",IF(ISERROR(-LOOKUP(1,-LEFT(OI5324,ROW($1:$80)))),0,-LOOKUP(1,-LEFT(OI5324,ROW($1:$80)))))","v":""},{"$f":"IF(OR(ISBLANK(OJ100),OJ5324=\"\"),\"\",IF(ISERROR(-LOOKUP(1,-LEFT(OJ5324,ROW($1:$80)))),0,-LOOKUP(1,-LEFT(OJ5324,ROW($1:$80)))))","v":""},{"$f":"IF(OR(ISBLANK(OK100),OK5324=\"\"),\"\",IF(ISERROR(-LOOKUP(1,-LEFT(OK5324,ROW($1:$80)))),0,-LOOKUP(1,-LEFT(OK5324,ROW($1:$80)))))","v":""},{"$f":"IF(OR(ISBLANK(OL100),OL5324=\"\"),\"\",IF(ISERROR(-LOOKUP(1,-LEFT(OL5324,ROW($1:$80)))),0,-LOOKUP(1,-LEFT(OL5324,ROW($1:$80)))))","v":""},{"$f":"IF(OR(ISBLANK(OM100),OM5324=\"\"),\"\",IF(ISERROR(-LOOKUP(1,-LEFT(OM5324,ROW($1:$80)))),0,-LOOKUP(1,-LEFT(OM5324,ROW($1:$80)))))","v":""},{"$f":"IF(OR(ISBLANK(ON100),ON5324=\"\"),\"\",IF(ISERROR(-LOOKUP(1,-LEFT(ON5324,ROW($1:$80)))),0,-LOOKUP(1,-LEFT(ON5324,ROW($1:$80)))))","v":""},{"$f":"IF(OR(ISBLANK(OO100),OO5324=\"\"),\"\",IF(ISERROR(-LOOKUP(1,-LEFT(OO5324,ROW($1:$80)))),0,-LOOKUP(1,-LEFT(OO5324,ROW($1:$80)))))","v":""},{"$f":"IF(OR(ISBLANK(OP100),OP5324=\"\"),\"\",IF(ISERROR(-LOOKUP(1,-LEFT(OP5324,ROW($1:$80)))),0,-LOOKUP(1,-LEFT(OP5324,ROW($1:$80)))))","v":""},{"$f":"IF(OR(ISBLANK(OQ100),OQ5324=\"\"),\"\",IF(ISERROR(-LOOKUP(1,-LEFT(OQ5324,ROW($1:$80)))),0,-LOOKUP(1,-LEFT(OQ5324,ROW($1:$80)))))","v":""}]
[null,null,"CGS売電のガス控除量","[MJ]",null,null,{"$f":"IF(OR(E$6<>$D$5209,COUNTBLANK(H79)=1),\"\",G5357)","v":""},{"$f":"IF(OR(ISBLANK(H100),H5325=\"\"),\"\",IF(ISERROR(-LOOKUP(1,-LEFT(H5325,ROW($1:$80)))),0,-LOOKUP(1,-LEFT(H5325,ROW($1:$80)))))","v":""},{"$f":"IF(OR(ISBLANK(I100),I5325=\"\"),\"\",IF(ISERROR(-LOOKUP(1,-LEFT(I5325,ROW($1:$80)))),0,-LOOKUP(1,-LEFT(I5325,ROW($1:$80)))))","v":""},{"$f":"IF(OR(ISBLANK(J100),J5325=\"\"),\"\",IF(ISERROR(-LOOKUP(1,-LEFT(J5325,ROW($1:$80)))),0,-LOOKUP(1,-LEFT(J5325,ROW($1:$80)))))","v":""},{"$f":"IF(OR(ISBLANK(K100),K5325=\"\"),\"\",IF(ISERROR(-LOOKUP(1,-LEFT(K5325,ROW($1:$80)))),0,-LOOKUP(1,-LEFT(K5325,ROW($1:$80)))))","v":""},{"$f":"IF(OR(ISBLANK(L100),L5325=\"\"),\"\",IF(ISERROR(-LOOKUP(1,-LEFT(L5325,ROW($1:$80)))),0,-LOOKUP(1,-LEFT(L5325,ROW($1:$80)))))","v":""},{"$f":"IF(OR(ISBLANK(M100),M5325=\"\"),\"\",IF(ISERROR(-LOOKUP(1,-LEFT(M5325,ROW($1:$80)))),0,-LOOKUP(1,-LEFT(M5325,ROW($1:$80)))))","v":""},{"$f":"IF(OR(ISBLANK(N100),N5325=\"\"),\"\",IF(ISERROR(-LOOKUP(1,-LEFT(N5325,ROW($1:$80)))),0,-LOOKUP(1,-LEFT(N5325,ROW($1:$80)))))","v":""},{"$f":"IF(OR(ISBLANK(O100),O5325=\"\"),\"\",IF(ISERROR(-LOOKUP(1,-LEFT(O5325,ROW($1:$80)))),0,-LOOKUP(1,-LEFT(O5325,ROW($1:$80)))))","v":""},{"$f":"IF(OR(ISBLANK(P100),P5325=\"\"),\"\",IF(ISERROR(-LOOKUP(1,-LEFT(P5325,ROW($1:$80)))),0,-LOOKUP(1,-LEFT(P5325,ROW($1:$80)))))","v":""},{"$f":"IF(OR(ISBLANK(Q100),Q5325=\"\"),\"\",IF(ISERROR(-LOOKUP(1,-LEFT(Q5325,ROW($1:$80)))),0,-LOOKUP(1,-LEFT(Q5325,ROW($1:$80)))))","v":""},{"$f":"IF(OR(ISBLANK(R100),R5325=\"\"),\"\",IF(ISERROR(-LOOKUP(1,-LEFT(R5325,ROW($1:$80)))),0,-LOOKUP(1,-LEFT(R5325,ROW($1:$80)))))","v":""},{"$f":"IF(OR(ISBLANK(S100),S5325=\"\"),\"\",IF(ISERROR(-LOOKUP(1,-LEFT(S5325,ROW($1:$80)))),0,-LOOKUP(1,-LEFT(S5325,ROW($1:$80)))))","v":""},{"$f":"IF(OR(ISBLANK(T100),T5325=\"\"),\"\",IF(ISERROR(-LOOKUP(1,-LEFT(T5325,ROW($1:$80)))),0,-LOOKUP(1,-LEFT(T5325,ROW($1:$80)))))","v":""},{"$f":"IF(OR(ISBLANK(U100),U5325=\"\"),\"\",IF(ISERROR(-LOOKUP(1,-LEFT(U5325,ROW($1:$80)))),0,-LOOKUP(1,-LEFT(U5325,ROW($1:$80)))))","v":""},{"$f":"IF(OR(ISBLANK(V100),V5325=\"\"),\"\",IF(ISERROR(-LOOKUP(1,-LEFT(V5325,ROW($1:$80)))),0,-LOOKUP(1,-LEFT(V5325,ROW($1:$80)))))","v":""},{"$f":"IF(OR(ISBLANK(W100),W5325=\"\"),\"\",IF(ISERROR(-LOOKUP(1,-LEFT(W5325,ROW($1:$80)))),0,-LOOKUP(1,-LEFT(W5325,ROW($1:$80)))))","v":""},{"$f":"IF(OR(ISBLANK(X100),X5325=\"\"),\"\",IF(ISERROR(-LOOKUP(1,-LEFT(X5325,ROW($1:$80)))),0,-LOOKUP(1,-LEFT(X5325,ROW($1:$80)))))","v":""},{"$f":"IF(OR(ISBLANK(Y100),Y5325=\"\"),\"\",IF(ISERROR(-LOOKUP(1,-LEFT(Y5325,ROW($1:$80)))),0,-LOOKUP(1,-LEFT(Y5325,ROW($1:$80)))))","v":""},{"$f":"IF(OR(ISBLANK(Z100),Z5325=\"\"),\"\",IF(ISERROR(-LOOKUP(1,-LEFT(Z5325,ROW($1:$80)))),0,-LOOKUP(1,-LEFT(Z5325,ROW($1:$80)))))","v":""},{"$f":"IF(OR(ISBLANK(AA100),AA5325=\"\"),\"\",IF(ISERROR(-LOOKUP(1,-LEFT(AA5325,ROW($1:$80)))),0,-LOOKUP(1,-LEFT(AA5325,ROW($1:$80)))))","v":""},{"$f":"IF(OR(ISBLANK(AB100),AB5325=\"\"),\"\",IF(ISERROR(-LOOKUP(1,-LEFT(AB5325,ROW($1:$80)))),0,-LOOKUP(1,-LEFT(AB5325,ROW($1:$80)))))","v":""},{"$f":"IF(OR(ISBLANK(AC100),AC5325=\"\"),\"\",IF(ISERROR(-LOOKUP(1,-LEFT(AC5325,ROW($1:$80)))),0,-LOOKUP(1,-LEFT(AC5325,ROW($1:$80)))))","v":""},{"$f":"IF(OR(ISBLANK(AD100),AD5325=\"\"),\"\",IF(ISERROR(-LOOKUP(1,-LEFT(AD5325,ROW($1:$80)))),0,-LOOKUP(1,-LEFT(AD5325,ROW($1:$80)))))","v":""},{"$f":"IF(OR(ISBLANK(AE100),AE5325=\"\"),\"\",IF(ISERROR(-LOOKUP(1,-LEFT(AE5325,ROW($1:$80)))),0,-LOOKUP(1,-LEFT(AE5325,ROW($1:$80)))))","v":""},{"$f":"IF(OR(ISBLANK(AF100),AF5325=\"\"),\"\",IF(ISERROR(-LOOKUP(1,-LEFT(AF5325,ROW($1:$80)))),0,-LOOKUP(1,-LEFT(AF5325,ROW($1:$80)))))","v":""},{"$f":"IF(OR(ISBLANK(AG100),AG5325=\"\"),\"\",IF(ISERROR(-LOOKUP(1,-LEFT(AG5325,ROW($1:$80)))),0,-LOOKUP(1,-LEFT(AG5325,ROW($1:$80)))))","v":""},{"$f":"IF(OR(ISBLANK(AH100),AH5325=\"\"),\"\",IF(ISERROR(-LOOKUP(1,-LEFT(AH5325,ROW($1:$80)))),0,-LOOKUP(1,-LEFT(AH5325,ROW($1:$80)))))","v":""},{"$f":"IF(OR(ISBLANK(AI100),AI5325=\"\"),\"\",IF(ISERROR(-LOOKUP(1,-LEFT(AI5325,ROW($1:$80)))),0,-LOOKUP(1,-LEFT(AI5325,ROW($1:$80)))))","v":""},{"$f":"IF(OR(ISBLANK(AJ100),AJ5325=\"\"),\"\",IF(ISERROR(-LOOKUP(1,-LEFT(AJ5325,ROW($1:$80)))),0,-LOOKUP(1,-LEFT(AJ5325,ROW($1:$80)))))","v":""},{"$f":"IF(OR(ISBLANK(AK100),AK5325=\"\"),\"\",IF(ISERROR(-LOOKUP(1,-LEFT(AK5325,ROW($1:$80)))),0,-LOOKUP(1,-LEFT(AK5325,ROW($1:$80)))))","v":""},{"$f":"IF(OR(ISBLANK(AL100),AL5325=\"\"),\"\",IF(ISERROR(-LOOKUP(1,-LEFT(AL5325,ROW($1:$80)))),0,-LOOKUP(1,-LEFT(AL5325,ROW($1:$80)))))","v":""},{"$f":"IF(OR(ISBLANK(AM100),AM5325=\"\"),\"\",IF(ISERROR(-LOOKUP(1,-LEFT(AM5325,ROW($1:$80)))),0,-LOOKUP(1,-LEFT(AM5325,ROW($1:$80)))))","v":""},{"$f":"IF(OR(ISBLANK(AN100),AN5325=\"\"),\"\",IF(ISERROR(-LOOKUP(1,-LEFT(AN5325,ROW($1:$80)))),0,-LOOKUP(1,-LEFT(AN5325,ROW($1:$80)))))","v":""},{"$f":"IF(OR(ISBLANK(AO100),AO5325=\"\"),\"\",IF(ISERROR(-LOOKUP(1,-LEFT(AO5325,ROW($1:$80)))),0,-LOOKUP(1,-LEFT(AO5325,ROW($1:$80)))))","v":""},{"$f":"IF(OR(ISBLANK(AP100),AP5325=\"\"),\"\",IF(ISERROR(-LOOKUP(1,-LEFT(AP5325,ROW($1:$80)))),0,-LOOKUP(1,-LEFT(AP5325,ROW($1:$80)))))","v":""},{"$f":"IF(OR(ISBLANK(AQ100),AQ5325=\"\"),\"\",IF(ISERROR(-LOOKUP(1,-LEFT(AQ5325,ROW($1:$80)))),0,-LOOKUP(1,-LEFT(AQ5325,ROW($1:$80)))))","v":""},{"$f":"IF(OR(ISBLANK(AR100),AR5325=\"\"),\"\",IF(ISERROR(-LOOKUP(1,-LEFT(AR5325,ROW($1:$80)))),0,-LOOKUP(1,-LEFT(AR5325,ROW($1:$80)))))","v":""},{"$f":"IF(OR(ISBLANK(AS100),AS5325=\"\"),\"\",IF(ISERROR(-LOOKUP(1,-LEFT(AS5325,ROW($1:$80)))),0,-LOOKUP(1,-LEFT(AS5325,ROW($1:$80)))))","v":""},{"$f":"IF(OR(ISBLANK(AT100),AT5325=\"\"),\"\",IF(ISERROR(-LOOKUP(1,-LEFT(AT5325,ROW($1:$80)))),0,-LOOKUP(1,-LEFT(AT5325,ROW($1:$80)))))","v":""},{"$f":"IF(OR(ISBLANK(AU100),AU5325=\"\"),\"\",IF(ISERROR(-LOOKUP(1,-LEFT(AU5325,ROW($1:$80)))),0,-LOOKUP(1,-LEFT(AU5325,ROW($1:$80)))))","v":""},{"$f":"IF(OR(ISBLANK(AV100),AV5325=\"\"),\"\",IF(ISERROR(-LOOKUP(1,-LEFT(AV5325,ROW($1:$80)))),0,-LOOKUP(1,-LEFT(AV5325,ROW($1:$80)))))","v":""},{"$f":"IF(OR(ISBLANK(AW100),AW5325=\"\"),\"\",IF(ISERROR(-LOOKUP(1,-LEFT(AW5325,ROW($1:$80)))),0,-LOOKUP(1,-LEFT(AW5325,ROW($1:$80)))))","v":""},{"$f":"IF(OR(ISBLANK(AX100),AX5325=\"\"),\"\",IF(ISERROR(-LOOKUP(1,-LEFT(AX5325,ROW($1:$80)))),0,-LOOKUP(1,-LEFT(AX5325,ROW($1:$80)))))","v":""},{"$f":"IF(OR(ISBLANK(AY100),AY5325=\"\"),\"\",IF(ISERROR(-LOOKUP(1,-LEFT(AY5325,ROW($1:$80)))),0,-LOOKUP(1,-LEFT(AY5325,ROW($1:$80)))))","v":""},{"$f":"IF(OR(ISBLANK(AZ100),AZ5325=\"\"),\"\",IF(ISERROR(-LOOKUP(1,-LEFT(AZ5325,ROW($1:$80)))),0,-LOOKUP(1,-LEFT(AZ5325,ROW($1:$80)))))","v":""},{"$f":"IF(OR(ISBLANK(BA100),BA5325=\"\"),\"\",IF(ISERROR(-LOOKUP(1,-LEFT(BA5325,ROW($1:$80)))),0,-LOOKUP(1,-LEFT(BA5325,ROW($1:$80)))))","v":""},{"$f":"IF(OR(ISBLANK(BB100),BB5325=\"\"),\"\",IF(ISERROR(-LOOKUP(1,-LEFT(BB5325,ROW($1:$80)))),0,-LOOKUP(1,-LEFT(BB5325,ROW($1:$80)))))","v":""},{"$f":"IF(OR(ISBLANK(BC100),BC5325=\"\"),\"\",IF(ISERROR(-LOOKUP(1,-LEFT(BC5325,ROW($1:$80)))),0,-LOOKUP(1,-LEFT(BC5325,ROW($1:$80)))))","v":""},{"$f":"IF(OR(ISBLANK(BD100),BD5325=\"\"),\"\",IF(ISERROR(-LOOKUP(1,-LEFT(BD5325,ROW($1:$80)))),0,-LOOKUP(1,-LEFT(BD5325,ROW($1:$80)))))","v":""},{"$f":"IF(OR(ISBLANK(BE100),BE5325=\"\"),\"\",IF(ISERROR(-LOOKUP(1,-LEFT(BE5325,ROW($1:$80)))),0,-LOOKUP(1,-LEFT(BE5325,ROW($1:$80)))))","v":""},{"$f":"IF(OR(ISBLANK(BF100),BF5325=\"\"),\"\",IF(ISERROR(-LOOKUP(1,-LEFT(BF5325,ROW($1:$80)))),0,-LOOKUP(1,-LEFT(BF5325,ROW($1:$80)))))","v":""},{"$f":"IF(OR(ISBLANK(BG100),BG5325=\"\"),\"\",IF(ISERROR(-LOOKUP(1,-LEFT(BG5325,ROW($1:$80)))),0,-LOOKUP(1,-LEFT(BG5325,ROW($1:$80)))))","v":""},{"$f":"IF(OR(ISBLANK(BH100),BH5325=\"\"),\"\",IF(ISERROR(-LOOKUP(1,-LEFT(BH5325,ROW($1:$80)))),0,-LOOKUP(1,-LEFT(BH5325,ROW($1:$80)))))","v":""},{"$f":"IF(OR(ISBLANK(BI100),BI5325=\"\"),\"\",IF(ISERROR(-LOOKUP(1,-LEFT(BI5325,ROW($1:$80)))),0,-LOOKUP(1,-LEFT(BI5325,ROW($1:$80)))))","v":""},{"$f":"IF(OR(ISBLANK(BJ100),BJ5325=\"\"),\"\",IF(ISERROR(-LOOKUP(1,-LEFT(BJ5325,ROW($1:$80)))),0,-LOOKUP(1,-LEFT(BJ5325,ROW($1:$80)))))","v":""},{"$f":"IF(OR(ISBLANK(BK100),BK5325=\"\"),\"\",IF(ISERROR(-LOOKUP(1,-LEFT(BK5325,ROW($1:$80)))),0,-LOOKUP(1,-LEFT(BK5325,ROW($1:$80)))))","v":""},{"$f":"IF(OR(ISBLANK(BL100),BL5325=\"\"),\"\",IF(ISERROR(-LOOKUP(1,-LEFT(BL5325,ROW($1:$80)))),0,-LOOKUP(1,-LEFT(BL5325,ROW($1:$80)))))","v":""},{"$f":"IF(OR(ISBLANK(BM100),BM5325=\"\"),\"\",IF(ISERROR(-LOOKUP(1,-LEFT(BM5325,ROW($1:$80)))),0,-LOOKUP(1,-LEFT(BM5325,ROW($1:$80)))))","v":""},{"$f":"IF(OR(ISBLANK(BN100),BN5325=\"\"),\"\",IF(ISERROR(-LOOKUP(1,-LEFT(BN5325,ROW($1:$80)))),0,-LOOKUP(1,-LEFT(BN5325,ROW($1:$80)))))","v":""},{"$f":"IF(OR(ISBLANK(BO100),BO5325=\"\"),\"\",IF(ISERROR(-LOOKUP(1,-LEFT(BO5325,ROW($1:$80)))),0,-LOOKUP(1,-LEFT(BO5325,ROW($1:$80)))))","v":""},{"$f":"IF(OR(ISBLANK(BP100),BP5325=\"\"),\"\",IF(ISERROR(-LOOKUP(1,-LEFT(BP5325,ROW($1:$80)))),0,-LOOKUP(1,-LEFT(BP5325,ROW($1:$80)))))","v":""},{"$f":"IF(OR(ISBLANK(BQ100),BQ5325=\"\"),\"\",IF(ISERROR(-LOOKUP(1,-LEFT(BQ5325,ROW($1:$80)))),0,-LOOKUP(1,-LEFT(BQ5325,ROW($1:$80)))))","v":""},{"$f":"IF(OR(ISBLANK(BR100),BR5325=\"\"),\"\",IF(ISERROR(-LOOKUP(1,-LEFT(BR5325,ROW($1:$80)))),0,-LOOKUP(1,-LEFT(BR5325,ROW($1:$80)))))","v":""},{"$f":"IF(OR(ISBLANK(BS100),BS5325=\"\"),\"\",IF(ISERROR(-LOOKUP(1,-LEFT(BS5325,ROW($1:$80)))),0,-LOOKUP(1,-LEFT(BS5325,ROW($1:$80)))))","v":""},{"$f":"IF(OR(ISBLANK(BT100),BT5325=\"\"),\"\",IF(ISERROR(-LOOKUP(1,-LEFT(BT5325,ROW($1:$80)))),0,-LOOKUP(1,-LEFT(BT5325,ROW($1:$80)))))","v":""},{"$f":"IF(OR(ISBLANK(BU100),BU5325=\"\"),\"\",IF(ISERROR(-LOOKUP(1,-LEFT(BU5325,ROW($1:$80)))),0,-LOOKUP(1,-LEFT(BU5325,ROW($1:$80)))))","v":""},{"$f":"IF(OR(ISBLANK(BV100),BV5325=\"\"),\"\",IF(ISERROR(-LOOKUP(1,-LEFT(BV5325,ROW($1:$80)))),0,-LOOKUP(1,-LEFT(BV5325,ROW($1:$80)))))","v":""},{"$f":"IF(OR(ISBLANK(BW100),BW5325=\"\"),\"\",IF(ISERROR(-LOOKUP(1,-LEFT(BW5325,ROW($1:$80)))),0,-LOOKUP(1,-LEFT(BW5325,ROW($1:$80)))))","v":""},{"$f":"IF(OR(ISBLANK(BX100),BX5325=\"\"),\"\",IF(ISERROR(-LOOKUP(1,-LEFT(BX5325,ROW($1:$80)))),0,-LOOKUP(1,-LEFT(BX5325,ROW($1:$80)))))","v":""},{"$f":"IF(OR(ISBLANK(BY100),BY5325=\"\"),\"\",IF(ISERROR(-LOOKUP(1,-LEFT(BY5325,ROW($1:$80)))),0,-LOOKUP(1,-LEFT(BY5325,ROW($1:$80)))))","v":""},{"$f":"IF(OR(ISBLANK(BZ100),BZ5325=\"\"),\"\",IF(ISERROR(-LOOKUP(1,-LEFT(BZ5325,ROW($1:$80)))),0,-LOOKUP(1,-LEFT(BZ5325,ROW($1:$80)))))","v":""},{"$f":"IF(OR(ISBLANK(CA100),CA5325=\"\"),\"\",IF(ISERROR(-LOOKUP(1,-LEFT(CA5325,ROW($1:$80)))),0,-LOOKUP(1,-LEFT(CA5325,ROW($1:$80)))))","v":""},{"$f":"IF(OR(ISBLANK(CB100),CB5325=\"\"),\"\",IF(ISERROR(-LOOKUP(1,-LEFT(CB5325,ROW($1:$80)))),0,-LOOKUP(1,-LEFT(CB5325,ROW($1:$80)))))","v":""},{"$f":"IF(OR(ISBLANK(CC100),CC5325=\"\"),\"\",IF(ISERROR(-LOOKUP(1,-LEFT(CC5325,ROW($1:$80)))),0,-LOOKUP(1,-LEFT(CC5325,ROW($1:$80)))))","v":""},{"$f":"IF(OR(ISBLANK(CD100),CD5325=\"\"),\"\",IF(ISERROR(-LOOKUP(1,-LEFT(CD5325,ROW($1:$80)))),0,-LOOKUP(1,-LEFT(CD5325,ROW($1:$80)))))","v":""},{"$f":"IF(OR(ISBLANK(CE100),CE5325=\"\"),\"\",IF(ISERROR(-LOOKUP(1,-LEFT(CE5325,ROW($1:$80)))),0,-LOOKUP(1,-LEFT(CE5325,ROW($1:$80)))))","v":""},{"$f":"IF(OR(ISBLANK(CF100),CF5325=\"\"),\"\",IF(ISERROR(-LOOKUP(1,-LEFT(CF5325,ROW($1:$80)))),0,-LOOKUP(1,-LEFT(CF5325,ROW($1:$80)))))","v":""},{"$f":"IF(OR(ISBLANK(CG100),CG5325=\"\"),\"\",IF(ISERROR(-LOOKUP(1,-LEFT(CG5325,ROW($1:$80)))),0,-LOOKUP(1,-LEFT(CG5325,ROW($1:$80)))))","v":""},{"$f":"IF(OR(ISBLANK(CH100),CH5325=\"\"),\"\",IF(ISERROR(-LOOKUP(1,-LEFT(CH5325,ROW($1:$80)))),0,-LOOKUP(1,-LEFT(CH5325,ROW($1:$80)))))","v":""},{"$f":"IF(OR(ISBLANK(CI100),CI5325=\"\"),\"\",IF(ISERROR(-LOOKUP(1,-LEFT(CI5325,ROW($1:$80)))),0,-LOOKUP(1,-LEFT(CI5325,ROW($1:$80)))))","v":""},{"$f":"IF(OR(ISBLANK(CJ100),CJ5325=\"\"),\"\",IF(ISERROR(-LOOKUP(1,-LEFT(CJ5325,ROW($1:$80)))),0,-LOOKUP(1,-LEFT(CJ5325,ROW($1:$80)))))","v":""},{"$f":"IF(OR(ISBLANK(CK100),CK5325=\"\"),\"\",IF(ISERROR(-LOOKUP(1,-LEFT(CK5325,ROW($1:$80)))),0,-LOOKUP(1,-LEFT(CK5325,ROW($1:$80)))))","v":""},{"$f":"IF(OR(ISBLANK(CL100),CL5325=\"\"),\"\",IF(ISERROR(-LOOKUP(1,-LEFT(CL5325,ROW($1:$80)))),0,-LOOKUP(1,-LEFT(CL5325,ROW($1:$80)))))","v":""},{"$f":"IF(OR(ISBLANK(CM100),CM5325=\"\"),\"\",IF(ISERROR(-LOOKUP(1,-LEFT(CM5325,ROW($1:$80)))),0,-LOOKUP(1,-LEFT(CM5325,ROW($1:$80)))))","v":""},{"$f":"IF(OR(ISBLANK(CN100),CN5325=\"\"),\"\",IF(ISERROR(-LOOKUP(1,-LEFT(CN5325,ROW($1:$80)))),0,-LOOKUP(1,-LEFT(CN5325,ROW($1:$80)))))","v":""},{"$f":"IF(OR(ISBLANK(CO100),CO5325=\"\"),\"\",IF(ISERROR(-LOOKUP(1,-LEFT(CO5325,ROW($1:$80)))),0,-LOOKUP(1,-LEFT(CO5325,ROW($1:$80)))))","v":""},{"$f":"IF(OR(ISBLANK(CP100),CP5325=\"\"),\"\",IF(ISERROR(-LOOKUP(1,-LEFT(CP5325,ROW($1:$80)))),0,-LOOKUP(1,-LEFT(CP5325,ROW($1:$80)))))","v":""},{"$f":"IF(OR(ISBLANK(CQ100),CQ5325=\"\"),\"\",IF(ISERROR(-LOOKUP(1,-LEFT(CQ5325,ROW($1:$80)))),0,-LOOKUP(1,-LEFT(CQ5325,ROW($1:$80)))))","v":""},{"$f":"IF(OR(ISBLANK(CR100),CR5325=\"\"),\"\",IF(ISERROR(-LOOKUP(1,-LEFT(CR5325,ROW($1:$80)))),0,-LOOKUP(1,-LEFT(CR5325,ROW($1:$80)))))","v":""},{"$f":"IF(OR(ISBLANK(CS100),CS5325=\"\"),\"\",IF(ISERROR(-LOOKUP(1,-LEFT(CS5325,ROW($1:$80)))),0,-LOOKUP(1,-LEFT(CS5325,ROW($1:$80)))))","v":""},{"$f":"IF(OR(ISBLANK(CT100),CT5325=\"\"),\"\",IF(ISERROR(-LOOKUP(1,-LEFT(CT5325,ROW($1:$80)))),0,-LOOKUP(1,-LEFT(CT5325,ROW($1:$80)))))","v":""},{"$f":"IF(OR(ISBLANK(CU100),CU5325=\"\"),\"\",IF(ISERROR(-LOOKUP(1,-LEFT(CU5325,ROW($1:$80)))),0,-LOOKUP(1,-LEFT(CU5325,ROW($1:$80)))))","v":""},{"$f":"IF(OR(ISBLANK(CV100),CV5325=\"\"),\"\",IF(ISERROR(-LOOKUP(1,-LEFT(CV5325,ROW($1:$80)))),0,-LOOKUP(1,-LEFT(CV5325,ROW($1:$80)))))","v":""},{"$f":"IF(OR(ISBLANK(CW100),CW5325=\"\"),\"\",IF(ISERROR(-LOOKUP(1,-LEFT(CW5325,ROW($1:$80)))),0,-LOOKUP(1,-LEFT(CW5325,ROW($1:$80)))))","v":""},{"$f":"IF(OR(ISBLANK(CX100),CX5325=\"\"),\"\",IF(ISERROR(-LOOKUP(1,-LEFT(CX5325,ROW($1:$80)))),0,-LOOKUP(1,-LEFT(CX5325,ROW($1:$80)))))","v":""},{"$f":"IF(OR(ISBLANK(CY100),CY5325=\"\"),\"\",IF(ISERROR(-LOOKUP(1,-LEFT(CY5325,ROW($1:$80)))),0,-LOOKUP(1,-LEFT(CY5325,ROW($1:$80)))))","v":""},{"$f":"IF(OR(ISBLANK(CZ100),CZ5325=\"\"),\"\",IF(ISERROR(-LOOKUP(1,-LEFT(CZ5325,ROW($1:$80)))),0,-LOOKUP(1,-LEFT(CZ5325,ROW($1:$80)))))","v":""},{"$f":"IF(OR(ISBLANK(DA100),DA5325=\"\"),\"\",IF(ISERROR(-LOOKUP(1,-LEFT(DA5325,ROW($1:$80)))),0,-LOOKUP(1,-LEFT(DA5325,ROW($1:$80)))))","v":""},{"$f":"IF(OR(ISBLANK(DB100),DB5325=\"\"),\"\",IF(ISERROR(-LOOKUP(1,-LEFT(DB5325,ROW($1:$80)))),0,-LOOKUP(1,-LEFT(DB5325,ROW($1:$80)))))","v":""},{"$f":"IF(OR(ISBLANK(DC100),DC5325=\"\"),\"\",IF(ISERROR(-LOOKUP(1,-LEFT(DC5325,ROW($1:$80)))),0,-LOOKUP(1,-LEFT(DC5325,ROW($1:$80)))))","v":""},{"$f":"IF(OR(ISBLANK(DD100),DD5325=\"\"),\"\",IF(ISERROR(-LOOKUP(1,-LEFT(DD5325,ROW($1:$80)))),0,-LOOKUP(1,-LEFT(DD5325,ROW($1:$80)))))","v":""},{"$f":"IF(OR(ISBLANK(DE100),DE5325=\"\"),\"\",IF(ISERROR(-LOOKUP(1,-LEFT(DE5325,ROW($1:$80)))),0,-LOOKUP(1,-LEFT(DE5325,ROW($1:$80)))))","v":""},{"$f":"IF(OR(ISBLANK(DF100),DF5325=\"\"),\"\",IF(ISERROR(-LOOKUP(1,-LEFT(DF5325,ROW($1:$80)))),0,-LOOKUP(1,-LEFT(DF5325,ROW($1:$80)))))","v":""},{"$f":"IF(OR(ISBLANK(DG100),DG5325=\"\"),\"\",IF(ISERROR(-LOOKUP(1,-LEFT(DG5325,ROW($1:$80)))),0,-LOOKUP(1,-LEFT(DG5325,ROW($1:$80)))))","v":""},{"$f":"IF(OR(ISBLANK(DH100),DH5325=\"\"),\"\",IF(ISERROR(-LOOKUP(1,-LEFT(DH5325,ROW($1:$80)))),0,-LOOKUP(1,-LEFT(DH5325,ROW($1:$80)))))","v":""},{"$f":"IF(OR(ISBLANK(DI100),DI5325=\"\"),\"\",IF(ISERROR(-LOOKUP(1,-LEFT(DI5325,ROW($1:$80)))),0,-LOOKUP(1,-LEFT(DI5325,ROW($1:$80)))))","v":""},{"$f":"IF(OR(ISBLANK(DJ100),DJ5325=\"\"),\"\",IF(ISERROR(-LOOKUP(1,-LEFT(DJ5325,ROW($1:$80)))),0,-LOOKUP(1,-LEFT(DJ5325,ROW($1:$80)))))","v":""},{"$f":"IF(OR(ISBLANK(DK100),DK5325=\"\"),\"\",IF(ISERROR(-LOOKUP(1,-LEFT(DK5325,ROW($1:$80)))),0,-LOOKUP(1,-LEFT(DK5325,ROW($1:$80)))))","v":""},{"$f":"IF(OR(ISBLANK(DL100),DL5325=\"\"),\"\",IF(ISERROR(-LOOKUP(1,-LEFT(DL5325,ROW($1:$80)))),0,-LOOKUP(1,-LEFT(DL5325,ROW($1:$80)))))","v":""},{"$f":"IF(OR(ISBLANK(DM100),DM5325=\"\"),\"\",IF(ISERROR(-LOOKUP(1,-LEFT(DM5325,ROW($1:$80)))),0,-LOOKUP(1,-LEFT(DM5325,ROW($1:$80)))))","v":""},{"$f":"IF(OR(ISBLANK(DN100),DN5325=\"\"),\"\",IF(ISERROR(-LOOKUP(1,-LEFT(DN5325,ROW($1:$80)))),0,-LOOKUP(1,-LEFT(DN5325,ROW($1:$80)))))","v":""},{"$f":"IF(OR(ISBLANK(DO100),DO5325=\"\"),\"\",IF(ISERROR(-LOOKUP(1,-LEFT(DO5325,ROW($1:$80)))),0,-LOOKUP(1,-LEFT(DO5325,ROW($1:$80)))))","v":""},{"$f":"IF(OR(ISBLANK(DP100),DP5325=\"\"),\"\",IF(ISERROR(-LOOKUP(1,-LEFT(DP5325,ROW($1:$80)))),0,-LOOKUP(1,-LEFT(DP5325,ROW($1:$80)))))","v":""},{"$f":"IF(OR(ISBLANK(DQ100),DQ5325=\"\"),\"\",IF(ISERROR(-LOOKUP(1,-LEFT(DQ5325,ROW($1:$80)))),0,-LOOKUP(1,-LEFT(DQ5325,ROW($1:$80)))))","v":""},{"$f":"IF(OR(ISBLANK(DR100),DR5325=\"\"),\"\",IF(ISERROR(-LOOKUP(1,-LEFT(DR5325,ROW($1:$80)))),0,-LOOKUP(1,-LEFT(DR5325,ROW($1:$80)))))","v":""},{"$f":"IF(OR(ISBLANK(DS100),DS5325=\"\"),\"\",IF(ISERROR(-LOOKUP(1,-LEFT(DS5325,ROW($1:$80)))),0,-LOOKUP(1,-LEFT(DS5325,ROW($1:$80)))))","v":""},{"$f":"IF(OR(ISBLANK(DT100),DT5325=\"\"),\"\",IF(ISERROR(-LOOKUP(1,-LEFT(DT5325,ROW($1:$80)))),0,-LOOKUP(1,-LEFT(DT5325,ROW($1:$80)))))","v":""},{"$f":"IF(OR(ISBLANK(DU100),DU5325=\"\"),\"\",IF(ISERROR(-LOOKUP(1,-LEFT(DU5325,ROW($1:$80)))),0,-LOOKUP(1,-LEFT(DU5325,ROW($1:$80)))))","v":""},{"$f":"IF(OR(ISBLANK(DV100),DV5325=\"\"),\"\",IF(ISERROR(-LOOKUP(1,-LEFT(DV5325,ROW($1:$80)))),0,-LOOKUP(1,-LEFT(DV5325,ROW($1:$80)))))","v":""},{"$f":"IF(OR(ISBLANK(DW100),DW5325=\"\"),\"\",IF(ISERROR(-LOOKUP(1,-LEFT(DW5325,ROW($1:$80)))),0,-LOOKUP(1,-LEFT(DW5325,ROW($1:$80)))))","v":""},{"$f":"IF(OR(ISBLANK(DX100),DX5325=\"\"),\"\",IF(ISERROR(-LOOKUP(1,-LEFT(DX5325,ROW($1:$80)))),0,-LOOKUP(1,-LEFT(DX5325,ROW($1:$80)))))","v":""},{"$f":"IF(OR(ISBLANK(DY100),DY5325=\"\"),\"\",IF(ISERROR(-LOOKUP(1,-LEFT(DY5325,ROW($1:$80)))),0,-LOOKUP(1,-LEFT(DY5325,ROW($1:$80)))))","v":""},{"$f":"IF(OR(ISBLANK(DZ100),DZ5325=\"\"),\"\",IF(ISERROR(-LOOKUP(1,-LEFT(DZ5325,ROW($1:$80)))),0,-LOOKUP(1,-LEFT(DZ5325,ROW($1:$80)))))","v":""},{"$f":"IF(OR(ISBLANK(EA100),EA5325=\"\"),\"\",IF(ISERROR(-LOOKUP(1,-LEFT(EA5325,ROW($1:$80)))),0,-LOOKUP(1,-LEFT(EA5325,ROW($1:$80)))))","v":""},{"$f":"IF(OR(ISBLANK(EB100),EB5325=\"\"),\"\",IF(ISERROR(-LOOKUP(1,-LEFT(EB5325,ROW($1:$80)))),0,-LOOKUP(1,-LEFT(EB5325,ROW($1:$80)))))","v":""},{"$f":"IF(OR(ISBLANK(EC100),EC5325=\"\"),\"\",IF(ISERROR(-LOOKUP(1,-LEFT(EC5325,ROW($1:$80)))),0,-LOOKUP(1,-LEFT(EC5325,ROW($1:$80)))))","v":""},{"$f":"IF(OR(ISBLANK(ED100),ED5325=\"\"),\"\",IF(ISERROR(-LOOKUP(1,-LEFT(ED5325,ROW($1:$80)))),0,-LOOKUP(1,-LEFT(ED5325,ROW($1:$80)))))","v":""},{"$f":"IF(OR(ISBLANK(EE100),EE5325=\"\"),\"\",IF(ISERROR(-LOOKUP(1,-LEFT(EE5325,ROW($1:$80)))),0,-LOOKUP(1,-LEFT(EE5325,ROW($1:$80)))))","v":""},{"$f":"IF(OR(ISBLANK(EF100),EF5325=\"\"),\"\",IF(ISERROR(-LOOKUP(1,-LEFT(EF5325,ROW($1:$80)))),0,-LOOKUP(1,-LEFT(EF5325,ROW($1:$80)))))","v":""},{"$f":"IF(OR(ISBLANK(EG100),EG5325=\"\"),\"\",IF(ISERROR(-LOOKUP(1,-LEFT(EG5325,ROW($1:$80)))),0,-LOOKUP(1,-LEFT(EG5325,ROW($1:$80)))))","v":""},{"$f":"IF(OR(ISBLANK(EH100),EH5325=\"\"),\"\",IF(ISERROR(-LOOKUP(1,-LEFT(EH5325,ROW($1:$80)))),0,-LOOKUP(1,-LEFT(EH5325,ROW($1:$80)))))","v":""},{"$f":"IF(OR(ISBLANK(EI100),EI5325=\"\"),\"\",IF(ISERROR(-LOOKUP(1,-LEFT(EI5325,ROW($1:$80)))),0,-LOOKUP(1,-LEFT(EI5325,ROW($1:$80)))))","v":""},{"$f":"IF(OR(ISBLANK(EJ100),EJ5325=\"\"),\"\",IF(ISERROR(-LOOKUP(1,-LEFT(EJ5325,ROW($1:$80)))),0,-LOOKUP(1,-LEFT(EJ5325,ROW($1:$80)))))","v":""},{"$f":"IF(OR(ISBLANK(EK100),EK5325=\"\"),\"\",IF(ISERROR(-LOOKUP(1,-LEFT(EK5325,ROW($1:$80)))),0,-LOOKUP(1,-LEFT(EK5325,ROW($1:$80)))))","v":""},{"$f":"IF(OR(ISBLANK(EL100),EL5325=\"\"),\"\",IF(ISERROR(-LOOKUP(1,-LEFT(EL5325,ROW($1:$80)))),0,-LOOKUP(1,-LEFT(EL5325,ROW($1:$80)))))","v":""},{"$f":"IF(OR(ISBLANK(EM100),EM5325=\"\"),\"\",IF(ISERROR(-LOOKUP(1,-LEFT(EM5325,ROW($1:$80)))),0,-LOOKUP(1,-LEFT(EM5325,ROW($1:$80)))))","v":""},{"$f":"IF(OR(ISBLANK(EN100),EN5325=\"\"),\"\",IF(ISERROR(-LOOKUP(1,-LEFT(EN5325,ROW($1:$80)))),0,-LOOKUP(1,-LEFT(EN5325,ROW($1:$80)))))","v":""},{"$f":"IF(OR(ISBLANK(EO100),EO5325=\"\"),\"\",IF(ISERROR(-LOOKUP(1,-LEFT(EO5325,ROW($1:$80)))),0,-LOOKUP(1,-LEFT(EO5325,ROW($1:$80)))))","v":""},{"$f":"IF(OR(ISBLANK(EP100),EP5325=\"\"),\"\",IF(ISERROR(-LOOKUP(1,-LEFT(EP5325,ROW($1:$80)))),0,-LOOKUP(1,-LEFT(EP5325,ROW($1:$80)))))","v":""},{"$f":"IF(OR(ISBLANK(EQ100),EQ5325=\"\"),\"\",IF(ISERROR(-LOOKUP(1,-LEFT(EQ5325,ROW($1:$80)))),0,-LOOKUP(1,-LEFT(EQ5325,ROW($1:$80)))))","v":""},{"$f":"IF(OR(ISBLANK(ER100),ER5325=\"\"),\"\",IF(ISERROR(-LOOKUP(1,-LEFT(ER5325,ROW($1:$80)))),0,-LOOKUP(1,-LEFT(ER5325,ROW($1:$80)))))","v":""},{"$f":"IF(OR(ISBLANK(ES100),ES5325=\"\"),\"\",IF(ISERROR(-LOOKUP(1,-LEFT(ES5325,ROW($1:$80)))),0,-LOOKUP(1,-LEFT(ES5325,ROW($1:$80)))))","v":""},{"$f":"IF(OR(ISBLANK(ET100),ET5325=\"\"),\"\",IF(ISERROR(-LOOKUP(1,-LEFT(ET5325,ROW($1:$80)))),0,-LOOKUP(1,-LEFT(ET5325,ROW($1:$80)))))","v":""},{"$f":"IF(OR(ISBLANK(EU100),EU5325=\"\"),\"\",IF(ISERROR(-LOOKUP(1,-LEFT(EU5325,ROW($1:$80)))),0,-LOOKUP(1,-LEFT(EU5325,ROW($1:$80)))))","v":""},{"$f":"IF(OR(ISBLANK(EV100),EV5325=\"\"),\"\",IF(ISERROR(-LOOKUP(1,-LEFT(EV5325,ROW($1:$80)))),0,-LOOKUP(1,-LEFT(EV5325,ROW($1:$80)))))","v":""},{"$f":"IF(OR(ISBLANK(EW100),EW5325=\"\"),\"\",IF(ISERROR(-LOOKUP(1,-LEFT(EW5325,ROW($1:$80)))),0,-LOOKUP(1,-LEFT(EW5325,ROW($1:$80)))))","v":""},{"$f":"IF(OR(ISBLANK(EX100),EX5325=\"\"),\"\",IF(ISERROR(-LOOKUP(1,-LEFT(EX5325,ROW($1:$80)))),0,-LOOKUP(1,-LEFT(EX5325,ROW($1:$80)))))","v":""},{"$f":"IF(OR(ISBLANK(EY100),EY5325=\"\"),\"\",IF(ISERROR(-LOOKUP(1,-LEFT(EY5325,ROW($1:$80)))),0,-LOOKUP(1,-LEFT(EY5325,ROW($1:$80)))))","v":""},{"$f":"IF(OR(ISBLANK(EZ100),EZ5325=\"\"),\"\",IF(ISERROR(-LOOKUP(1,-LEFT(EZ5325,ROW($1:$80)))),0,-LOOKUP(1,-LEFT(EZ5325,ROW($1:$80)))))","v":""},{"$f":"IF(OR(ISBLANK(FA100),FA5325=\"\"),\"\",IF(ISERROR(-LOOKUP(1,-LEFT(FA5325,ROW($1:$80)))),0,-LOOKUP(1,-LEFT(FA5325,ROW($1:$80)))))","v":""},{"$f":"IF(OR(ISBLANK(FB100),FB5325=\"\"),\"\",IF(ISERROR(-LOOKUP(1,-LEFT(FB5325,ROW($1:$80)))),0,-LOOKUP(1,-LEFT(FB5325,ROW($1:$80)))))","v":""},{"$f":"IF(OR(ISBLANK(FC100),FC5325=\"\"),\"\",IF(ISERROR(-LOOKUP(1,-LEFT(FC5325,ROW($1:$80)))),0,-LOOKUP(1,-LEFT(FC5325,ROW($1:$80)))))","v":""},{"$f":"IF(OR(ISBLANK(FD100),FD5325=\"\"),\"\",IF(ISERROR(-LOOKUP(1,-LEFT(FD5325,ROW($1:$80)))),0,-LOOKUP(1,-LEFT(FD5325,ROW($1:$80)))))","v":""},{"$f":"IF(OR(ISBLANK(FE100),FE5325=\"\"),\"\",IF(ISERROR(-LOOKUP(1,-LEFT(FE5325,ROW($1:$80)))),0,-LOOKUP(1,-LEFT(FE5325,ROW($1:$80)))))","v":""},{"$f":"IF(OR(ISBLANK(FF100),FF5325=\"\"),\"\",IF(ISERROR(-LOOKUP(1,-LEFT(FF5325,ROW($1:$80)))),0,-LOOKUP(1,-LEFT(FF5325,ROW($1:$80)))))","v":""},{"$f":"IF(OR(ISBLANK(FG100),FG5325=\"\"),\"\",IF(ISERROR(-LOOKUP(1,-LEFT(FG5325,ROW($1:$80)))),0,-LOOKUP(1,-LEFT(FG5325,ROW($1:$80)))))","v":""},{"$f":"IF(OR(ISBLANK(FH100),FH5325=\"\"),\"\",IF(ISERROR(-LOOKUP(1,-LEFT(FH5325,ROW($1:$80)))),0,-LOOKUP(1,-LEFT(FH5325,ROW($1:$80)))))","v":""},{"$f":"IF(OR(ISBLANK(FI100),FI5325=\"\"),\"\",IF(ISERROR(-LOOKUP(1,-LEFT(FI5325,ROW($1:$80)))),0,-LOOKUP(1,-LEFT(FI5325,ROW($1:$80)))))","v":""},{"$f":"IF(OR(ISBLANK(FJ100),FJ5325=\"\"),\"\",IF(ISERROR(-LOOKUP(1,-LEFT(FJ5325,ROW($1:$80)))),0,-LOOKUP(1,-LEFT(FJ5325,ROW($1:$80)))))","v":""},{"$f":"IF(OR(ISBLANK(FK100),FK5325=\"\"),\"\",IF(ISERROR(-LOOKUP(1,-LEFT(FK5325,ROW($1:$80)))),0,-LOOKUP(1,-LEFT(FK5325,ROW($1:$80)))))","v":""},{"$f":"IF(OR(ISBLANK(FL100),FL5325=\"\"),\"\",IF(ISERROR(-LOOKUP(1,-LEFT(FL5325,ROW($1:$80)))),0,-LOOKUP(1,-LEFT(FL5325,ROW($1:$80)))))","v":""},{"$f":"IF(OR(ISBLANK(FM100),FM5325=\"\"),\"\",IF(ISERROR(-LOOKUP(1,-LEFT(FM5325,ROW($1:$80)))),0,-LOOKUP(1,-LEFT(FM5325,ROW($1:$80)))))","v":""},{"$f":"IF(OR(ISBLANK(FN100),FN5325=\"\"),\"\",IF(ISERROR(-LOOKUP(1,-LEFT(FN5325,ROW($1:$80)))),0,-LOOKUP(1,-LEFT(FN5325,ROW($1:$80)))))","v":""},{"$f":"IF(OR(ISBLANK(FO100),FO5325=\"\"),\"\",IF(ISERROR(-LOOKUP(1,-LEFT(FO5325,ROW($1:$80)))),0,-LOOKUP(1,-LEFT(FO5325,ROW($1:$80)))))","v":""},{"$f":"IF(OR(ISBLANK(FP100),FP5325=\"\"),\"\",IF(ISERROR(-LOOKUP(1,-LEFT(FP5325,ROW($1:$80)))),0,-LOOKUP(1,-LEFT(FP5325,ROW($1:$80)))))","v":""},{"$f":"IF(OR(ISBLANK(FQ100),FQ5325=\"\"),\"\",IF(ISERROR(-LOOKUP(1,-LEFT(FQ5325,ROW($1:$80)))),0,-LOOKUP(1,-LEFT(FQ5325,ROW($1:$80)))))","v":""},{"$f":"IF(OR(ISBLANK(FR100),FR5325=\"\"),\"\",IF(ISERROR(-LOOKUP(1,-LEFT(FR5325,ROW($1:$80)))),0,-LOOKUP(1,-LEFT(FR5325,ROW($1:$80)))))","v":""},{"$f":"IF(OR(ISBLANK(FS100),FS5325=\"\"),\"\",IF(ISERROR(-LOOKUP(1,-LEFT(FS5325,ROW($1:$80)))),0,-LOOKUP(1,-LEFT(FS5325,ROW($1:$80)))))","v":""},{"$f":"IF(OR(ISBLANK(FT100),FT5325=\"\"),\"\",IF(ISERROR(-LOOKUP(1,-LEFT(FT5325,ROW($1:$80)))),0,-LOOKUP(1,-LEFT(FT5325,ROW($1:$80)))))","v":""},{"$f":"IF(OR(ISBLANK(FU100),FU5325=\"\"),\"\",IF(ISERROR(-LOOKUP(1,-LEFT(FU5325,ROW($1:$80)))),0,-LOOKUP(1,-LEFT(FU5325,ROW($1:$80)))))","v":""},{"$f":"IF(OR(ISBLANK(FV100),FV5325=\"\"),\"\",IF(ISERROR(-LOOKUP(1,-LEFT(FV5325,ROW($1:$80)))),0,-LOOKUP(1,-LEFT(FV5325,ROW($1:$80)))))","v":""},{"$f":"IF(OR(ISBLANK(FW100),FW5325=\"\"),\"\",IF(ISERROR(-LOOKUP(1,-LEFT(FW5325,ROW($1:$80)))),0,-LOOKUP(1,-LEFT(FW5325,ROW($1:$80)))))","v":""},{"$f":"IF(OR(ISBLANK(FX100),FX5325=\"\"),\"\",IF(ISERROR(-LOOKUP(1,-LEFT(FX5325,ROW($1:$80)))),0,-LOOKUP(1,-LEFT(FX5325,ROW($1:$80)))))","v":""},{"$f":"IF(OR(ISBLANK(FY100),FY5325=\"\"),\"\",IF(ISERROR(-LOOKUP(1,-LEFT(FY5325,ROW($1:$80)))),0,-LOOKUP(1,-LEFT(FY5325,ROW($1:$80)))))","v":""},{"$f":"IF(OR(ISBLANK(FZ100),FZ5325=\"\"),\"\",IF(ISERROR(-LOOKUP(1,-LEFT(FZ5325,ROW($1:$80)))),0,-LOOKUP(1,-LEFT(FZ5325,ROW($1:$80)))))","v":""},{"$f":"IF(OR(ISBLANK(GA100),GA5325=\"\"),\"\",IF(ISERROR(-LOOKUP(1,-LEFT(GA5325,ROW($1:$80)))),0,-LOOKUP(1,-LEFT(GA5325,ROW($1:$80)))))","v":""},{"$f":"IF(OR(ISBLANK(GB100),GB5325=\"\"),\"\",IF(ISERROR(-LOOKUP(1,-LEFT(GB5325,ROW($1:$80)))),0,-LOOKUP(1,-LEFT(GB5325,ROW($1:$80)))))","v":""},{"$f":"IF(OR(ISBLANK(GC100),GC5325=\"\"),\"\",IF(ISERROR(-LOOKUP(1,-LEFT(GC5325,ROW($1:$80)))),0,-LOOKUP(1,-LEFT(GC5325,ROW($1:$80)))))","v":""},{"$f":"IF(OR(ISBLANK(GD100),GD5325=\"\"),\"\",IF(ISERROR(-LOOKUP(1,-LEFT(GD5325,ROW($1:$80)))),0,-LOOKUP(1,-LEFT(GD5325,ROW($1:$80)))))","v":""},{"$f":"IF(OR(ISBLANK(GE100),GE5325=\"\"),\"\",IF(ISERROR(-LOOKUP(1,-LEFT(GE5325,ROW($1:$80)))),0,-LOOKUP(1,-LEFT(GE5325,ROW($1:$80)))))","v":""},{"$f":"IF(OR(ISBLANK(GF100),GF5325=\"\"),\"\",IF(ISERROR(-LOOKUP(1,-LEFT(GF5325,ROW($1:$80)))),0,-LOOKUP(1,-LEFT(GF5325,ROW($1:$80)))))","v":""},{"$f":"IF(OR(ISBLANK(GG100),GG5325=\"\"),\"\",IF(ISERROR(-LOOKUP(1,-LEFT(GG5325,ROW($1:$80)))),0,-LOOKUP(1,-LEFT(GG5325,ROW($1:$80)))))","v":""},{"$f":"IF(OR(ISBLANK(GH100),GH5325=\"\"),\"\",IF(ISERROR(-LOOKUP(1,-LEFT(GH5325,ROW($1:$80)))),0,-LOOKUP(1,-LEFT(GH5325,ROW($1:$80)))))","v":""},{"$f":"IF(OR(ISBLANK(GI100),GI5325=\"\"),\"\",IF(ISERROR(-LOOKUP(1,-LEFT(GI5325,ROW($1:$80)))),0,-LOOKUP(1,-LEFT(GI5325,ROW($1:$80)))))","v":""},{"$f":"IF(OR(ISBLANK(GJ100),GJ5325=\"\"),\"\",IF(ISERROR(-LOOKUP(1,-LEFT(GJ5325,ROW($1:$80)))),0,-LOOKUP(1,-LEFT(GJ5325,ROW($1:$80)))))","v":""},{"$f":"IF(OR(ISBLANK(GK100),GK5325=\"\"),\"\",IF(ISERROR(-LOOKUP(1,-LEFT(GK5325,ROW($1:$80)))),0,-LOOKUP(1,-LEFT(GK5325,ROW($1:$80)))))","v":""},{"$f":"IF(OR(ISBLANK(GL100),GL5325=\"\"),\"\",IF(ISERROR(-LOOKUP(1,-LEFT(GL5325,ROW($1:$80)))),0,-LOOKUP(1,-LEFT(GL5325,ROW($1:$80)))))","v":""},{"$f":"IF(OR(ISBLANK(GM100),GM5325=\"\"),\"\",IF(ISERROR(-LOOKUP(1,-LEFT(GM5325,ROW($1:$80)))),0,-LOOKUP(1,-LEFT(GM5325,ROW($1:$80)))))","v":""},{"$f":"IF(OR(ISBLANK(GN100),GN5325=\"\"),\"\",IF(ISERROR(-LOOKUP(1,-LEFT(GN5325,ROW($1:$80)))),0,-LOOKUP(1,-LEFT(GN5325,ROW($1:$80)))))","v":""},{"$f":"IF(OR(ISBLANK(GO100),GO5325=\"\"),\"\",IF(ISERROR(-LOOKUP(1,-LEFT(GO5325,ROW($1:$80)))),0,-LOOKUP(1,-LEFT(GO5325,ROW($1:$80)))))","v":""},{"$f":"IF(OR(ISBLANK(GP100),GP5325=\"\"),\"\",IF(ISERROR(-LOOKUP(1,-LEFT(GP5325,ROW($1:$80)))),0,-LOOKUP(1,-LEFT(GP5325,ROW($1:$80)))))","v":""},{"$f":"IF(OR(ISBLANK(GQ100),GQ5325=\"\"),\"\",IF(ISERROR(-LOOKUP(1,-LEFT(GQ5325,ROW($1:$80)))),0,-LOOKUP(1,-LEFT(GQ5325,ROW($1:$80)))))","v":""},{"$f":"IF(OR(ISBLANK(GR100),GR5325=\"\"),\"\",IF(ISERROR(-LOOKUP(1,-LEFT(GR5325,ROW($1:$80)))),0,-LOOKUP(1,-LEFT(GR5325,ROW($1:$80)))))","v":""},{"$f":"IF(OR(ISBLANK(GS100),GS5325=\"\"),\"\",IF(ISERROR(-LOOKUP(1,-LEFT(GS5325,ROW($1:$80)))),0,-LOOKUP(1,-LEFT(GS5325,ROW($1:$80)))))","v":""},{"$f":"IF(OR(ISBLANK(GT100),GT5325=\"\"),\"\",IF(ISERROR(-LOOKUP(1,-LEFT(GT5325,ROW($1:$80)))),0,-LOOKUP(1,-LEFT(GT5325,ROW($1:$80)))))","v":""},{"$f":"IF(OR(ISBLANK(GU100),GU5325=\"\"),\"\",IF(ISERROR(-LOOKUP(1,-LEFT(GU5325,ROW($1:$80)))),0,-LOOKUP(1,-LEFT(GU5325,ROW($1:$80)))))","v":""},{"$f":"IF(OR(ISBLANK(GV100),GV5325=\"\"),\"\",IF(ISERROR(-LOOKUP(1,-LEFT(GV5325,ROW($1:$80)))),0,-LOOKUP(1,-LEFT(GV5325,ROW($1:$80)))))","v":""},{"$f":"IF(OR(ISBLANK(GW100),GW5325=\"\"),\"\",IF(ISERROR(-LOOKUP(1,-LEFT(GW5325,ROW($1:$80)))),0,-LOOKUP(1,-LEFT(GW5325,ROW($1:$80)))))","v":""},{"$f":"IF(OR(ISBLANK(GX100),GX5325=\"\"),\"\",IF(ISERROR(-LOOKUP(1,-LEFT(GX5325,ROW($1:$80)))),0,-LOOKUP(1,-LEFT(GX5325,ROW($1:$80)))))","v":""},{"$f":"IF(OR(ISBLANK(GY100),GY5325=\"\"),\"\",IF(ISERROR(-LOOKUP(1,-LEFT(GY5325,ROW($1:$80)))),0,-LOOKUP(1,-LEFT(GY5325,ROW($1:$80)))))","v":""},{"$f":"IF(OR(ISBLANK(GZ100),GZ5325=\"\"),\"\",IF(ISERROR(-LOOKUP(1,-LEFT(GZ5325,ROW($1:$80)))),0,-LOOKUP(1,-LEFT(GZ5325,ROW($1:$80)))))","v":""},{"$f":"IF(OR(ISBLANK(HA100),HA5325=\"\"),\"\",IF(ISERROR(-LOOKUP(1,-LEFT(HA5325,ROW($1:$80)))),0,-LOOKUP(1,-LEFT(HA5325,ROW($1:$80)))))","v":""},{"$f":"IF(OR(ISBLANK(HB100),HB5325=\"\"),\"\",IF(ISERROR(-LOOKUP(1,-LEFT(HB5325,ROW($1:$80)))),0,-LOOKUP(1,-LEFT(HB5325,ROW($1:$80)))))","v":""},{"$f":"IF(OR(ISBLANK(HC100),HC5325=\"\"),\"\",IF(ISERROR(-LOOKUP(1,-LEFT(HC5325,ROW($1:$80)))),0,-LOOKUP(1,-LEFT(HC5325,ROW($1:$80)))))","v":""},{"$f":"IF(OR(ISBLANK(HD100),HD5325=\"\"),\"\",IF(ISERROR(-LOOKUP(1,-LEFT(HD5325,ROW($1:$80)))),0,-LOOKUP(1,-LEFT(HD5325,ROW($1:$80)))))","v":""},{"$f":"IF(OR(ISBLANK(HE100),HE5325=\"\"),\"\",IF(ISERROR(-LOOKUP(1,-LEFT(HE5325,ROW($1:$80)))),0,-LOOKUP(1,-LEFT(HE5325,ROW($1:$80)))))","v":""},{"$f":"IF(OR(ISBLANK(HF100),HF5325=\"\"),\"\",IF(ISERROR(-LOOKUP(1,-LEFT(HF5325,ROW($1:$80)))),0,-LOOKUP(1,-LEFT(HF5325,ROW($1:$80)))))","v":""},{"$f":"IF(OR(ISBLANK(HG100),HG5325=\"\"),\"\",IF(ISERROR(-LOOKUP(1,-LEFT(HG5325,ROW($1:$80)))),0,-LOOKUP(1,-LEFT(HG5325,ROW($1:$80)))))","v":""},{"$f":"IF(OR(ISBLANK(HH100),HH5325=\"\"),\"\",IF(ISERROR(-LOOKUP(1,-LEFT(HH5325,ROW($1:$80)))),0,-LOOKUP(1,-LEFT(HH5325,ROW($1:$80)))))","v":""},{"$f":"IF(OR(ISBLANK(HI100),HI5325=\"\"),\"\",IF(ISERROR(-LOOKUP(1,-LEFT(HI5325,ROW($1:$80)))),0,-LOOKUP(1,-LEFT(HI5325,ROW($1:$80)))))","v":""},{"$f":"IF(OR(ISBLANK(HJ100),HJ5325=\"\"),\"\",IF(ISERROR(-LOOKUP(1,-LEFT(HJ5325,ROW($1:$80)))),0,-LOOKUP(1,-LEFT(HJ5325,ROW($1:$80)))))","v":""},{"$f":"IF(OR(ISBLANK(HK100),HK5325=\"\"),\"\",IF(ISERROR(-LOOKUP(1,-LEFT(HK5325,ROW($1:$80)))),0,-LOOKUP(1,-LEFT(HK5325,ROW($1:$80)))))","v":""},{"$f":"IF(OR(ISBLANK(HL100),HL5325=\"\"),\"\",IF(ISERROR(-LOOKUP(1,-LEFT(HL5325,ROW($1:$80)))),0,-LOOKUP(1,-LEFT(HL5325,ROW($1:$80)))))","v":""},{"$f":"IF(OR(ISBLANK(HM100),HM5325=\"\"),\"\",IF(ISERROR(-LOOKUP(1,-LEFT(HM5325,ROW($1:$80)))),0,-LOOKUP(1,-LEFT(HM5325,ROW($1:$80)))))","v":""},{"$f":"IF(OR(ISBLANK(HN100),HN5325=\"\"),\"\",IF(ISERROR(-LOOKUP(1,-LEFT(HN5325,ROW($1:$80)))),0,-LOOKUP(1,-LEFT(HN5325,ROW($1:$80)))))","v":""},{"$f":"IF(OR(ISBLANK(HO100),HO5325=\"\"),\"\",IF(ISERROR(-LOOKUP(1,-LEFT(HO5325,ROW($1:$80)))),0,-LOOKUP(1,-LEFT(HO5325,ROW($1:$80)))))","v":""},{"$f":"IF(OR(ISBLANK(HP100),HP5325=\"\"),\"\",IF(ISERROR(-LOOKUP(1,-LEFT(HP5325,ROW($1:$80)))),0,-LOOKUP(1,-LEFT(HP5325,ROW($1:$80)))))","v":""},{"$f":"IF(OR(ISBLANK(HQ100),HQ5325=\"\"),\"\",IF(ISERROR(-LOOKUP(1,-LEFT(HQ5325,ROW($1:$80)))),0,-LOOKUP(1,-LEFT(HQ5325,ROW($1:$80)))))","v":""},{"$f":"IF(OR(ISBLANK(HR100),HR5325=\"\"),\"\",IF(ISERROR(-LOOKUP(1,-LEFT(HR5325,ROW($1:$80)))),0,-LOOKUP(1,-LEFT(HR5325,ROW($1:$80)))))","v":""},{"$f":"IF(OR(ISBLANK(HS100),HS5325=\"\"),\"\",IF(ISERROR(-LOOKUP(1,-LEFT(HS5325,ROW($1:$80)))),0,-LOOKUP(1,-LEFT(HS5325,ROW($1:$80)))))","v":""},{"$f":"IF(OR(ISBLANK(HT100),HT5325=\"\"),\"\",IF(ISERROR(-LOOKUP(1,-LEFT(HT5325,ROW($1:$80)))),0,-LOOKUP(1,-LEFT(HT5325,ROW($1:$80)))))","v":""},{"$f":"IF(OR(ISBLANK(HU100),HU5325=\"\"),\"\",IF(ISERROR(-LOOKUP(1,-LEFT(HU5325,ROW($1:$80)))),0,-LOOKUP(1,-LEFT(HU5325,ROW($1:$80)))))","v":""},{"$f":"IF(OR(ISBLANK(HV100),HV5325=\"\"),\"\",IF(ISERROR(-LOOKUP(1,-LEFT(HV5325,ROW($1:$80)))),0,-LOOKUP(1,-LEFT(HV5325,ROW($1:$80)))))","v":""},{"$f":"IF(OR(ISBLANK(HW100),HW5325=\"\"),\"\",IF(ISERROR(-LOOKUP(1,-LEFT(HW5325,ROW($1:$80)))),0,-LOOKUP(1,-LEFT(HW5325,ROW($1:$80)))))","v":""},{"$f":"IF(OR(ISBLANK(HX100),HX5325=\"\"),\"\",IF(ISERROR(-LOOKUP(1,-LEFT(HX5325,ROW($1:$80)))),0,-LOOKUP(1,-LEFT(HX5325,ROW($1:$80)))))","v":""},{"$f":"IF(OR(ISBLANK(HY100),HY5325=\"\"),\"\",IF(ISERROR(-LOOKUP(1,-LEFT(HY5325,ROW($1:$80)))),0,-LOOKUP(1,-LEFT(HY5325,ROW($1:$80)))))","v":""},{"$f":"IF(OR(ISBLANK(HZ100),HZ5325=\"\"),\"\",IF(ISERROR(-LOOKUP(1,-LEFT(HZ5325,ROW($1:$80)))),0,-LOOKUP(1,-LEFT(HZ5325,ROW($1:$80)))))","v":""},{"$f":"IF(OR(ISBLANK(IA100),IA5325=\"\"),\"\",IF(ISERROR(-LOOKUP(1,-LEFT(IA5325,ROW($1:$80)))),0,-LOOKUP(1,-LEFT(IA5325,ROW($1:$80)))))","v":""},{"$f":"IF(OR(ISBLANK(IB100),IB5325=\"\"),\"\",IF(ISERROR(-LOOKUP(1,-LEFT(IB5325,ROW($1:$80)))),0,-LOOKUP(1,-LEFT(IB5325,ROW($1:$80)))))","v":""},{"$f":"IF(OR(ISBLANK(IC100),IC5325=\"\"),\"\",IF(ISERROR(-LOOKUP(1,-LEFT(IC5325,ROW($1:$80)))),0,-LOOKUP(1,-LEFT(IC5325,ROW($1:$80)))))","v":""},{"$f":"IF(OR(ISBLANK(ID100),ID5325=\"\"),\"\",IF(ISERROR(-LOOKUP(1,-LEFT(ID5325,ROW($1:$80)))),0,-LOOKUP(1,-LEFT(ID5325,ROW($1:$80)))))","v":""},{"$f":"IF(OR(ISBLANK(IE100),IE5325=\"\"),\"\",IF(ISERROR(-LOOKUP(1,-LEFT(IE5325,ROW($1:$80)))),0,-LOOKUP(1,-LEFT(IE5325,ROW($1:$80)))))","v":""},{"$f":"IF(OR(ISBLANK(IF100),IF5325=\"\"),\"\",IF(ISERROR(-LOOKUP(1,-LEFT(IF5325,ROW($1:$80)))),0,-LOOKUP(1,-LEFT(IF5325,ROW($1:$80)))))","v":""},{"$f":"IF(OR(ISBLANK(IG100),IG5325=\"\"),\"\",IF(ISERROR(-LOOKUP(1,-LEFT(IG5325,ROW($1:$80)))),0,-LOOKUP(1,-LEFT(IG5325,ROW($1:$80)))))","v":""},{"$f":"IF(OR(ISBLANK(IH100),IH5325=\"\"),\"\",IF(ISERROR(-LOOKUP(1,-LEFT(IH5325,ROW($1:$80)))),0,-LOOKUP(1,-LEFT(IH5325,ROW($1:$80)))))","v":""},{"$f":"IF(OR(ISBLANK(II100),II5325=\"\"),\"\",IF(ISERROR(-LOOKUP(1,-LEFT(II5325,ROW($1:$80)))),0,-LOOKUP(1,-LEFT(II5325,ROW($1:$80)))))","v":""},{"$f":"IF(OR(ISBLANK(IJ100),IJ5325=\"\"),\"\",IF(ISERROR(-LOOKUP(1,-LEFT(IJ5325,ROW($1:$80)))),0,-LOOKUP(1,-LEFT(IJ5325,ROW($1:$80)))))","v":""},{"$f":"IF(OR(ISBLANK(IK100),IK5325=\"\"),\"\",IF(ISERROR(-LOOKUP(1,-LEFT(IK5325,ROW($1:$80)))),0,-LOOKUP(1,-LEFT(IK5325,ROW($1:$80)))))","v":""},{"$f":"IF(OR(ISBLANK(IL100),IL5325=\"\"),\"\",IF(ISERROR(-LOOKUP(1,-LEFT(IL5325,ROW($1:$80)))),0,-LOOKUP(1,-LEFT(IL5325,ROW($1:$80)))))","v":""},{"$f":"IF(OR(ISBLANK(IM100),IM5325=\"\"),\"\",IF(ISERROR(-LOOKUP(1,-LEFT(IM5325,ROW($1:$80)))),0,-LOOKUP(1,-LEFT(IM5325,ROW($1:$80)))))","v":""},{"$f":"IF(OR(ISBLANK(IN100),IN5325=\"\"),\"\",IF(ISERROR(-LOOKUP(1,-LEFT(IN5325,ROW($1:$80)))),0,-LOOKUP(1,-LEFT(IN5325,ROW($1:$80)))))","v":""},{"$f":"IF(OR(ISBLANK(IO100),IO5325=\"\"),\"\",IF(ISERROR(-LOOKUP(1,-LEFT(IO5325,ROW($1:$80)))),0,-LOOKUP(1,-LEFT(IO5325,ROW($1:$80)))))","v":""},{"$f":"IF(OR(ISBLANK(IP100),IP5325=\"\"),\"\",IF(ISERROR(-LOOKUP(1,-LEFT(IP5325,ROW($1:$80)))),0,-LOOKUP(1,-LEFT(IP5325,ROW($1:$80)))))","v":""},{"$f":"IF(OR(ISBLANK(IQ100),IQ5325=\"\"),\"\",IF(ISERROR(-LOOKUP(1,-LEFT(IQ5325,ROW($1:$80)))),0,-LOOKUP(1,-LEFT(IQ5325,ROW($1:$80)))))","v":""},{"$f":"IF(OR(ISBLANK(IR100),IR5325=\"\"),\"\",IF(ISERROR(-LOOKUP(1,-LEFT(IR5325,ROW($1:$80)))),0,-LOOKUP(1,-LEFT(IR5325,ROW($1:$80)))))","v":""},{"$f":"IF(OR(ISBLANK(IS100),IS5325=\"\"),\"\",IF(ISERROR(-LOOKUP(1,-LEFT(IS5325,ROW($1:$80)))),0,-LOOKUP(1,-LEFT(IS5325,ROW($1:$80)))))","v":""},{"$f":"IF(OR(ISBLANK(IT100),IT5325=\"\"),\"\",IF(ISERROR(-LOOKUP(1,-LEFT(IT5325,ROW($1:$80)))),0,-LOOKUP(1,-LEFT(IT5325,ROW($1:$80)))))","v":""},{"$f":"IF(OR(ISBLANK(IU100),IU5325=\"\"),\"\",IF(ISERROR(-LOOKUP(1,-LEFT(IU5325,ROW($1:$80)))),0,-LOOKUP(1,-LEFT(IU5325,ROW($1:$80)))))","v":""},{"$f":"IF(OR(ISBLANK(IV100),IV5325=\"\"),\"\",IF(ISERROR(-LOOKUP(1,-LEFT(IV5325,ROW($1:$80)))),0,-LOOKUP(1,-LEFT(IV5325,ROW($1:$80)))))","v":""},{"$f":"IF(OR(ISBLANK(IW100),IW5325=\"\"),\"\",IF(ISERROR(-LOOKUP(1,-LEFT(IW5325,ROW($1:$80)))),0,-LOOKUP(1,-LEFT(IW5325,ROW($1:$80)))))","v":""},{"$f":"IF(OR(ISBLANK(IX100),IX5325=\"\"),\"\",IF(ISERROR(-LOOKUP(1,-LEFT(IX5325,ROW($1:$80)))),0,-LOOKUP(1,-LEFT(IX5325,ROW($1:$80)))))","v":""},{"$f":"IF(OR(ISBLANK(IY100),IY5325=\"\"),\"\",IF(ISERROR(-LOOKUP(1,-LEFT(IY5325,ROW($1:$80)))),0,-LOOKUP(1,-LEFT(IY5325,ROW($1:$80)))))","v":""},{"$f":"IF(OR(ISBLANK(IZ100),IZ5325=\"\"),\"\",IF(ISERROR(-LOOKUP(1,-LEFT(IZ5325,ROW($1:$80)))),0,-LOOKUP(1,-LEFT(IZ5325,ROW($1:$80)))))","v":""},{"$f":"IF(OR(ISBLANK(JA100),JA5325=\"\"),\"\",IF(ISERROR(-LOOKUP(1,-LEFT(JA5325,ROW($1:$80)))),0,-LOOKUP(1,-LEFT(JA5325,ROW($1:$80)))))","v":""},{"$f":"IF(OR(ISBLANK(JB100),JB5325=\"\"),\"\",IF(ISERROR(-LOOKUP(1,-LEFT(JB5325,ROW($1:$80)))),0,-LOOKUP(1,-LEFT(JB5325,ROW($1:$80)))))","v":""},{"$f":"IF(OR(ISBLANK(JC100),JC5325=\"\"),\"\",IF(ISERROR(-LOOKUP(1,-LEFT(JC5325,ROW($1:$80)))),0,-LOOKUP(1,-LEFT(JC5325,ROW($1:$80)))))","v":""},{"$f":"IF(OR(ISBLANK(JD100),JD5325=\"\"),\"\",IF(ISERROR(-LOOKUP(1,-LEFT(JD5325,ROW($1:$80)))),0,-LOOKUP(1,-LEFT(JD5325,ROW($1:$80)))))","v":""},{"$f":"IF(OR(ISBLANK(JE100),JE5325=\"\"),\"\",IF(ISERROR(-LOOKUP(1,-LEFT(JE5325,ROW($1:$80)))),0,-LOOKUP(1,-LEFT(JE5325,ROW($1:$80)))))","v":""},{"$f":"IF(OR(ISBLANK(JF100),JF5325=\"\"),\"\",IF(ISERROR(-LOOKUP(1,-LEFT(JF5325,ROW($1:$80)))),0,-LOOKUP(1,-LEFT(JF5325,ROW($1:$80)))))","v":""},{"$f":"IF(OR(ISBLANK(JG100),JG5325=\"\"),\"\",IF(ISERROR(-LOOKUP(1,-LEFT(JG5325,ROW($1:$80)))),0,-LOOKUP(1,-LEFT(JG5325,ROW($1:$80)))))","v":""},{"$f":"IF(OR(ISBLANK(JH100),JH5325=\"\"),\"\",IF(ISERROR(-LOOKUP(1,-LEFT(JH5325,ROW($1:$80)))),0,-LOOKUP(1,-LEFT(JH5325,ROW($1:$80)))))","v":""},{"$f":"IF(OR(ISBLANK(JI100),JI5325=\"\"),\"\",IF(ISERROR(-LOOKUP(1,-LEFT(JI5325,ROW($1:$80)))),0,-LOOKUP(1,-LEFT(JI5325,ROW($1:$80)))))","v":""},{"$f":"IF(OR(ISBLANK(JJ100),JJ5325=\"\"),\"\",IF(ISERROR(-LOOKUP(1,-LEFT(JJ5325,ROW($1:$80)))),0,-LOOKUP(1,-LEFT(JJ5325,ROW($1:$80)))))","v":""},{"$f":"IF(OR(ISBLANK(JK100),JK5325=\"\"),\"\",IF(ISERROR(-LOOKUP(1,-LEFT(JK5325,ROW($1:$80)))),0,-LOOKUP(1,-LEFT(JK5325,ROW($1:$80)))))","v":""},{"$f":"IF(OR(ISBLANK(JL100),JL5325=\"\"),\"\",IF(ISERROR(-LOOKUP(1,-LEFT(JL5325,ROW($1:$80)))),0,-LOOKUP(1,-LEFT(JL5325,ROW($1:$80)))))","v":""},{"$f":"IF(OR(ISBLANK(JM100),JM5325=\"\"),\"\",IF(ISERROR(-LOOKUP(1,-LEFT(JM5325,ROW($1:$80)))),0,-LOOKUP(1,-LEFT(JM5325,ROW($1:$80)))))","v":""},{"$f":"IF(OR(ISBLANK(JN100),JN5325=\"\"),\"\",IF(ISERROR(-LOOKUP(1,-LEFT(JN5325,ROW($1:$80)))),0,-LOOKUP(1,-LEFT(JN5325,ROW($1:$80)))))","v":""},{"$f":"IF(OR(ISBLANK(JO100),JO5325=\"\"),\"\",IF(ISERROR(-LOOKUP(1,-LEFT(JO5325,ROW($1:$80)))),0,-LOOKUP(1,-LEFT(JO5325,ROW($1:$80)))))","v":""},{"$f":"IF(OR(ISBLANK(JP100),JP5325=\"\"),\"\",IF(ISERROR(-LOOKUP(1,-LEFT(JP5325,ROW($1:$80)))),0,-LOOKUP(1,-LEFT(JP5325,ROW($1:$80)))))","v":""},{"$f":"IF(OR(ISBLANK(JQ100),JQ5325=\"\"),\"\",IF(ISERROR(-LOOKUP(1,-LEFT(JQ5325,ROW($1:$80)))),0,-LOOKUP(1,-LEFT(JQ5325,ROW($1:$80)))))","v":""},{"$f":"IF(OR(ISBLANK(JR100),JR5325=\"\"),\"\",IF(ISERROR(-LOOKUP(1,-LEFT(JR5325,ROW($1:$80)))),0,-LOOKUP(1,-LEFT(JR5325,ROW($1:$80)))))","v":""},{"$f":"IF(OR(ISBLANK(JS100),JS5325=\"\"),\"\",IF(ISERROR(-LOOKUP(1,-LEFT(JS5325,ROW($1:$80)))),0,-LOOKUP(1,-LEFT(JS5325,ROW($1:$80)))))","v":""},{"$f":"IF(OR(ISBLANK(JT100),JT5325=\"\"),\"\",IF(ISERROR(-LOOKUP(1,-LEFT(JT5325,ROW($1:$80)))),0,-LOOKUP(1,-LEFT(JT5325,ROW($1:$80)))))","v":""},{"$f":"IF(OR(ISBLANK(JU100),JU5325=\"\"),\"\",IF(ISERROR(-LOOKUP(1,-LEFT(JU5325,ROW($1:$80)))),0,-LOOKUP(1,-LEFT(JU5325,ROW($1:$80)))))","v":""},{"$f":"IF(OR(ISBLANK(JV100),JV5325=\"\"),\"\",IF(ISERROR(-LOOKUP(1,-LEFT(JV5325,ROW($1:$80)))),0,-LOOKUP(1,-LEFT(JV5325,ROW($1:$80)))))","v":""},{"$f":"IF(OR(ISBLANK(JW100),JW5325=\"\"),\"\",IF(ISERROR(-LOOKUP(1,-LEFT(JW5325,ROW($1:$80)))),0,-LOOKUP(1,-LEFT(JW5325,ROW($1:$80)))))","v":""},{"$f":"IF(OR(ISBLANK(JX100),JX5325=\"\"),\"\",IF(ISERROR(-LOOKUP(1,-LEFT(JX5325,ROW($1:$80)))),0,-LOOKUP(1,-LEFT(JX5325,ROW($1:$80)))))","v":""},{"$f":"IF(OR(ISBLANK(JY100),JY5325=\"\"),\"\",IF(ISERROR(-LOOKUP(1,-LEFT(JY5325,ROW($1:$80)))),0,-LOOKUP(1,-LEFT(JY5325,ROW($1:$80)))))","v":""},{"$f":"IF(OR(ISBLANK(JZ100),JZ5325=\"\"),\"\",IF(ISERROR(-LOOKUP(1,-LEFT(JZ5325,ROW($1:$80)))),0,-LOOKUP(1,-LEFT(JZ5325,ROW($1:$80)))))","v":""},{"$f":"IF(OR(ISBLANK(KA100),KA5325=\"\"),\"\",IF(ISERROR(-LOOKUP(1,-LEFT(KA5325,ROW($1:$80)))),0,-LOOKUP(1,-LEFT(KA5325,ROW($1:$80)))))","v":""},{"$f":"IF(OR(ISBLANK(KB100),KB5325=\"\"),\"\",IF(ISERROR(-LOOKUP(1,-LEFT(KB5325,ROW($1:$80)))),0,-LOOKUP(1,-LEFT(KB5325,ROW($1:$80)))))","v":""},{"$f":"IF(OR(ISBLANK(KC100),KC5325=\"\"),\"\",IF(ISERROR(-LOOKUP(1,-LEFT(KC5325,ROW($1:$80)))),0,-LOOKUP(1,-LEFT(KC5325,ROW($1:$80)))))","v":""},{"$f":"IF(OR(ISBLANK(KD100),KD5325=\"\"),\"\",IF(ISERROR(-LOOKUP(1,-LEFT(KD5325,ROW($1:$80)))),0,-LOOKUP(1,-LEFT(KD5325,ROW($1:$80)))))","v":""},{"$f":"IF(OR(ISBLANK(KE100),KE5325=\"\"),\"\",IF(ISERROR(-LOOKUP(1,-LEFT(KE5325,ROW($1:$80)))),0,-LOOKUP(1,-LEFT(KE5325,ROW($1:$80)))))","v":""},{"$f":"IF(OR(ISBLANK(KF100),KF5325=\"\"),\"\",IF(ISERROR(-LOOKUP(1,-LEFT(KF5325,ROW($1:$80)))),0,-LOOKUP(1,-LEFT(KF5325,ROW($1:$80)))))","v":""},{"$f":"IF(OR(ISBLANK(KG100),KG5325=\"\"),\"\",IF(ISERROR(-LOOKUP(1,-LEFT(KG5325,ROW($1:$80)))),0,-LOOKUP(1,-LEFT(KG5325,ROW($1:$80)))))","v":""},{"$f":"IF(OR(ISBLANK(KH100),KH5325=\"\"),\"\",IF(ISERROR(-LOOKUP(1,-LEFT(KH5325,ROW($1:$80)))),0,-LOOKUP(1,-LEFT(KH5325,ROW($1:$80)))))","v":""},{"$f":"IF(OR(ISBLANK(KI100),KI5325=\"\"),\"\",IF(ISERROR(-LOOKUP(1,-LEFT(KI5325,ROW($1:$80)))),0,-LOOKUP(1,-LEFT(KI5325,ROW($1:$80)))))","v":""},{"$f":"IF(OR(ISBLANK(KJ100),KJ5325=\"\"),\"\",IF(ISERROR(-LOOKUP(1,-LEFT(KJ5325,ROW($1:$80)))),0,-LOOKUP(1,-LEFT(KJ5325,ROW($1:$80)))))","v":""},{"$f":"IF(OR(ISBLANK(KK100),KK5325=\"\"),\"\",IF(ISERROR(-LOOKUP(1,-LEFT(KK5325,ROW($1:$80)))),0,-LOOKUP(1,-LEFT(KK5325,ROW($1:$80)))))","v":""},{"$f":"IF(OR(ISBLANK(KL100),KL5325=\"\"),\"\",IF(ISERROR(-LOOKUP(1,-LEFT(KL5325,ROW($1:$80)))),0,-LOOKUP(1,-LEFT(KL5325,ROW($1:$80)))))","v":""},{"$f":"IF(OR(ISBLANK(KM100),KM5325=\"\"),\"\",IF(ISERROR(-LOOKUP(1,-LEFT(KM5325,ROW($1:$80)))),0,-LOOKUP(1,-LEFT(KM5325,ROW($1:$80)))))","v":""},{"$f":"IF(OR(ISBLANK(KN100),KN5325=\"\"),\"\",IF(ISERROR(-LOOKUP(1,-LEFT(KN5325,ROW($1:$80)))),0,-LOOKUP(1,-LEFT(KN5325,ROW($1:$80)))))","v":""},{"$f":"IF(OR(ISBLANK(KO100),KO5325=\"\"),\"\",IF(ISERROR(-LOOKUP(1,-LEFT(KO5325,ROW($1:$80)))),0,-LOOKUP(1,-LEFT(KO5325,ROW($1:$80)))))","v":""},{"$f":"IF(OR(ISBLANK(KP100),KP5325=\"\"),\"\",IF(ISERROR(-LOOKUP(1,-LEFT(KP5325,ROW($1:$80)))),0,-LOOKUP(1,-LEFT(KP5325,ROW($1:$80)))))","v":""},{"$f":"IF(OR(ISBLANK(KQ100),KQ5325=\"\"),\"\",IF(ISERROR(-LOOKUP(1,-LEFT(KQ5325,ROW($1:$80)))),0,-LOOKUP(1,-LEFT(KQ5325,ROW($1:$80)))))","v":""},{"$f":"IF(OR(ISBLANK(KR100),KR5325=\"\"),\"\",IF(ISERROR(-LOOKUP(1,-LEFT(KR5325,ROW($1:$80)))),0,-LOOKUP(1,-LEFT(KR5325,ROW($1:$80)))))","v":""},{"$f":"IF(OR(ISBLANK(KS100),KS5325=\"\"),\"\",IF(ISERROR(-LOOKUP(1,-LEFT(KS5325,ROW($1:$80)))),0,-LOOKUP(1,-LEFT(KS5325,ROW($1:$80)))))","v":""},{"$f":"IF(OR(ISBLANK(KT100),KT5325=\"\"),\"\",IF(ISERROR(-LOOKUP(1,-LEFT(KT5325,ROW($1:$80)))),0,-LOOKUP(1,-LEFT(KT5325,ROW($1:$80)))))","v":""},{"$f":"IF(OR(ISBLANK(KU100),KU5325=\"\"),\"\",IF(ISERROR(-LOOKUP(1,-LEFT(KU5325,ROW($1:$80)))),0,-LOOKUP(1,-LEFT(KU5325,ROW($1:$80)))))","v":""},{"$f":"IF(OR(ISBLANK(KV100),KV5325=\"\"),\"\",IF(ISERROR(-LOOKUP(1,-LEFT(KV5325,ROW($1:$80)))),0,-LOOKUP(1,-LEFT(KV5325,ROW($1:$80)))))","v":""},{"$f":"IF(OR(ISBLANK(KW100),KW5325=\"\"),\"\",IF(ISERROR(-LOOKUP(1,-LEFT(KW5325,ROW($1:$80)))),0,-LOOKUP(1,-LEFT(KW5325,ROW($1:$80)))))","v":""},{"$f":"IF(OR(ISBLANK(KX100),KX5325=\"\"),\"\",IF(ISERROR(-LOOKUP(1,-LEFT(KX5325,ROW($1:$80)))),0,-LOOKUP(1,-LEFT(KX5325,ROW($1:$80)))))","v":""},{"$f":"IF(OR(ISBLANK(KY100),KY5325=\"\"),\"\",IF(ISERROR(-LOOKUP(1,-LEFT(KY5325,ROW($1:$80)))),0,-LOOKUP(1,-LEFT(KY5325,ROW($1:$80)))))","v":""},{"$f":"IF(OR(ISBLANK(KZ100),KZ5325=\"\"),\"\",IF(ISERROR(-LOOKUP(1,-LEFT(KZ5325,ROW($1:$80)))),0,-LOOKUP(1,-LEFT(KZ5325,ROW($1:$80)))))","v":""},{"$f":"IF(OR(ISBLANK(LA100),LA5325=\"\"),\"\",IF(ISERROR(-LOOKUP(1,-LEFT(LA5325,ROW($1:$80)))),0,-LOOKUP(1,-LEFT(LA5325,ROW($1:$80)))))","v":""},{"$f":"IF(OR(ISBLANK(LB100),LB5325=\"\"),\"\",IF(ISERROR(-LOOKUP(1,-LEFT(LB5325,ROW($1:$80)))),0,-LOOKUP(1,-LEFT(LB5325,ROW($1:$80)))))","v":""},{"$f":"IF(OR(ISBLANK(LC100),LC5325=\"\"),\"\",IF(ISERROR(-LOOKUP(1,-LEFT(LC5325,ROW($1:$80)))),0,-LOOKUP(1,-LEFT(LC5325,ROW($1:$80)))))","v":""},{"$f":"IF(OR(ISBLANK(LD100),LD5325=\"\"),\"\",IF(ISERROR(-LOOKUP(1,-LEFT(LD5325,ROW($1:$80)))),0,-LOOKUP(1,-LEFT(LD5325,ROW($1:$80)))))","v":""},{"$f":"IF(OR(ISBLANK(LE100),LE5325=\"\"),\"\",IF(ISERROR(-LOOKUP(1,-LEFT(LE5325,ROW($1:$80)))),0,-LOOKUP(1,-LEFT(LE5325,ROW($1:$80)))))","v":""},{"$f":"IF(OR(ISBLANK(LF100),LF5325=\"\"),\"\",IF(ISERROR(-LOOKUP(1,-LEFT(LF5325,ROW($1:$80)))),0,-LOOKUP(1,-LEFT(LF5325,ROW($1:$80)))))","v":""},{"$f":"IF(OR(ISBLANK(LG100),LG5325=\"\"),\"\",IF(ISERROR(-LOOKUP(1,-LEFT(LG5325,ROW($1:$80)))),0,-LOOKUP(1,-LEFT(LG5325,ROW($1:$80)))))","v":""},{"$f":"IF(OR(ISBLANK(LH100),LH5325=\"\"),\"\",IF(ISERROR(-LOOKUP(1,-LEFT(LH5325,ROW($1:$80)))),0,-LOOKUP(1,-LEFT(LH5325,ROW($1:$80)))))","v":""},{"$f":"IF(OR(ISBLANK(LI100),LI5325=\"\"),\"\",IF(ISERROR(-LOOKUP(1,-LEFT(LI5325,ROW($1:$80)))),0,-LOOKUP(1,-LEFT(LI5325,ROW($1:$80)))))","v":""},{"$f":"IF(OR(ISBLANK(LJ100),LJ5325=\"\"),\"\",IF(ISERROR(-LOOKUP(1,-LEFT(LJ5325,ROW($1:$80)))),0,-LOOKUP(1,-LEFT(LJ5325,ROW($1:$80)))))","v":""},{"$f":"IF(OR(ISBLANK(LK100),LK5325=\"\"),\"\",IF(ISERROR(-LOOKUP(1,-LEFT(LK5325,ROW($1:$80)))),0,-LOOKUP(1,-LEFT(LK5325,ROW($1:$80)))))","v":""},{"$f":"IF(OR(ISBLANK(LL100),LL5325=\"\"),\"\",IF(ISERROR(-LOOKUP(1,-LEFT(LL5325,ROW($1:$80)))),0,-LOOKUP(1,-LEFT(LL5325,ROW($1:$80)))))","v":""},{"$f":"IF(OR(ISBLANK(LM100),LM5325=\"\"),\"\",IF(ISERROR(-LOOKUP(1,-LEFT(LM5325,ROW($1:$80)))),0,-LOOKUP(1,-LEFT(LM5325,ROW($1:$80)))))","v":""},{"$f":"IF(OR(ISBLANK(LN100),LN5325=\"\"),\"\",IF(ISERROR(-LOOKUP(1,-LEFT(LN5325,ROW($1:$80)))),0,-LOOKUP(1,-LEFT(LN5325,ROW($1:$80)))))","v":""},{"$f":"IF(OR(ISBLANK(LO100),LO5325=\"\"),\"\",IF(ISERROR(-LOOKUP(1,-LEFT(LO5325,ROW($1:$80)))),0,-LOOKUP(1,-LEFT(LO5325,ROW($1:$80)))))","v":""},{"$f":"IF(OR(ISBLANK(LP100),LP5325=\"\"),\"\",IF(ISERROR(-LOOKUP(1,-LEFT(LP5325,ROW($1:$80)))),0,-LOOKUP(1,-LEFT(LP5325,ROW($1:$80)))))","v":""},{"$f":"IF(OR(ISBLANK(LQ100),LQ5325=\"\"),\"\",IF(ISERROR(-LOOKUP(1,-LEFT(LQ5325,ROW($1:$80)))),0,-LOOKUP(1,-LEFT(LQ5325,ROW($1:$80)))))","v":""},{"$f":"IF(OR(ISBLANK(LR100),LR5325=\"\"),\"\",IF(ISERROR(-LOOKUP(1,-LEFT(LR5325,ROW($1:$80)))),0,-LOOKUP(1,-LEFT(LR5325,ROW($1:$80)))))","v":""},{"$f":"IF(OR(ISBLANK(LS100),LS5325=\"\"),\"\",IF(ISERROR(-LOOKUP(1,-LEFT(LS5325,ROW($1:$80)))),0,-LOOKUP(1,-LEFT(LS5325,ROW($1:$80)))))","v":""},{"$f":"IF(OR(ISBLANK(LT100),LT5325=\"\"),\"\",IF(ISERROR(-LOOKUP(1,-LEFT(LT5325,ROW($1:$80)))),0,-LOOKUP(1,-LEFT(LT5325,ROW($1:$80)))))","v":""},{"$f":"IF(OR(ISBLANK(LU100),LU5325=\"\"),\"\",IF(ISERROR(-LOOKUP(1,-LEFT(LU5325,ROW($1:$80)))),0,-LOOKUP(1,-LEFT(LU5325,ROW($1:$80)))))","v":""},{"$f":"IF(OR(ISBLANK(LV100),LV5325=\"\"),\"\",IF(ISERROR(-LOOKUP(1,-LEFT(LV5325,ROW($1:$80)))),0,-LOOKUP(1,-LEFT(LV5325,ROW($1:$80)))))","v":""},{"$f":"IF(OR(ISBLANK(LW100),LW5325=\"\"),\"\",IF(ISERROR(-LOOKUP(1,-LEFT(LW5325,ROW($1:$80)))),0,-LOOKUP(1,-LEFT(LW5325,ROW($1:$80)))))","v":""},{"$f":"IF(OR(ISBLANK(LX100),LX5325=\"\"),\"\",IF(ISERROR(-LOOKUP(1,-LEFT(LX5325,ROW($1:$80)))),0,-LOOKUP(1,-LEFT(LX5325,ROW($1:$80)))))","v":""},{"$f":"IF(OR(ISBLANK(LY100),LY5325=\"\"),\"\",IF(ISERROR(-LOOKUP(1,-LEFT(LY5325,ROW($1:$80)))),0,-LOOKUP(1,-LEFT(LY5325,ROW($1:$80)))))","v":""},{"$f":"IF(OR(ISBLANK(LZ100),LZ5325=\"\"),\"\",IF(ISERROR(-LOOKUP(1,-LEFT(LZ5325,ROW($1:$80)))),0,-LOOKUP(1,-LEFT(LZ5325,ROW($1:$80)))))","v":""},{"$f":"IF(OR(ISBLANK(MA100),MA5325=\"\"),\"\",IF(ISERROR(-LOOKUP(1,-LEFT(MA5325,ROW($1:$80)))),0,-LOOKUP(1,-LEFT(MA5325,ROW($1:$80)))))","v":""},{"$f":"IF(OR(ISBLANK(MB100),MB5325=\"\"),\"\",IF(ISERROR(-LOOKUP(1,-LEFT(MB5325,ROW($1:$80)))),0,-LOOKUP(1,-LEFT(MB5325,ROW($1:$80)))))","v":""},{"$f":"IF(OR(ISBLANK(MC100),MC5325=\"\"),\"\",IF(ISERROR(-LOOKUP(1,-LEFT(MC5325,ROW($1:$80)))),0,-LOOKUP(1,-LEFT(MC5325,ROW($1:$80)))))","v":""},{"$f":"IF(OR(ISBLANK(MD100),MD5325=\"\"),\"\",IF(ISERROR(-LOOKUP(1,-LEFT(MD5325,ROW($1:$80)))),0,-LOOKUP(1,-LEFT(MD5325,ROW($1:$80)))))","v":""},{"$f":"IF(OR(ISBLANK(ME100),ME5325=\"\"),\"\",IF(ISERROR(-LOOKUP(1,-LEFT(ME5325,ROW($1:$80)))),0,-LOOKUP(1,-LEFT(ME5325,ROW($1:$80)))))","v":""},{"$f":"IF(OR(ISBLANK(MF100),MF5325=\"\"),\"\",IF(ISERROR(-LOOKUP(1,-LEFT(MF5325,ROW($1:$80)))),0,-LOOKUP(1,-LEFT(MF5325,ROW($1:$80)))))","v":""},{"$f":"IF(OR(ISBLANK(MG100),MG5325=\"\"),\"\",IF(ISERROR(-LOOKUP(1,-LEFT(MG5325,ROW($1:$80)))),0,-LOOKUP(1,-LEFT(MG5325,ROW($1:$80)))))","v":""},{"$f":"IF(OR(ISBLANK(MH100),MH5325=\"\"),\"\",IF(ISERROR(-LOOKUP(1,-LEFT(MH5325,ROW($1:$80)))),0,-LOOKUP(1,-LEFT(MH5325,ROW($1:$80)))))","v":""},{"$f":"IF(OR(ISBLANK(MI100),MI5325=\"\"),\"\",IF(ISERROR(-LOOKUP(1,-LEFT(MI5325,ROW($1:$80)))),0,-LOOKUP(1,-LEFT(MI5325,ROW($1:$80)))))","v":""},{"$f":"IF(OR(ISBLANK(MJ100),MJ5325=\"\"),\"\",IF(ISERROR(-LOOKUP(1,-LEFT(MJ5325,ROW($1:$80)))),0,-LOOKUP(1,-LEFT(MJ5325,ROW($1:$80)))))","v":""},{"$f":"IF(OR(ISBLANK(MK100),MK5325=\"\"),\"\",IF(ISERROR(-LOOKUP(1,-LEFT(MK5325,ROW($1:$80)))),0,-LOOKUP(1,-LEFT(MK5325,ROW($1:$80)))))","v":""},{"$f":"IF(OR(ISBLANK(ML100),ML5325=\"\"),\"\",IF(ISERROR(-LOOKUP(1,-LEFT(ML5325,ROW($1:$80)))),0,-LOOKUP(1,-LEFT(ML5325,ROW($1:$80)))))","v":""},{"$f":"IF(OR(ISBLANK(MM100),MM5325=\"\"),\"\",IF(ISERROR(-LOOKUP(1,-LEFT(MM5325,ROW($1:$80)))),0,-LOOKUP(1,-LEFT(MM5325,ROW($1:$80)))))","v":""},{"$f":"IF(OR(ISBLANK(MN100),MN5325=\"\"),\"\",IF(ISERROR(-LOOKUP(1,-LEFT(MN5325,ROW($1:$80)))),0,-LOOKUP(1,-LEFT(MN5325,ROW($1:$80)))))","v":""},{"$f":"IF(OR(ISBLANK(MO100),MO5325=\"\"),\"\",IF(ISERROR(-LOOKUP(1,-LEFT(MO5325,ROW($1:$80)))),0,-LOOKUP(1,-LEFT(MO5325,ROW($1:$80)))))","v":""},{"$f":"IF(OR(ISBLANK(MP100),MP5325=\"\"),\"\",IF(ISERROR(-LOOKUP(1,-LEFT(MP5325,ROW($1:$80)))),0,-LOOKUP(1,-LEFT(MP5325,ROW($1:$80)))))","v":""},{"$f":"IF(OR(ISBLANK(MQ100),MQ5325=\"\"),\"\",IF(ISERROR(-LOOKUP(1,-LEFT(MQ5325,ROW($1:$80)))),0,-LOOKUP(1,-LEFT(MQ5325,ROW($1:$80)))))","v":""},{"$f":"IF(OR(ISBLANK(MR100),MR5325=\"\"),\"\",IF(ISERROR(-LOOKUP(1,-LEFT(MR5325,ROW($1:$80)))),0,-LOOKUP(1,-LEFT(MR5325,ROW($1:$80)))))","v":""},{"$f":"IF(OR(ISBLANK(MS100),MS5325=\"\"),\"\",IF(ISERROR(-LOOKUP(1,-LEFT(MS5325,ROW($1:$80)))),0,-LOOKUP(1,-LEFT(MS5325,ROW($1:$80)))))","v":""},{"$f":"IF(OR(ISBLANK(MT100),MT5325=\"\"),\"\",IF(ISERROR(-LOOKUP(1,-LEFT(MT5325,ROW($1:$80)))),0,-LOOKUP(1,-LEFT(MT5325,ROW($1:$80)))))","v":""},{"$f":"IF(OR(ISBLANK(MU100),MU5325=\"\"),\"\",IF(ISERROR(-LOOKUP(1,-LEFT(MU5325,ROW($1:$80)))),0,-LOOKUP(1,-LEFT(MU5325,ROW($1:$80)))))","v":""},{"$f":"IF(OR(ISBLANK(MV100),MV5325=\"\"),\"\",IF(ISERROR(-LOOKUP(1,-LEFT(MV5325,ROW($1:$80)))),0,-LOOKUP(1,-LEFT(MV5325,ROW($1:$80)))))","v":""},{"$f":"IF(OR(ISBLANK(MW100),MW5325=\"\"),\"\",IF(ISERROR(-LOOKUP(1,-LEFT(MW5325,ROW($1:$80)))),0,-LOOKUP(1,-LEFT(MW5325,ROW($1:$80)))))","v":""},{"$f":"IF(OR(ISBLANK(MX100),MX5325=\"\"),\"\",IF(ISERROR(-LOOKUP(1,-LEFT(MX5325,ROW($1:$80)))),0,-LOOKUP(1,-LEFT(MX5325,ROW($1:$80)))))","v":""},{"$f":"IF(OR(ISBLANK(MY100),MY5325=\"\"),\"\",IF(ISERROR(-LOOKUP(1,-LEFT(MY5325,ROW($1:$80)))),0,-LOOKUP(1,-LEFT(MY5325,ROW($1:$80)))))","v":""},{"$f":"IF(OR(ISBLANK(MZ100),MZ5325=\"\"),\"\",IF(ISERROR(-LOOKUP(1,-LEFT(MZ5325,ROW($1:$80)))),0,-LOOKUP(1,-LEFT(MZ5325,ROW($1:$80)))))","v":""},{"$f":"IF(OR(ISBLANK(NA100),NA5325=\"\"),\"\",IF(ISERROR(-LOOKUP(1,-LEFT(NA5325,ROW($1:$80)))),0,-LOOKUP(1,-LEFT(NA5325,ROW($1:$80)))))","v":""},{"$f":"IF(OR(ISBLANK(NB100),NB5325=\"\"),\"\",IF(ISERROR(-LOOKUP(1,-LEFT(NB5325,ROW($1:$80)))),0,-LOOKUP(1,-LEFT(NB5325,ROW($1:$80)))))","v":""},{"$f":"IF(OR(ISBLANK(NC100),NC5325=\"\"),\"\",IF(ISERROR(-LOOKUP(1,-LEFT(NC5325,ROW($1:$80)))),0,-LOOKUP(1,-LEFT(NC5325,ROW($1:$80)))))","v":""},{"$f":"IF(OR(ISBLANK(ND100),ND5325=\"\"),\"\",IF(ISERROR(-LOOKUP(1,-LEFT(ND5325,ROW($1:$80)))),0,-LOOKUP(1,-LEFT(ND5325,ROW($1:$80)))))","v":""},{"$f":"IF(OR(ISBLANK(NE100),NE5325=\"\"),\"\",IF(ISERROR(-LOOKUP(1,-LEFT(NE5325,ROW($1:$80)))),0,-LOOKUP(1,-LEFT(NE5325,ROW($1:$80)))))","v":""},{"$f":"IF(OR(ISBLANK(NF100),NF5325=\"\"),\"\",IF(ISERROR(-LOOKUP(1,-LEFT(NF5325,ROW($1:$80)))),0,-LOOKUP(1,-LEFT(NF5325,ROW($1:$80)))))","v":""},{"$f":"IF(OR(ISBLANK(NG100),NG5325=\"\"),\"\",IF(ISERROR(-LOOKUP(1,-LEFT(NG5325,ROW($1:$80)))),0,-LOOKUP(1,-LEFT(NG5325,ROW($1:$80)))))","v":""},{"$f":"IF(OR(ISBLANK(NH100),NH5325=\"\"),\"\",IF(ISERROR(-LOOKUP(1,-LEFT(NH5325,ROW($1:$80)))),0,-LOOKUP(1,-LEFT(NH5325,ROW($1:$80)))))","v":""},{"$f":"IF(OR(ISBLANK(NI100),NI5325=\"\"),\"\",IF(ISERROR(-LOOKUP(1,-LEFT(NI5325,ROW($1:$80)))),0,-LOOKUP(1,-LEFT(NI5325,ROW($1:$80)))))","v":""},{"$f":"IF(OR(ISBLANK(NJ100),NJ5325=\"\"),\"\",IF(ISERROR(-LOOKUP(1,-LEFT(NJ5325,ROW($1:$80)))),0,-LOOKUP(1,-LEFT(NJ5325,ROW($1:$80)))))","v":""},{"$f":"IF(OR(ISBLANK(NK100),NK5325=\"\"),\"\",IF(ISERROR(-LOOKUP(1,-LEFT(NK5325,ROW($1:$80)))),0,-LOOKUP(1,-LEFT(NK5325,ROW($1:$80)))))","v":""},{"$f":"IF(OR(ISBLANK(NL100),NL5325=\"\"),\"\",IF(ISERROR(-LOOKUP(1,-LEFT(NL5325,ROW($1:$80)))),0,-LOOKUP(1,-LEFT(NL5325,ROW($1:$80)))))","v":""},{"$f":"IF(OR(ISBLANK(NM100),NM5325=\"\"),\"\",IF(ISERROR(-LOOKUP(1,-LEFT(NM5325,ROW($1:$80)))),0,-LOOKUP(1,-LEFT(NM5325,ROW($1:$80)))))","v":""},{"$f":"IF(OR(ISBLANK(NN100),NN5325=\"\"),\"\",IF(ISERROR(-LOOKUP(1,-LEFT(NN5325,ROW($1:$80)))),0,-LOOKUP(1,-LEFT(NN5325,ROW($1:$80)))))","v":""},{"$f":"IF(OR(ISBLANK(NO100),NO5325=\"\"),\"\",IF(ISERROR(-LOOKUP(1,-LEFT(NO5325,ROW($1:$80)))),0,-LOOKUP(1,-LEFT(NO5325,ROW($1:$80)))))","v":""},{"$f":"IF(OR(ISBLANK(NP100),NP5325=\"\"),\"\",IF(ISERROR(-LOOKUP(1,-LEFT(NP5325,ROW($1:$80)))),0,-LOOKUP(1,-LEFT(NP5325,ROW($1:$80)))))","v":""},{"$f":"IF(OR(ISBLANK(NQ100),NQ5325=\"\"),\"\",IF(ISERROR(-LOOKUP(1,-LEFT(NQ5325,ROW($1:$80)))),0,-LOOKUP(1,-LEFT(NQ5325,ROW($1:$80)))))","v":""},{"$f":"IF(OR(ISBLANK(NR100),NR5325=\"\"),\"\",IF(ISERROR(-LOOKUP(1,-LEFT(NR5325,ROW($1:$80)))),0,-LOOKUP(1,-LEFT(NR5325,ROW($1:$80)))))","v":""},{"$f":"IF(OR(ISBLANK(NS100),NS5325=\"\"),\"\",IF(ISERROR(-LOOKUP(1,-LEFT(NS5325,ROW($1:$80)))),0,-LOOKUP(1,-LEFT(NS5325,ROW($1:$80)))))","v":""},{"$f":"IF(OR(ISBLANK(NT100),NT5325=\"\"),\"\",IF(ISERROR(-LOOKUP(1,-LEFT(NT5325,ROW($1:$80)))),0,-LOOKUP(1,-LEFT(NT5325,ROW($1:$80)))))","v":""},{"$f":"IF(OR(ISBLANK(NU100),NU5325=\"\"),\"\",IF(ISERROR(-LOOKUP(1,-LEFT(NU5325,ROW($1:$80)))),0,-LOOKUP(1,-LEFT(NU5325,ROW($1:$80)))))","v":""},{"$f":"IF(OR(ISBLANK(NV100),NV5325=\"\"),\"\",IF(ISERROR(-LOOKUP(1,-LEFT(NV5325,ROW($1:$80)))),0,-LOOKUP(1,-LEFT(NV5325,ROW($1:$80)))))","v":""},{"$f":"IF(OR(ISBLANK(NW100),NW5325=\"\"),\"\",IF(ISERROR(-LOOKUP(1,-LEFT(NW5325,ROW($1:$80)))),0,-LOOKUP(1,-LEFT(NW5325,ROW($1:$80)))))","v":""},{"$f":"IF(OR(ISBLANK(NX100),NX5325=\"\"),\"\",IF(ISERROR(-LOOKUP(1,-LEFT(NX5325,ROW($1:$80)))),0,-LOOKUP(1,-LEFT(NX5325,ROW($1:$80)))))","v":""},{"$f":"IF(OR(ISBLANK(NY100),NY5325=\"\"),\"\",IF(ISERROR(-LOOKUP(1,-LEFT(NY5325,ROW($1:$80)))),0,-LOOKUP(1,-LEFT(NY5325,ROW($1:$80)))))","v":""},{"$f":"IF(OR(ISBLANK(NZ100),NZ5325=\"\"),\"\",IF(ISERROR(-LOOKUP(1,-LEFT(NZ5325,ROW($1:$80)))),0,-LOOKUP(1,-LEFT(NZ5325,ROW($1:$80)))))","v":""},{"$f":"IF(OR(ISBLANK(OA100),OA5325=\"\"),\"\",IF(ISERROR(-LOOKUP(1,-LEFT(OA5325,ROW($1:$80)))),0,-LOOKUP(1,-LEFT(OA5325,ROW($1:$80)))))","v":""},{"$f":"IF(OR(ISBLANK(OB100),OB5325=\"\"),\"\",IF(ISERROR(-LOOKUP(1,-LEFT(OB5325,ROW($1:$80)))),0,-LOOKUP(1,-LEFT(OB5325,ROW($1:$80)))))","v":""},{"$f":"IF(OR(ISBLANK(OC100),OC5325=\"\"),\"\",IF(ISERROR(-LOOKUP(1,-LEFT(OC5325,ROW($1:$80)))),0,-LOOKUP(1,-LEFT(OC5325,ROW($1:$80)))))","v":""},{"$f":"IF(OR(ISBLANK(OD100),OD5325=\"\"),\"\",IF(ISERROR(-LOOKUP(1,-LEFT(OD5325,ROW($1:$80)))),0,-LOOKUP(1,-LEFT(OD5325,ROW($1:$80)))))","v":""},{"$f":"IF(OR(ISBLANK(OE100),OE5325=\"\"),\"\",IF(ISERROR(-LOOKUP(1,-LEFT(OE5325,ROW($1:$80)))),0,-LOOKUP(1,-LEFT(OE5325,ROW($1:$80)))))","v":""},{"$f":"IF(OR(ISBLANK(OF100),OF5325=\"\"),\"\",IF(ISERROR(-LOOKUP(1,-LEFT(OF5325,ROW($1:$80)))),0,-LOOKUP(1,-LEFT(OF5325,ROW($1:$80)))))","v":""},{"$f":"IF(OR(ISBLANK(OG100),OG5325=\"\"),\"\",IF(ISERROR(-LOOKUP(1,-LEFT(OG5325,ROW($1:$80)))),0,-LOOKUP(1,-LEFT(OG5325,ROW($1:$80)))))","v":""},{"$f":"IF(OR(ISBLANK(OH100),OH5325=\"\"),\"\",IF(ISERROR(-LOOKUP(1,-LEFT(OH5325,ROW($1:$80)))),0,-LOOKUP(1,-LEFT(OH5325,ROW($1:$80)))))","v":""},{"$f":"IF(OR(ISBLANK(OI100),OI5325=\"\"),\"\",IF(ISERROR(-LOOKUP(1,-LEFT(OI5325,ROW($1:$80)))),0,-LOOKUP(1,-LEFT(OI5325,ROW($1:$80)))))","v":""},{"$f":"IF(OR(ISBLANK(OJ100),OJ5325=\"\"),\"\",IF(ISERROR(-LOOKUP(1,-LEFT(OJ5325,ROW($1:$80)))),0,-LOOKUP(1,-LEFT(OJ5325,ROW($1:$80)))))","v":""},{"$f":"IF(OR(ISBLANK(OK100),OK5325=\"\"),\"\",IF(ISERROR(-LOOKUP(1,-LEFT(OK5325,ROW($1:$80)))),0,-LOOKUP(1,-LEFT(OK5325,ROW($1:$80)))))","v":""},{"$f":"IF(OR(ISBLANK(OL100),OL5325=\"\"),\"\",IF(ISERROR(-LOOKUP(1,-LEFT(OL5325,ROW($1:$80)))),0,-LOOKUP(1,-LEFT(OL5325,ROW($1:$80)))))","v":""},{"$f":"IF(OR(ISBLANK(OM100),OM5325=\"\"),\"\",IF(ISERROR(-LOOKUP(1,-LEFT(OM5325,ROW($1:$80)))),0,-LOOKUP(1,-LEFT(OM5325,ROW($1:$80)))))","v":""},{"$f":"IF(OR(ISBLANK(ON100),ON5325=\"\"),\"\",IF(ISERROR(-LOOKUP(1,-LEFT(ON5325,ROW($1:$80)))),0,-LOOKUP(1,-LEFT(ON5325,ROW($1:$80)))))","v":""},{"$f":"IF(OR(ISBLANK(OO100),OO5325=\"\"),\"\",IF(ISERROR(-LOOKUP(1,-LEFT(OO5325,ROW($1:$80)))),0,-LOOKUP(1,-LEFT(OO5325,ROW($1:$80)))))","v":""},{"$f":"IF(OR(ISBLANK(OP100),OP5325=\"\"),\"\",IF(ISERROR(-LOOKUP(1,-LEFT(OP5325,ROW($1:$80)))),0,-LOOKUP(1,-LEFT(OP5325,ROW($1:$80)))))","v":""},{"$f":"IF(OR(ISBLANK(OQ100),OQ5325=\"\"),\"\",IF(ISERROR(-LOOKUP(1,-LEFT(OQ5325,ROW($1:$80)))),0,-LOOKUP(1,-LEFT(OQ5325,ROW($1:$80)))))","v":""}]
[null,"断熱","設計値","ＵＡ",{"$f":"IF(OR(E6<>$D$5209,ISERROR(MAX(H80:OQ80))),\"\",MAX(H80:OQ80))","v":""},null,null,{"$f":"IF(OR(ISBLANK(H100),ISERROR(-LOOKUP(1,-RIGHT(LEFT(H5264,LEN(H5264)-5),ROW($1:$80))))),\"\",-LOOKUP(1,-RIGHT(LEFT(H5264,LEN(H5264)-5),ROW($1:$80))))","v":""},"","","","","","","","","","","","","","","","","","","","","","","","","","","","","","","","","","","","","","","","","","","","","","","","","","","","","","","","","","","","","","","",{"$f":"IF(OR(ISBLANK(BT100),ISERROR(-LOOKUP(1,-RIGHT(LEFT(BT5264,LEN(BT5264)-5),ROW($1:$80))))),\"\",-LOOKUP(1,-RIGHT(LEFT(BT5264,LEN(BT5264)-5),ROW($1:$80))))","v":""},"","","","","","","","","","","","","","","","","","","","","","","","","","","","","","","","","","","","","","","","","","","","","","","","","","","","","","","","","","","","","","","",{"$f":"IF(OR(ISBLANK(EF100),ISERROR(-LOOKUP(1,-RIGHT(LEFT(EF5264,LEN(EF5264)-5),ROW($1:$80))))),\"\",-LOOKUP(1,-RIGHT(LEFT(EF5264,LEN(EF5264)-5),ROW($1:$80))))","v":""},"","","","","","","","","","","","","","","","","","","","","","","","","","","","","","","","","","","","","","","","","","","","","","","","","","","","","","","","","","","","","","","",{"$f":"IF(OR(ISBLANK(GR100),ISERROR(-LOOKUP(1,-RIGHT(LEFT(GR5264,LEN(GR5264)-5),ROW($1:$80))))),\"\",-LOOKUP(1,-RIGHT(LEFT(GR5264,LEN(GR5264)-5),ROW($1:$80))))","v":""},"","","","","","","","","","","","","","","","","","","","","","","","","","","","","","","","","","","","","","","","","","","","","","","","","","","","","","","","","","","","","","","",{"$f":"IF(OR(ISBLANK(JD100),ISERROR(-LOOKUP(1,-RIGHT(LEFT(JD5264,LEN(JD5264)-5),ROW($1:$80))))),\"\",-LOOKUP(1,-RIGHT(LEFT(JD5264,LEN(JD5264)-5),ROW($1:$80))))","v":""},"","","","","","","","","","","","","","","","","","","","","","","","","","","","","","","","","","","","","","","","","","","","","","","","","","","","","","","","","","","","","","","",{"$f":"IF(OR(ISBLANK(LP100),ISERROR(-LOOKUP(1,-RIGHT(LEFT(LP5264,LEN(LP5264)-5),ROW($1:$80))))),\"\",-LOOKUP(1,-RIGHT(LEFT(LP5264,LEN(LP5264)-5),ROW($1:$80))))","v":""},"","","","","","","","","","","","","","","","","","","","","","","","","","","","","","","","","","","","","","","","","","","","","","","","","","","","","","","","","","","","","","","",{"$f":"IF(OR(ISBLANK(OB100),ISERROR(-LOOKUP(1,-RIGHT(LEFT(OB5264,LEN(OB5264)-5),ROW($1:$80))))),\"\",-LOOKUP(1,-RIGHT(LEFT(OB5264,LEN(OB5264)-5),ROW($1:$80))))","v":""},"","","","","","","","","","","","","","",""]
[null,null,null,"ηＡＣ",{"$f":"IF(OR(E6<>$D$5209,ISERROR(MAX(H81:OQ81))),\"\",MAX(H81:OQ81))","v":""},null,null,{"$f":"IF(OR(ISBLANK(H100),ISERROR(-LOOKUP(1,-LEFT(H5265,ROW($1:$80))))),\"\",-LOOKUP(1,-LEFT(H5265,ROW($1:$80))))","v":""},"","","","","","","","","","","","","","","","","","","","","","","","","","","","","","","","","","","","","","","","","","","","","","","","","","","","","","","","","","","","","","","",{"$f":"IF(OR(ISBLANK(BT100),ISERROR(-LOOKUP(1,-LEFT(BT5265,ROW($1:$80))))),\"\",-LOOKUP(1,-LEFT(BT5265,ROW($1:$80))))","v":""},"","","","","","","","","","","","","","","","","","","","","","","","","","","","","","","","","","","","","","","","","","","","","","","","","","","","","","","","","","","","","","","",{"$f":"IF(OR(ISBLANK(EF100),ISERROR(-LOOKUP(1,-LEFT(EF5265,ROW($1:$80))))),\"\",-LOOKUP(1,-LEFT(EF5265,ROW($1:$80))))","v":""},"","","","","","","","","","","","","","","","","","","","","","","","","","","","","","","","","","","","","","","","","","","","","","","","","","","","","","","","","","","","","","","",{"$f":"IF(OR(ISBLANK(GR100),ISERROR(-LOOKUP(1,-LEFT(GR5265,ROW($1:$80))))),\"\",-LOOKUP(1,-LEFT(GR5265,ROW($1:$80))))","v":""},"","","","","","","","","","","","","","","","","","","","","","","","","","","","","","","","","","","","","","","","","","","","","","","","","","","","","","","","","","","","","","","",{"$f":"IF(OR(ISBLANK(JD100),ISERROR(-LOOKUP(1,-LEFT(JD5265,ROW($1:$80))))),\"\",-LOOKUP(1,-LEFT(JD5265,ROW($1:$80))))","v":""},"","","","","","","","","","","","","","","","","","","","","","","","","","","","","","","","","","","","","","","","","","","","","","","","","","","","","","","","","","","","","","","",{"$f":"IF(OR(ISBLANK(LP100),ISERROR(-LOOKUP(1,-LEFT(LP5265,ROW($1:$80))))),\"\",-LOOKUP(1,-LEFT(LP5265,ROW($1:$80))))","v":""},"","","","","","","","","","","","","","","","","","","","","","","","","","","","","","","","","","","","","","","","","","","","","","","","","","","","","","","","","","","","","","","",{"$f":"IF(OR(ISBLANK(OB100),ISERROR(-LOOKUP(1,-LEFT(OB5265,ROW($1:$80))))),\"\",-LOOKUP(1,-LEFT(OB5265,ROW($1:$80))))","v":""},"","","","","","","","","","","","","","",""]
[null,"ＺＥＨ等に関する事項","再生可能エネルギーを除いた設計\n一次ｴﾈﾙｷﾞｰ消費量（その他除く）",null,{"$f":"IF(OR(E6<>$D$5209,COUNTBLANK(E26)=1,AND(F6<>$D$5214,F6<>$D$5213,T5201=0)),\"\",IF(OR(F9=\"標準入力法\",F6=$D$5214,F6=$D$5213),ROUNDUP(G5358,1)+ROUNDUP(W5220,1),\"\"))","v":""},{"$f":"IF(OR(E6<>$D$5209,COUNTBLANK(E26)=1,AND(F6<>$D$5214,F6<>$D$5213,T5201=0)),\"\",IF(OR(F9=\"標準入力法\",F6=$D$5214,F6=$D$5213),ROUNDUP(G5358,1),\"\"))","v":""},{"$f":"IF(OR(E6<>$D$5209,COUNTBLANK(E26)=1,AND(F6<>$D$5214,F6<>$D$5213,T5201=0)),\"\",IF(OR(F9=\"標準入力法\",F6=$D$5214,F6=$D$5213),ROUNDUP(W5220,1),\"\"))","v":""},{"$f":"IF(OR(ISBLANK(H100),H5254=\"\"),\"\",H5288)","v":""},{"$f":"IF(OR(ISBLANK(I100),I5254=\"\"),\"\",I5288)","v":""},"","","","","","","","","","","","","","","","","","","","","","","","","","","","","","","","","","","","","","","","","","","","","","","","","","","","","","","","","","","","","","","",{"$f":"IF(OR(ISBLANK(BU100),BU5254=\"\"),\"\",BU5288)","v":""},"","","","","","","","","","","","","","","","","","","","","","","","","","","","","","","","","","","","","","","","","","","","","","","","","","","","","","","","","","","","","","","",{"$f":"IF(OR(ISBLANK(EG100),EG5254=\"\"),\"\",EG5288)","v":""},"","","","","","","","","","","","","","","","","","","","","","","","","","","","","","","","","","","","","","","","","","","","","","","","","","","","","","","","","","","","","","","",{"$f":"IF(OR(ISBLANK(GS100),GS5254=\"\"),\"\",GS5288)","v":""},"","","","","","","","","","","","","","","","","","","","","","","","","","","","","","","","","","","","","","","","","","","","","","","","","","","","","","","","","","","","","","","",{"$f":"IF(OR(ISBLANK(JE100),JE5254=\"\"),\"\",JE5288)","v":""},"","","","","","","","","","","","","","","","","","","","","","","","","","","","","","","","","","","","","","","","","","","","","","","","","","","","","","","","","","","","","","","",{"$f":"IF(OR(ISBLANK(LQ100),LQ5254=\"\"),\"\",LQ5288)","v":""},"","","","","","","","","","","","","","","","","","","","","","","","","","","","","","","","","","","","","","","","","","","","","","","","","","","","","","","","","","","","","","","",{"$f":"IF(OR(ISBLANK(OC100),OC5254=\"\"),\"\",OC5288)","v":""},"","","","","","","","","","","","","",""]
[null,null,"再生可能エネルギーを除いた一次\nｴﾈﾙｷﾞｰ消費削減量（その他除く）",null,{"$f":"IF(ISERROR(E27-E82),\"\",D92-E82)","v":""},null,null,{"$f":"IF(ISERROR(H27-H82),\"\",H27-H82)","v":""},"","","","","","","","","","","","","","","","","","","","","","","","","","","","","","","","","","","","","","","","","","","","","","","","","","","","","","","","","","","","","","","",{"$f":"IF(ISERROR(BT27-BT82),\"\",BT27-BT82)","v":""},"","","","","","","","","","","","","","","","","","","","","","","","","","","","","","","","","","","","","","","","","","","","","","","","","","","","","","","","","","","","","","","",{"$f":"IF(ISERROR(EF27-EF82),\"\",EF27-EF82)","v":""},"","","","","","","","","","","","","","","","","","","","","","","","","","","","","","","","","","","","","","","","","","","","","","","","","","","","","","","","","","","","","","","",{"$f":"IF(ISERROR(GR27-GR82),\"\",GR27-GR82)","v":""},"","","","","","","","","","","","","","","","","","","","","","","","","","","","","","","","","","","","","","","","","","","","","","","","","","","","","","","","","","","","","","","",{"$f":"IF(ISERROR(JD27-JD82),\"\",JD27-JD82)","v":""},"","","","","","","","","","","","","","","","","","","","","","","","","","","","","","","","","","","","","","","","","","","","","","","","","","","","","","","","","","","","","","","",{"$f":"IF(ISERROR(LP27-LP82),\"\",LP27-LP82)","v":""},"","","","","","","","","","","","","","","","","","","","","","","","","","","","","","","","","","","","","","","","","","","","","","","","","","","","","","","","","","","","","","","",{"$f":"IF(ISERROR(OB27-OB82),\"\",OB27-OB82)","v":""},"","","","","","","","","","","","","","",""]
[null,null," 再エネ除く削減率（読込値）",null,{"$f":"IF(ISERROR(E83/E27),\"\",IF(E83>=0,ROUNDDOWN(E83/D92*100,0),ROUNDUP(E83/D92*100,0)))","v":""},null,null,{"$f":"IF(ISERROR(H83/H27),\"\",IF(H83>=0,ROUNDDOWN(H83/H27*100,0),ROUNDUP(H83/H27*100,0)))","v":""},"","","","","","","","","","","","","","","","","","","","","","","","","","","","","","","","","","","","","","","","","","","","","","","","","","","","","","","","","","","","","","","",{"$f":"IF(ISERROR(BT83/BT27),\"\",IF(BT83>=0,ROUNDDOWN(BT83/BT27*100,0),ROUNDUP(BT83/BT27*100,0)))","v":""},"","","","","","","","","","","","","","","","","","","","","","","","","","","","","","","","","","","","","","","","","","","","","","","","","","","","","","","","","","","","","","","",{"$f":"IF(ISERROR(EF83/EF27),\"\",IF(EF83>=0,ROUNDDOWN(EF83/EF27*100,0),ROUNDUP(EF83/EF27*100,0)))","v":""},"","","","","","","","","","","","","","","","","","","","","","","","","","","","","","","","","","","","","","","","","","","","","","","","","","","","","","","","","","","","","","","",{"$f":"IF(ISERROR(GR83/GR27),\"\",IF(GR83>=0,ROUNDDOWN(GR83/GR27*100,0),ROUNDUP(GR83/GR27*100,0)))","v":""},"","","","","","","","","","","","","","","","","","","","","","","","","","","","","","","","","","","","","","","","","","","","","","","","","","","","","","","","","","","","","","","",{"$f":"IF(ISERROR(JD83/JD27),\"\",IF(JD83>=0,ROUNDDOWN(JD83/JD27*100,0),ROUNDUP(JD83/JD27*100,0)))","v":""},"","","","","","","","","","","","","","","","","","","","","","","","","","","","","","","","","","","","","","","","","","","","","","","","","","","","","","","","","","","","","","","",{"$f":"IF(ISERROR(LP83/LP27),\"\",IF(LP83>=0,ROUNDDOWN(LP83/LP27*100,0),ROUNDUP(LP83/LP27*100,0)))","v":""},"","","","","","","","","","","","","","","","","","","","","","","","","","","","","","","","","","","","","","","","","","","","","","","","","","","","","","","","","","","","","","","",{"$f":"IF(ISERROR(OB83/OB27),\"\",IF(OB83>=0,ROUNDDOWN(OB83/OB27*100,0),ROUNDUP(OB83/OB27*100,0)))","v":""},"","","","","","","","","","","","","","",""]
[null,null,"再生可能エネルギーを加えた設計\n一次ｴﾈﾙｷﾞｰ（その他除く・按分）",null,{"$f":"IF(OR(E6<>$D$5209,COUNTBLANK(E26)=1,AND(F6<>$D$5214,F6<>$D$5213,T5201=0)),\"\",\nIF(OR(G5103=D5202,G5103=D5205,G5103=D5206),\nIF(AND(SUM(G10:G14)-SUM(-SUM(G24:G25),SUM(G25,G31)*1,SUM(-G23,G5353)*F85)<0,SUM(V5207:V5211,V5213)-SUM(G5107)*1000*G85<0),\nROUNDDOWN((SUM(G10:G14)-SUM(-SUM(G24:G25),SUM(G25,G31)*1,SUM(-G23,G5353)*F85))/1000,1)+ROUNDDOWN((SUM(V5207:V5211,V5213)-SUM(G5107)*1000*G85)/1000,1),\nIF(AND(SUM(G10:G14)-SUM(-SUM(G24:G25),SUM(G25,G31)*1,SUM(-G23,G5353)*F85)<0,SUM(V5207:V5211,V5213)-SUM(G5107)*1000*G85>=0),\nROUNDDOWN((SUM(G10:G14)-SUM(-SUM(G24:G25),SUM(G25,G31)*1,SUM(-G23,G5353)*F85))/1000,1)+ROUNDUP((SUM(V5207:V5211,V5213)-SUM(G5107)*1000*G85)/1000,1),\nIF(AND(SUM(G10:G14)-SUM(-SUM(G24:G25),SUM(G25,G31)*1,SUM(-G23,G5353)*F85)>=0,SUM(V5207:V5211,V5213)-SUM(G5107)*1000*G85<0),\nROUNDUP((SUM(G10:G14)-SUM(-SUM(G24:G25),SUM(G25,G31)*1,SUM(-G23,G5353)*F85))/1000,1)+ROUNDDOWN((SUM(V5207:V5211,V5213)-SUM(G5107)*1000*G85)/1000,1),\nROUNDUP((SUM(G10:G14)-SUM(-SUM(G24:G25),SUM(G25,G31)*1,SUM(-G23,G5353)*F85))/1000,1)+ROUNDUP((SUM(V5207:V5211,V5213)-SUM(G5107)*1000*G85)/1000,1)))),\nIF(OR(G5103=D5203,G5103=D5204),\nIF(AND(SUM(G10:G14)-SUM(-SUM(G24:G25),SUM(G25,G31)*1,SUM(-G23)*F85)<0,SUM(V5207:V5211,V5213)-SUM(G5107)*1000*G85-SUM(G5353)*F85<0),\nROUNDDOWN((SUM(G10:G14)-SUM(-SUM(G24:G25),SUM(G25,G31)*1,SUM(-G23)*F85))/1000,1)+ROUNDDOWN((SUM(V5207:V5211,V5213)-SUM(G5107)*1000*G85-SUM(G5353)*F85)/1000,1),\nIF(AND(SUM(G10:G14)-SUM(-SUM(G24:G25),SUM(G25,G31)*1,SUM(-G23)*F85)<0,SUM(V5207:V5211,V5213)-SUM(G5107)*1000*G85-SUM(G5353)*F85>=0),\nROUNDDOWN((SUM(G10:G14)-SUM(-SUM(G24:G25),SUM(G25,G31)*1,SUM(-G23)*F85))/1000,1)+ROUNDUP((SUM(V5207:V5211,V5213)-SUM(G5107)*1000*G85-SUM(G5353)*F85)/1000,1),\nIF(AND(SUM(G10:G14)-SUM(-SUM(G24:G25),SUM(G25,G31)*1,SUM(-G23)*F85)>=0,SUM(V5207:V5211,V5213)-SUM(G5107)*1000*G85-SUM(G5353)*F85<0),\nROUNDUP((SUM(G10:G14)-SUM(-SUM(G24:G25),SUM(G25,G31)*1,SUM(-G23)*F85))/1000,1)+ROUNDDOWN((SUM(V5207:V5211,V5213)-SUM(G5107)*1000*G85-SUM(G5353)*F85)/1000,1),\nROUNDUP((SUM(G10:G14)-SUM(-SUM(G24:G25),SUM(G25,G31)*1,SUM(-G23)*F85))/1000,1)+ROUNDUP((SUM(V5207:V5211,V5213)-SUM(G5107)*1000*G85-SUM(G5353)*F85)/1000,1)))),\n\"\")))","v":""},{"$f":"IF(ISERROR(IF(G5103=D5206,SUM(G8)/SUM(G8,G5108),IF(G5103=D5205,1,IF(G5103=D5204,SUM(E8)/SUM(E8,G5108),1)))),1,IF(G5103=D5206,SUM(G8)/SUM(G8,G5108),IF(G5103=D5205,1,IF(G5103=D5204,SUM(E8)/SUM(E8,G5108),1))))","v":1},{"$f":"IF(ISERROR(IF(G5103=D5206,1,IF(G5103=D5205,SUM(F8)/SUM(F8,G5108),1))),1,IF(G5103=D5206,1,IF(G5103=D5205,SUM(F8)/SUM(F8,G5108),1)))","v":1},{"$f":"IF(ISBLANK(H100),\"\",H5298)","v":""},{"$f":"IF(ISBLANK(I100),\"\",I5298)","v":""},"","","","","","","","","","","","","","","","","","","","","","","","","","","","","","","","","","","","","","","","","","","","","","","","","","","","","","","","","","","","","","","",{"$f":"IF(ISBLANK(BU100),\"\",BU5298)","v":""},"","","","","","","","","","","","","","","","","","","","","","","","","","","","","","","","","","","","","","","","","","","","","","","","","","","","","","","","","","","","","","","",{"$f":"IF(ISBLANK(EG100),\"\",EG5298)","v":""},"","","","","","","","","","","","","","","","","","","","","","","","","","","","","","","","","","","","","","","","","","","","","","","","","","","","","","","","","","","","","","","",{"$f":"IF(ISBLANK(GS100),\"\",GS5298)","v":""},"","","","","","","","","","","","","","","","","","","","","","","","","","","","","","","","","","","","","","","","","","","","","","","","","","","","","","","","","","","","","","","",{"$f":"IF(ISBLANK(JE100),\"\",JE5298)","v":""},"","","","","","","","","","","","","","","","","","","","","","","","","","","","","","","","","","","","","","","","","","","","","","","","","","","","","","","","","","","","","","","",{"$f":"IF(ISBLANK(LQ100),\"\",LQ5298)","v":""},"","","","","","","","","","","","","","","","","","","","","","","","","","","","","","","","","","","","","","","","","","","","","","","","","","","","","","","","","","","","","","","",{"$f":"IF(ISBLANK(OC100),\"\",OC5298)","v":""},"","","","","","","","","","","","","",""]
[null,null,"再生可能エネルギーを加えた一次\nｴﾈﾙｷﾞｰ消費削減量（その他除く）",null,{"$f":"IF(ISERROR(E27-E85),\"\",D92-E85)","v":""},null,null,{"$f":"IF(ISERROR(H27-H85),\"\",H27-H85)","v":""},"","","","","","","","","","","","","","","","","","","","","","","","","","","","","","","","","","","","","","","","","","","","","","","","","","","","","","","","","","","","","","","",{"$f":"IF(ISERROR(BT27-BT85),\"\",BT27-BT85)","v":""},"","","","","","","","","","","","","","","","","","","","","","","","","","","","","","","","","","","","","","","","","","","","","","","","","","","","","","","","","","","","","","","",{"$f":"IF(ISERROR(EF27-EF85),\"\",EF27-EF85)","v":""},"","","","","","","","","","","","","","","","","","","","","","","","","","","","","","","","","","","","","","","","","","","","","","","","","","","","","","","","","","","","","","","",{"$f":"IF(ISERROR(GR27-GR85),\"\",GR27-GR85)","v":""},"","","","","","","","","","","","","","","","","","","","","","","","","","","","","","","","","","","","","","","","","","","","","","","","","","","","","","","","","","","","","","","",{"$f":"IF(ISERROR(JD27-JD85),\"\",JD27-JD85)","v":""},"","","","","","","","","","","","","","","","","","","","","","","","","","","","","","","","","","","","","","","","","","","","","","","","","","","","","","","","","","","","","","","",{"$f":"IF(ISERROR(LP27-LP85),\"\",LP27-LP85)","v":""},"","","","","","","","","","","","","","","","","","","","","","","","","","","","","","","","","","","","","","","","","","","","","","","","","","","","","","","","","","","","","","","",{"$f":"IF(ISERROR(OB27-OB85),\"\",OB27-OB85)","v":""},"","","","","","","","","","","","","","",""]
[null,null," 再エネ含む削減率（総売電）",null,{"$f":"IF(ISERROR(E86/E27),\"\",IF(E86>=0,ROUNDDOWN(E86/D92*100,0),ROUNDUP(E86/D92*100,0)))","v":""},null,null,{"$f":"IF(ISERROR(H86/H27),\"\",IF(H86>=0,ROUNDDOWN(H86/H27*100,0),ROUNDUP(H86/H27*100,0)))","v":""},"","","","","","","","","","","","","","","","","","","","","","","","","","","","","","","","","","","","","","","","","","","","","","","","","","","","","","","","","","","","","","","",{"$f":"IF(ISERROR(BT86/BT27),\"\",IF(BT86>=0,ROUNDDOWN(BT86/BT27*100,0),ROUNDUP(BT86/BT27*100,0)))","v":""},"","","","","","","","","","","","","","","","","","","","","","","","","","","","","","","","","","","","","","","","","","","","","","","","","","","","","","","","","","","","","","","",{"$f":"IF(ISERROR(EF86/EF27),\"\",IF(EF86>=0,ROUNDDOWN(EF86/EF27*100,0),ROUNDUP(EF86/EF27*100,0)))","v":""},"","","","","","","","","","","","","","","","","","","","","","","","","","","","","","","","","","","","","","","","","","","","","","","","","","","","","","","","","","","","","","","",{"$f":"IF(ISERROR(GR86/GR27),\"\",IF(GR86>=0,ROUNDDOWN(GR86/GR27*100,0),ROUNDUP(GR86/GR27*100,0)))","v":""},"","","","","","","","","","","","","","","","","","","","","","","","","","","","","","","","","","","","","","","","","","","","","","","","","","","","","","","","","","","","","","","",{"$f":"IF(ISERROR(JD86/JD27),\"\",IF(JD86>=0,ROUNDDOWN(JD86/JD27*100,0),ROUNDUP(JD86/JD27*100,0)))","v":""},"","","","","","","","","","","","","","","","","","","","","","","","","","","","","","","","","","","","","","","","","","","","","","","","","","","","","","","","","","","","","","","",{"$f":"IF(ISERROR(LP86/LP27),\"\",IF(LP86>=0,ROUNDDOWN(LP86/LP27*100,0),ROUNDUP(LP86/LP27*100,0)))","v":""},"","","","","","","","","","","","","","","","","","","","","","","","","","","","","","","","","","","","","","","","","","","","","","","","","","","","","","","","","","","","","","","",{"$f":"IF(ISERROR(OB86/OB27),\"\",IF(OB86>=0,ROUNDDOWN(OB86/OB27*100,0),ROUNDUP(OB86/OB27*100,0)))","v":""},"","","","","","","","","","","","","","",""]
[null,"BEI計算","再生可能エネルギーを加えた設計\n一次ｴﾈﾙｷﾞｰ消費量（その他除く）",null,{"$f":"IF(OR(E6<>$D$5209,COUNTBLANK(E26)=1,AND(F6<>$D$5214,F6<>$D$5213,T5201=0)),\"\",\nIF(OR(G5103=D5202,G5103=D5205,G5103=D5206),\nIF(AND(SUM(G10:G14)-SUM(-SUM(G24:G25),SUM(-G23,G5353)*1)<0,SUM(V5207:V5211,V5213)-SUM(G5107)*1000*1<0),\nROUNDDOWN((SUM(G10:G14)-SUM(-SUM(G24:G25),SUM(-G23,G5353)*1))/1000,1)+ROUNDDOWN((SUM(V5207:V5211,V5213)-SUM(G5107)*1000*1)/1000,1),\nIF(AND(SUM(G10:G14)-SUM(-SUM(G24:G25),SUM(-G23,G5353)*1)<0,SUM(V5207:V5211,V5213)-SUM(G5107)*1000*1>=0),\nROUNDDOWN((SUM(G10:G14)-SUM(-SUM(G24:G25),SUM(-G23,G5353)*1))/1000,1)+ROUNDUP((SUM(V5207:V5211,V5213)-SUM(G5107)*1000*1)/1000,1),\nIF(AND(SUM(G10:G14)-SUM(-SUM(G24:G25),SUM(-G23,G5353)*1)>=0,SUM(V5207:V5211,V5213)-SUM(G5107)*1000*1<0),\nROUNDUP((SUM(G10:G14)-SUM(-SUM(G24:G25),SUM(-G23,G5353)*1))/1000,1)+ROUNDDOWN((SUM(V5207:V5211,V5213)-SUM(G5107)*1000*1)/1000,1),\nROUNDUP((SUM(G10:G14)-SUM(-SUM(G24:G25),SUM(-G23,G5353)*1))/1000,1)+ROUNDUP((SUM(V5207:V5211,V5213)-SUM(G5107)*1000*1)/1000,1)))),\nIF(OR(G5103=D5203,G5103=D5204),\nIF(AND(SUM(G10:G14)-SUM(-SUM(G24:G25),SUM(-G23)*1)<0,SUM(V5207:V5211,V5213)-SUM(G5107)*1000*1-SUM(G5353)*1<0),\nROUNDDOWN((SUM(G10:G14)-SUM(-SUM(G24:G25),SUM(-G23)*1))/1000,1)+ROUNDDOWN((SUM(V5207:V5211,V5213)-SUM(G5107)*1000*1-SUM(G5353)*1)/1000,1),\nIF(AND(SUM(G10:G14)-SUM(-SUM(G24:G25),SUM(-G23)*1)<0,SUM(V5207:V5211,V5213)-SUM(G5107)*1000*1-SUM(G5353)*1>=0),\nROUNDDOWN((SUM(G10:G14)-SUM(-SUM(G24:G25),SUM(-G23)*1))/1000,1)+ROUNDUP((SUM(V5207:V5211,V5213)-SUM(G5107)*1000*1-SUM(G5353)*1)/1000,1),\nIF(AND(SUM(G10:G14)-SUM(-SUM(G24:G25),SUM(-G23)*1)>=0,SUM(V5207:V5211,V5213)-SUM(G5107)*1000*1-SUM(G5353)*1<0),\nROUNDUP((SUM(G10:G14)-SUM(-SUM(G24:G25),SUM(-G23)*1))/1000,1)+ROUNDDOWN((SUM(V5207:V5211,V5213)-SUM(G5107)*1000*1-SUM(G5353)*1)/1000,1),\nROUNDUP((SUM(G10:G14)-SUM(-SUM(G24:G25),SUM(-G23)*1))/1000,1)+ROUNDUP((SUM(V5207:V5211,V5213)-SUM(G5107)*1000*1-SUM(G5353)*1)/1000,1)))),\n\"\")))","v":""},{"$f":"IF(OR(E6<>$D$5209,COUNTBLANK(E26)=1,AND(F6<>$D$5214,F6<>$D$5213,T5201=0)),\"\",\nIF(OR(G5103=D5202,G5103=D5205,G5103=D5206),\nIF(AND(SUM(G10:G14)-SUM(-SUM(G24:G25),SUM(-G23,G5353)*1)<0,SUM(V5207:V5211,V5213)-SUM(G5107)*1000*1<0),\nROUNDDOWN((SUM(G10:G14)-SUM(-SUM(G24:G25),SUM(-G23,G5353)*1))/1000,1),\nIF(AND(SUM(G10:G14)-SUM(-SUM(G24:G25),SUM(-G23,G5353)*1)<0,SUM(V5207:V5211,V5213)-SUM(G5107)*1000*1>=0),\nROUNDDOWN((SUM(G10:G14)-SUM(-SUM(G24:G25),SUM(-G23,G5353)*1))/1000,1),\nIF(AND(SUM(G10:G14)-SUM(-SUM(G24:G25),SUM(-G23,G5353)*1)>=0,SUM(V5207:V5211,V5213)-SUM(G5107)*1000*1<0),\nROUNDUP((SUM(G10:G14)-SUM(-SUM(G24:G25),SUM(-G23,G5353)*1))/1000,1),\nROUNDUP((SUM(G10:G14)-SUM(-SUM(G24:G25),SUM(-G23,G5353)*1))/1000,1)))),\nIF(OR(G5103=D5203,G5103=D5204),\nIF(AND(SUM(G10:G14)-SUM(-SUM(G24:G25),SUM(-G23)*1)<0,SUM(V5207:V5211,V5213)-SUM(G5107)*1000*1-SUM(G5353)*1<0),\nROUNDDOWN((SUM(G10:G14)-SUM(-SUM(G24:G25),SUM(-G23)*1))/1000,1),\nIF(AND(SUM(G10:G14)-SUM(-SUM(G24:G25),SUM(-G23)*1)<0,SUM(V5207:V5211,V5213)-SUM(G5107)*1000*1-SUM(G5353)*1>=0),\nROUNDDOWN((SUM(G10:G14)-SUM(-SUM(G24:G25),SUM(-G23)*1))/1000,1),\nIF(AND(SUM(G10:G14)-SUM(-SUM(G24:G25),SUM(-G23)*1)>=0,SUM(V5207:V5211,V5213)-SUM(G5107)*1000*1-SUM(G5353)*1<0),\nROUNDUP((SUM(G10:G14)-SUM(-SUM(G24:G25),SUM(-G23)*1))/1000,1),\nROUNDUP((SUM(G10:G14)-SUM(-SUM(G24:G25),SUM(-G23)*1))/1000,1)))),\n\"\")))","v":""}," 再エネ除く削減率",{"$f":"IF(ISERROR((1-H5289)),\"\",IF(H83>=0,ROUNDDOWN((1-H5289)*100,0),ROUNDUP((1-H5289)*100,0)))","v":""},{"$f":"IF(ISERROR((1-I5289)),\"\",IF(I83>=0,ROUNDDOWN((1-I5289)*100,0),ROUNDUP((1-I5289)*100,0)))","v":""},"","","","","","","","","","","","","","","","","","","","","","","","","","","","","","","","","","","","","","","","","","","","","","","","","","","","","","","","","","","","","","","",{"$f":"IF(ISERROR((1-BU5289)),\"\",IF(BU83>=0,ROUNDDOWN((1-BU5289)*100,0),ROUNDUP((1-BU5289)*100,0)))","v":""},"","","","","","","","","","","","","","","","","","","","","","","","","","","","","","","","","","","","","","","","","","","","","","","","","","","","","","","","","","","","","","","",{"$f":"IF(ISERROR((1-EG5289)),\"\",IF(EG83>=0,ROUNDDOWN((1-EG5289)*100,0),ROUNDUP((1-EG5289)*100,0)))","v":""},"","","","","","","","","","","","","","","","","","","","","","","","","","","","","","","","","","","","","","","","","","","","","","","","","","","","","","","","","","","","","","","",{"$f":"IF(ISERROR((1-GS5289)),\"\",IF(GS83>=0,ROUNDDOWN((1-GS5289)*100,0),ROUNDUP((1-GS5289)*100,0)))","v":""},"","","","","","","","","","","","","","","","","","","","","","","","","","","","","","","","","","","","","","","","","","","","","","","","","","","","","","","","","","","","","","","",{"$f":"IF(ISERROR((1-JE5289)),\"\",IF(JE83>=0,ROUNDDOWN((1-JE5289)*100,0),ROUNDUP((1-JE5289)*100,0)))","v":""},"","","","","","","","","","","","","","","","","","","","","","","","","","","","","","","","","","","","","","","","","","","","","","","","","","","","","","","","","","","","","","","",{"$f":"IF(ISERROR((1-LQ5289)),\"\",IF(LQ83>=0,ROUNDDOWN((1-LQ5289)*100,0),ROUNDUP((1-LQ5289)*100,0)))","v":""},"","","","","","","","","","","","","","","","","","","","","","","","","","","","","","","","","","","","","","","","","","","","","","","","","","","","","","","","","","","","","","","",{"$f":"IF(ISERROR((1-OC5289)),\"\",IF(OC83>=0,ROUNDDOWN((1-OC5289)*100,0),ROUNDUP((1-OC5289)*100,0)))","v":""},"","","","","","","","","","","","","",""]
[null,null,"再生可能エネルギーを加えた一次\nｴﾈﾙｷﾞｰ消費削減量（その他除く）",null,{"$f":"IF(ISERROR(E27-E88),\"\",D92-E88)","v":""},{"$f":"IF(OR(E6<>$D$5209,COUNTBLANK(E26)=1,AND(F6<>$D$5214,F6<>$D$5213,T5201=0)),\"\",\nIF(OR(G5103=D5202,G5103=D5205,G5103=D5206),\nIF(AND(SUM(G10:G14)-SUM(-SUM(G24:G25),SUM(-G23,G5353)*1)<0,SUM(V5207:V5211,V5213)-SUM(G5107)*1000*1<0),\nROUNDDOWN((SUM(V5207:V5211,V5213)-SUM(G5107)*1000*1)/1000,1),\nIF(AND(SUM(G10:G14)-SUM(-SUM(G24:G25),SUM(-G23,G5353)*1)<0,SUM(V5207:V5211,V5213)-SUM(G5107)*1000*1>=0),\nROUNDUP((SUM(V5207:V5211,V5213)-SUM(G5107)*1000*1)/1000,1),\nIF(AND(SUM(G10:G14)-SUM(-SUM(G24:G25),SUM(-G23,G5353)*1)>=0,SUM(V5207:V5211,V5213)-SUM(G5107)*1000*1<0),\nROUNDDOWN((SUM(V5207:V5211,V5213)-SUM(G5107)*1000*1)/1000,1),\nROUNDUP((SUM(V5207:V5211,V5213)-SUM(G5107)*1000*1)/1000,1)))),\nIF(OR(G5103=D5203,G5103=D5204),\nIF(AND(SUM(G10:G14)-SUM(-SUM(G24:G25),SUM(-G23)*1)<0,SUM(V5207:V5211,V5213)-SUM(G5107)*1000*1-SUM(G5353)*1<0),\nROUNDDOWN((SUM(V5207:V5211,V5213)-SUM(G5107)*1000*1-SUM(G5353)*1)/1000,1),\nIF(AND(SUM(G10:G14)-SUM(-SUM(G24:G25),SUM(-G23)*1)<0,SUM(V5207:V5211,V5213)-SUM(G5107)*1000*1-SUM(G5353)*1>=0),\nROUNDUP((SUM(V5207:V5211,V5213)-SUM(G5107)*1000*1-SUM(G5353)*1)/1000,1),\nIF(AND(SUM(G10:G14)-SUM(-SUM(G24:G25),SUM(-G23)*1)>=0,SUM(V5207:V5211,V5213)-SUM(G5107)*1000*1-SUM(G5353)*1<0),\nROUNDDOWN((SUM(V5207:V5211,V5213)-SUM(G5107)*1000*1-SUM(G5353)*1)/1000,1),\nROUNDUP((SUM(V5207:V5211,V5213)-SUM(G5107)*1000*1-SUM(G5353)*1)/1000,1)))),\n\"\")))","v":""}," 再エネ含む削減率（総売電）",{"$f":"IF(ISERROR(1-H5299),\"\",IF(H86>=0,ROUNDDOWN((1-H5299)*100,0),ROUNDUP((1-H5299)*100,0)))","v":""},"","","","","","","","","","","","","","","","","","","","","","","","","","","","","","","","","","","","","","","","","","","","","","","","","","","","","","","","","","","","","","","",{"$f":"IF(ISERROR(1-BT5299),\"\",IF(BT86>=0,ROUNDDOWN((1-BT5299)*100,0),ROUNDUP((1-BT5299)*100,0)))","v":""},"","","","","","","","","","","","","","","","","","","","","","","","","","","","","","","","","","","","","","","","","","","","","","","","","","","","","","","","","","","","","","","",{"$f":"IF(ISERROR(1-EF5299),\"\",IF(EF86>=0,ROUNDDOWN((1-EF5299)*100,0),ROUNDUP((1-EF5299)*100,0)))","v":""},"","","","","","","","","","","","","","","","","","","","","","","","","","","","","","","","","","","","","","","","","","","","","","","","","","","","","","","","","","","","","","","",{"$f":"IF(ISERROR(1-GR5299),\"\",IF(GR86>=0,ROUNDDOWN((1-GR5299)*100,0),ROUNDUP((1-GR5299)*100,0)))","v":""},"","","","","","","","","","","","","","","","","","","","","","","","","","","","","","","","","","","","","","","","","","","","","","","","","","","","","","","","","","","","","","","",{"$f":"IF(ISERROR(1-JD5299),\"\",IF(JD86>=0,ROUNDDOWN((1-JD5299)*100,0),ROUNDUP((1-JD5299)*100,0)))","v":""},"","","","","","","","","","","","","","","","","","","","","","","","","","","","","","","","","","","","","","","","","","","","","","","","","","","","","","","","","","","","","","","",{"$f":"IF(ISERROR(1-LP5299),\"\",IF(LP86>=0,ROUNDDOWN((1-LP5299)*100,0),ROUNDUP((1-LP5299)*100,0)))","v":""},"","","","","","","","","","","","","","","","","","","","","","","","","","","","","","","","","","","","","","","","","","","","","","","","","","","","","","","","","","","","","","","",{"$f":"IF(ISERROR(1-OB5299),\"\",IF(OB86>=0,ROUNDDOWN((1-OB5299)*100,0),ROUNDUP((1-OB5299)*100,0)))","v":""},"","","","","","","","","","","","","","",""]
[null,null," 再エネ含む削減率（PV売電のみ）",null,{"$f":"IF(ISERROR(E89/E27),\"\",IF(E89>=0,ROUNDDOWN(E89/D92*100,0),ROUNDUP(E89/D92*100,0)))","v":""},null,"省エネ基準削減率",{"$f":"IF(ISERROR(1-H5287),\"\",IF((H5285-H5286)>=0,ROUNDDOWN((1-H5287)*100,0),ROUNDUP((1-H5287)*100,0)))","v":""},{"$f":"IF(ISERROR(1-I5287),\"\",IF((I5285-I5286)>=0,ROUNDDOWN((1-I5287)*100,0),ROUNDUP((1-I5287)*100,0)))","v":""},"","","","","","","","","","","","","","","","","","","","","","","","","","","","","","","","","","","","","","","","","","","","","","","","","","","","","","","","","","","","","","","",{"$f":"IF(ISERROR(1-BU5287),\"\",IF((BU5285-BU5286)>=0,ROUNDDOWN((1-BU5287)*100,0),ROUNDUP((1-BU5287)*100,0)))","v":""},"","","","","","","","","","","","","","","","","","","","","","","","","","","","","","","","","","","","","","","","","","","","","","","","","","","","","","","","","","","","","","","",{"$f":"IF(ISERROR(1-EG5287),\"\",IF((EG5285-EG5286)>=0,ROUNDDOWN((1-EG5287)*100,0),ROUNDUP((1-EG5287)*100,0)))","v":""},"","","","","","","","","","","","","","","","","","","","","","","","","","","","","","","","","","","","","","","","","","","","","","","","","","","","","","","","","","","","","","","",{"$f":"IF(ISERROR(1-GS5287),\"\",IF((GS5285-GS5286)>=0,ROUNDDOWN((1-GS5287)*100,0),ROUNDUP((1-GS5287)*100,0)))","v":""},"","","","","","","","","","","","","","","","","","","","","","","","","","","","","","","","","","","","","","","","","","","","","","","","","","","","","","","","","","","","","","","",{"$f":"IF(ISERROR(1-JE5287),\"\",IF((JE5285-JE5286)>=0,ROUNDDOWN((1-JE5287)*100,0),ROUNDUP((1-JE5287)*100,0)))","v":""},"","","","","","","","","","","","","","","","","","","","","","","","","","","","","","","","","","","","","","","","","","","","","","","","","","","","","","","","","","","","","","","",{"$f":"IF(ISERROR(1-LQ5287),\"\",IF((LQ5285-LQ5286)>=0,ROUNDDOWN((1-LQ5287)*100,0),ROUNDUP((1-LQ5287)*100,0)))","v":""},"","","","","","","","","","","","","","","","","","","","","","","","","","","","","","","","","","","","","","","","","","","","","","","","","","","","","","","","","","","","","","","",{"$f":"IF(ISERROR(1-OC5287),\"\",IF((OC5285-OC5286)>=0,ROUNDDOWN((1-OC5287)*100,0),ROUNDUP((1-OC5287)*100,0)))","v":""},"","","","","","","","","","","","","",""]
[null,null,"省エネ・設計（その他除く）",{"$f":"E26","v":""},{"$f":"G26","v":""},{"$f":"F26","v":""},"5-2設計",{"$f":"IF(OR(H41=\"\",H64=\"\"),\"\",IF(OR(H64=8,H64=7,H64=6),H5307,IF(OR(H64=5,H64=4),H5305,\"\")))","v":""},{"$f":"IF(OR(I41=\"\",I64=\"\"),\"\",IF(OR(I64=8,I64=7,I64=6),I5307,IF(OR(I64=5,I64=4),I5305,\"\")))","v":""},"","","","","","","","","","","","","","","","","","","","","","","","","","","","","","","","","","","","","","","","","","","","","","","","","","","","","","","","","","","","","","","",{"$f":"IF(OR(BU41=\"\",BU64=\"\"),\"\",IF(OR(BU64=8,BU64=7,BU64=6),BU5307,IF(OR(BU64=5,BU64=4),BU5305,\"\")))","v":""},"","","","","","","","","","","","","","","","","","","","","","","","","","","","","","","","","","","","","","","","","","","","","","","","","","","","","","","","","","","","","","","",{"$f":"IF(OR(EG41=\"\",EG64=\"\"),\"\",IF(OR(EG64=8,EG64=7,EG64=6),EG5307,IF(OR(EG64=5,EG64=4),EG5305,\"\")))","v":""},"","","","","","","","","","","","","","","","","","","","","","","","","","","","","","","","","","","","","","","","","","","","","","","","","","","","","","","","","","","","","","","",{"$f":"IF(OR(GS41=\"\",GS64=\"\"),\"\",IF(OR(GS64=8,GS64=7,GS64=6),GS5307,IF(OR(GS64=5,GS64=4),GS5305,\"\")))","v":""},"","","","","","","","","","","","","","","","","","","","","","","","","","","","","","","","","","","","","","","","","","","","","","","","","","","","","","","","","","","","","","","",{"$f":"IF(OR(JE41=\"\",JE64=\"\"),\"\",IF(OR(JE64=8,JE64=7,JE64=6),JE5307,IF(OR(JE64=5,JE64=4),JE5305,\"\")))","v":""},"","","","","","","","","","","","","","","","","","","","","","","","","","","","","","","","","","","","","","","","","","","","","","","","","","","","","","","","","","","","","","","",{"$f":"IF(OR(LQ41=\"\",LQ64=\"\"),\"\",IF(OR(LQ64=8,LQ64=7,LQ64=6),LQ5307,IF(OR(LQ64=5,LQ64=4),LQ5305,\"\")))","v":""},"","","","","","","","","","","","","","","","","","","","","","","","","","","","","","","","","","","","","","","","","","","","","","","","","","","","","","","","","","","","","","","",{"$f":"IF(OR(OC41=\"\",OC64=\"\"),\"\",IF(OR(OC64=8,OC64=7,OC64=6),OC5307,IF(OR(OC64=5,OC64=4),OC5305,\"\")))","v":""},"","","","","","","","","","","","","",""]
[null,null,"省エネ・基準（その他除く）",{"$f":"E27","v":""},{"$f":"G27","v":""},{"$f":"F27","v":""},"5-2基準",{"$f":"IF(OR(H41=\"\",H64=\"\"),\"\",IF(H64=8,H5319,IF(H64=7,H5318,IF(H64=6,H5308,IF(H64=5,H5306,IF(H64=4,H5304,\"\"))))))","v":""},{"$f":"IF(OR(I41=\"\",I64=\"\"),\"\",IF(I64=8,I5319,IF(I64=7,I5318,IF(I64=6,I5308,IF(I64=5,I5306,IF(I64=4,I5304,\"\"))))))","v":""},"","","","","","","","","","","","","","","","","","","","","","","","","","","","","","","","","","","","","","","","","","","","","","","","","","","","","","","","","","","","","","","",{"$f":"IF(OR(BU41=\"\",BU64=\"\"),\"\",IF(BU64=8,BU5319,IF(BU64=7,BU5318,IF(BU64=6,BU5308,IF(BU64=5,BU5306,IF(BU64=4,BU5304,\"\"))))))","v":""},"","","","","","","","","","","","","","","","","","","","","","","","","","","","","","","","","","","","","","","","","","","","","","","","","","","","","","","","","","","","","","","",{"$f":"IF(OR(EG41=\"\",EG64=\"\"),\"\",IF(EG64=8,EG5319,IF(EG64=7,EG5318,IF(EG64=6,EG5308,IF(EG64=5,EG5306,IF(EG64=4,EG5304,\"\"))))))","v":""},"","","","","","","","","","","","","","","","","","","","","","","","","","","","","","","","","","","","","","","","","","","","","","","","","","","","","","","","","","","","","","","",{"$f":"IF(OR(GS41=\"\",GS64=\"\"),\"\",IF(GS64=8,GS5319,IF(GS64=7,GS5318,IF(GS64=6,GS5308,IF(GS64=5,GS5306,IF(GS64=4,GS5304,\"\"))))))","v":""},"","","","","","","","","","","","","","","","","","","","","","","","","","","","","","","","","","","","","","","","","","","","","","","","","","","","","","","","","","","","","","","",{"$f":"IF(OR(JE41=\"\",JE64=\"\"),\"\",IF(JE64=8,JE5319,IF(JE64=7,JE5318,IF(JE64=6,JE5308,IF(JE64=5,JE5306,IF(JE64=4,JE5304,\"\"))))))","v":""},"","","","","","","","","","","","","","","","","","","","","","","","","","","","","","","","","","","","","","","","","","","","","","","","","","","","","","","","","","","","","","","",{"$f":"IF(OR(LQ41=\"\",LQ64=\"\"),\"\",IF(LQ64=8,LQ5319,IF(LQ64=7,LQ5318,IF(LQ64=6,LQ5308,IF(LQ64=5,LQ5306,IF(LQ64=4,LQ5304,\"\"))))))","v":""},"","","","","","","","","","","","","","","","","","","","","","","","","","","","","","","","","","","","","","","","","","","","","","","","","","","","","","","","","","","","","","","",{"$f":"IF(OR(OC41=\"\",OC64=\"\"),\"\",IF(OC64=8,OC5319,IF(OC64=7,OC5318,IF(OC64=6,OC5308,IF(OC64=5,OC5306,IF(OC64=4,OC5304,\"\"))))))","v":""},"","","","","","","","","","","","","",""]
[null,null,"省エネ基準削減率",{"$f":"IF(ISERROR(D91/D92),\"\",1-ROUNDUP(D91/D92,2))","v":""},null,null,"削減率（自家）",{"$f":"IF(OR(H41=\"\",H91=\"\",H8=\"\"),\"\",IF(OR(H64=8,H64=7,H64=6),ROUNDDOWN(SUM(H23)*(-1)/H8/ROUNDUP(H91*1000/H8,0)*100,0),\"－\"))","v":""},{"$f":"IF(OR(I41=\"\",I91=\"\",I8=\"\"),\"\",IF(OR(I64=8,I64=7,I64=6),ROUNDDOWN(SUM(I23)*(-1)/I8/ROUNDUP(I91*1000/I8,0)*100,0),\"－\"))","v":""},"","","","","","","","","","","","","","","","","","","","","","","","","","","","","","","","","","","","","","","","","","","","","","","","","","","","","","","","","","","","","","","",{"$f":"IF(OR(BU41=\"\",BU91=\"\",BU8=\"\"),\"\",IF(OR(BU64=8,BU64=7,BU64=6),ROUNDDOWN(SUM(BU23)*(-1)/BU8/ROUNDUP(BU91*1000/BU8,0)*100,0),\"－\"))","v":""},"","","","","","","","","","","","","","","","","","","","","","","","","","","","","","","","","","","","","","","","","","","","","","","","","","","","","","","","","","","","","","","",{"$f":"IF(OR(EG41=\"\",EG91=\"\",EG8=\"\"),\"\",IF(OR(EG64=8,EG64=7,EG64=6),ROUNDDOWN(SUM(EG23)*(-1)/EG8/ROUNDUP(EG91*1000/EG8,0)*100,0),\"－\"))","v":""},"","","","","","","","","","","","","","","","","","","","","","","","","","","","","","","","","","","","","","","","","","","","","","","","","","","","","","","","","","","","","","","",{"$f":"IF(OR(GS41=\"\",GS91=\"\",GS8=\"\"),\"\",IF(OR(GS64=8,GS64=7,GS64=6),ROUNDDOWN(SUM(GS23)*(-1)/GS8/ROUNDUP(GS91*1000/GS8,0)*100,0),\"－\"))","v":""},"","","","","","","","","","","","","","","","","","","","","","","","","","","","","","","","","","","","","","","","","","","","","","","","","","","","","","","","","","","","","","","",{"$f":"IF(OR(JE41=\"\",JE91=\"\",JE8=\"\"),\"\",IF(OR(JE64=8,JE64=7,JE64=6),ROUNDDOWN(SUM(JE23)*(-1)/JE8/ROUNDUP(JE91*1000/JE8,0)*100,0),\"－\"))","v":""},"","","","","","","","","","","","","","","","","","","","","","","","","","","","","","","","","","","","","","","","","","","","","","","","","","","","","","","","","","","","","","","",{"$f":"IF(OR(LQ41=\"\",LQ91=\"\",LQ8=\"\"),\"\",IF(OR(LQ64=8,LQ64=7,LQ64=6),ROUNDDOWN(SUM(LQ23)*(-1)/LQ8/ROUNDUP(LQ91*1000/LQ8,0)*100,0),\"－\"))","v":""},"","","","","","","","","","","","","","","","","","","","","","","","","","","","","","","","","","","","","","","","","","","","","","","","","","","","","","","","","","","","","","","",{"$f":"IF(OR(OC41=\"\",OC91=\"\",OC8=\"\"),\"\",IF(OR(OC64=8,OC64=7,OC64=6),ROUNDDOWN(SUM(OC23)*(-1)/OC8/ROUNDUP(OC91*1000/OC8,0)*100,0),\"－\"))","v":""},"","","","","","","","","","","","","",""]
[null,null,null,null,null,null,"削減率（自・売）",{"$f":"IF(OR(H41=\"\",H91=\"\",H8=\"\"),\"\",IF(OR(H64=8,H64=7,H64=6),ROUNDDOWN((SUM(H23)*(-1)+SUM(H32)*1)/H8/ROUNDUP(H91*1000/H8,0)*100,0),\"－\"))","v":""},{"$f":"IF(OR(I41=\"\",I91=\"\",I8=\"\"),\"\",IF(OR(I64=8,I64=7,I64=6),ROUNDDOWN((SUM(I23)*(-1)+SUM(I32)*1)/I8/ROUNDUP(I91*1000/I8,0)*100,0),\"－\"))","v":""},"","","","","","","","","","","","","","","","","","","","","","","","","","","","","","","","","","","","","","","","","","","","","","","","","","","","","","","","","","","","","","","",{"$f":"IF(OR(BU41=\"\",BU91=\"\",BU8=\"\"),\"\",IF(OR(BU64=8,BU64=7,BU64=6),ROUNDDOWN((SUM(BU23)*(-1)+SUM(BU32)*1)/BU8/ROUNDUP(BU91*1000/BU8,0)*100,0),\"－\"))","v":""},"","","","","","","","","","","","","","","","","","","","","","","","","","","","","","","","","","","","","","","","","","","","","","","","","","","","","","","","","","","","","","","",{"$f":"IF(OR(EG41=\"\",EG91=\"\",EG8=\"\"),\"\",IF(OR(EG64=8,EG64=7,EG64=6),ROUNDDOWN((SUM(EG23)*(-1)+SUM(EG32)*1)/EG8/ROUNDUP(EG91*1000/EG8,0)*100,0),\"－\"))","v":""},"","","","","","","","","","","","","","","","","","","","","","","","","","","","","","","","","","","","","","","","","","","","","","","","","","","","","","","","","","","","","","","",{"$f":"IF(OR(GS41=\"\",GS91=\"\",GS8=\"\"),\"\",IF(OR(GS64=8,GS64=7,GS64=6),ROUNDDOWN((SUM(GS23)*(-1)+SUM(GS32)*1)/GS8/ROUNDUP(GS91*1000/GS8,0)*100,0),\"－\"))","v":""},"","","","","","","","","","","","","","","","","","","","","","","","","","","","","","","","","","","","","","","","","","","","","","","","","","","","","","","","","","","","","","","",{"$f":"IF(OR(JE41=\"\",JE91=\"\",JE8=\"\"),\"\",IF(OR(JE64=8,JE64=7,JE64=6),ROUNDDOWN((SUM(JE23)*(-1)+SUM(JE32)*1)/JE8/ROUNDUP(JE91*1000/JE8,0)*100,0),\"－\"))","v":""},"","","","","","","","","","","","","","","","","","","","","","","","","","","","","","","","","","","","","","","","","","","","","","","","","","","","","","","","","","","","","","","",{"$f":"IF(OR(LQ41=\"\",LQ91=\"\",LQ8=\"\"),\"\",IF(OR(LQ64=8,LQ64=7,LQ64=6),ROUNDDOWN((SUM(LQ23)*(-1)+SUM(LQ32)*1)/LQ8/ROUNDUP(LQ91*1000/LQ8,0)*100,0),\"－\"))","v":""},"","","","","","","","","","","","","","","","","","","","","","","","","","","","","","","","","","","","","","","","","","","","","","","","","","","","","","","","","","","","","","","",{"$f":"IF(OR(OC41=\"\",OC91=\"\",OC8=\"\"),\"\",IF(OR(OC64=8,OC64=7,OC64=6),ROUNDDOWN((SUM(OC23)*(-1)+SUM(OC32)*1)/OC8/ROUNDUP(OC91*1000/OC8,0)*100,0),\"－\"))","v":""},"","","","","","","","","","","","","",""]
[]
[]
[]
[]
[null,"非表示"]
[null,"PDF貼付けセル（共用部分） ⇒ ",null,null,null,"PDF貼付けセル（住戸） ⇒ "]
[null,"非表示"]
[]
[]
[]
[]
[]
[]
[]
[]
[]
[]
[]
[]
[]
[]
[]
[]
[]
[]
[]
[]
[]
[]
[]
[]
[]
[]
[]
[]
[]
[]
[]
[]
[]
[]
[]
[]
[]
[]
[]
[]
[]
[]
[]
[]
[]
[]
[]
[]
[]
[]
[]
[]
[]
[]
[]
[]
[]
[]
[]
[]
[]
[]
[]
[]
[]
[]
[]
[]
[]
[]
[]
[]
[]
[]
[]
[]
[]
[]
[]
[]
[]
[]
[]
[]
[]
[]
[]
[]
[]
[]
[]
[]
[]
[]
[]
[]
[]
[]
[]
[]
[]
[]
[]
[]
[]
[]
[]
[]
[]
[]
[]
[]
[]
[]
[]
[]
[]
[]
[]
[]
[]
[]
[]
[]
[]
[]
[]
[]
[]
[]
[]
[]
[]
[]
[]
[]
[]
[]
[]
[]
[]
[]
[]
[]
[]
[]
[]
[]
[]
[]
[]
[]
[]
[]
[]
[]
[]
[]
[]
[]
[]
[]
[]
[]
[]
[]
[]
[]
[]
[]
[]
[]
[]
[]
[]
[]
[]
[]
[]
[]
[]
[]
[]
[]
[]
[]
[]
[]
[]
[]
[]
[]
[]
[]
[]
[]
[]
[]
[]
[]
[]
[]
[]
[]
[]
[]
[]
[]
[]
[]
[]
[]
[]
[]
[]
[]
[]
[]
[]
[]
[]
[]
[]
[]
[]
[]
[]
[]
[]
[]
[]
[]
[]
[]
[]
[]
[]
[]
[]
[]
[]
[]
[]
[]
[]
[]
[]
[]
[]
[]
[]
[]
[]
[]
[]
[]
[]
[]
[]
[]
[]
[]
[]
[]
[]
[]
[]
[]
[]
[]
[]
[]
[]
[]
[]
[]
[]
[]
[]
[]
[]
[]
[]
[]
[]
[]
[]
[]
[]
[]
[]
[]
[]
[]
[]
[]
[]
[]
[]
[]
[]
[]
[]
[]
[]
[]
[]
[]
[]
[]
[]
[]
[]
[]
[]
[]
[]
[]
[]
[]
[]
[]
[]
[]
[]
[]
[]
[]
[]
[]
[]
[]
[]
[]
[]
[]
[]
[]
[]
[]
[]
[]
[]
[]
[]
[]
[]
[]
[]
[]
[]
[]
[]
[]
[]
[]
[]
[]
[]
[]
[]
[]
[]
[]
[]
[]
[]
[]
[]
[]
[]
[]
[]
[]
[]
[]
[]
[]
[]
[]
[]
[]
[]
[]
[]
[]
[]
[]
[]
[]
[]
[]
[]
[]
[]
[]
[]
[]
[]
[]
[]
[]
[]
[]
[]
[]
[]
[]
[]
[]
[]
[]
[]
[]
[]
[]
[]
[]
[]
[]
[]
[]
[]
[]
[]
[]
[]
[]
[]
[]
[]
[]
[]
[]
[]
[]
[]
[]
[]
[]
[]
[]
[]
[]
[]
[]
[]
[]
[]
[]
[]
[]
[]
[]
[]
[]
[]
[]
[]
[]
[]
[]
[]
[]
[]
[]
[]
[]
[]
[]
[]
[]
[]
[]
[]
[]
[]
[]
[]
[]
[]
[]
[]
[]
[]
[]
[]
[]
[]
[]
[]
[]
[]
[]
[]
[]
[]
[]
[]
[]
[]
[]
[]
[]
[]
[]
[]
[]
[]
[]
[]
[]
[]
[]
[]
[]
[]
[]
[]
[]
[]
[]
[]
[]
[]
[]
[]
[]
[]
[]
[]
[]
[]
[]
[]
[]
[]
[]
[]
[]
[]
[]
[]
[]
[]
[]
[]
[]
[]
[]
[]
[]
[]
[]
[]
[]
[]
[]
[]
[]
[]
[]
[]
[]
[]
[]
[]
[]
[]
[]
[]
[]
[]
[]
[]
[]
[]
[]
[]
[]
[]
[]
[]
[]
[]
[]
[]
[]
[]
[]
[]
[]
[]
[]
[]
[]
[]
[]
[]
[]
[]
[]
[]
[]
[]
[]
[]
[]
[]
[]
[]
[]
[]
[]
[]
[]
[]
[]
[]
[]
[]
[]
[]
[]
[]
[]
[]
[]
[]
[]
[]
[]
[]
[]
[]
[]
[]
[]
[]
[]
[]
[]
[]
[]
[]
[]
[]
[]
[]
[]
[]
[]
[]
[]
[]
[]
[]
[]
[]
[]
[]
[]
[]
[]
[]
[]
[]
[]
[]
[]
[]
[]
[]
[]
[]
[]
[]
[]
[]
[]
[]
[]
[]
[]
[]
[]
[]
[]
[]
[]
[]
[]
[]
[]
[]
[]
[]
[]
[]
[]
[]
[]
[]
[]
[]
[]
[]
[]
[]
[]
[]
[]
[]
[]
[]
[]
[]
[]
[]
[]
[]
[]
[]
[]
[]
[]
[]
[]
[]
[]
[]
[]
[]
[]
[]
[]
[]
[]
[]
[]
[]
[]
[]
[]
[]
[]
[]
[]
[]
[]
[]
[]
[]
[]
[]
[]
[]
[]
[]
[]
[]
[]
[]
[]
[]
[]
[]
[]
[]
[]
[]
[]
[]
[]
[]
[]
[]
[]
[]
[]
[]
[]
[]
[]
[]
[]
[]
[]
[]
[]
[]
[]
[]
[]
[]
[]
[]
[]
[]
[]
[]
[]
[]
[]
[]
[]
[]
[]
[]
[]
[]
[]
[]
[]
[]
[]
[]
[]
[]
[]
[]
[]
[]
[]
[]
[]
[]
[]
[]
[]
[]
[]
[]
[]
[]
[]
[]
[]
[]
[]
[]
[]
[]
[]
[]
[]
[]
[]
[]
[]
[]
[]
[]
[]
[]
[]
[]
[]
[]
[]
[]
[]
[]
[]
[]
[]
[]
[]
[]
[]
[]
[]
[]
[]
[]
[]
[]
[]
[]
[]
[]
[]
[]
[]
[]
[]
[]
[]
[]
[]
[]
[]
[]
[]
[]
[]
[]
[]
[]
[]
[]
[]
[]
[]
[]
[]
[]
[]
[]
[]
[]
[]
[]
[]
[]
[]
[]
[]
[]
[]
[]
[]
[]
[]
[]
[]
[]
[]
[]
[]
[]
[]
[]
[]
[]
[]
[]
[]
[]
[]
[]
[]
[]
[]
[]
[]
[]
[]
[]
[]
[]
[]
[]
[]
[]
[]
[]
[]
[]
[]
[]
[]
[]
[]
[]
[]
[]
[]
[]
[]
[]
[]
[]
[]
[]
[]
[]
[]
[]
[]
[]
[]
[]
[]
[]
[]
[]
[]
[]
[]
[]
[]
[]
[]
[]
[]
[]
[]
[]
[]
[]
[]
[]
[]
[]
[]
[]
[]
[]
[]
[]
[]
[]
[]
[]
[]
[]
[]
[]
[]
[]
[]
[]
[]
[]
[]
[]
[]
[]
[]
[]
[]
[]
[]
[]
[]
[]
[]
[]
[]
[]
[]
[]
[]
[]
[]
[]
[]
[]
[]
[]
[]
[]
[]
[]
[]
[]
[]
[]
[]
[]
[]
[]
[]
[]
[]
[]
[]
[]
[]
[]
[]
[]
[]
[]
[]
[]
[]
[]
[]
[]
[]
[]
[]
[]
[]
[]
[]
[]
[]
[]
[]
[]
[]
[]
[]
[]
[]
[]
[]
[]
[]
[]
[]
[]
[]
[]
[]
[]
[]
[]
[]
[]
[]
[]
[]
[]
[]
[]
[]
[]
[]
[]
[]
[]
[]
[]
[]
[]
[]
[]
[]
[]
[]
[]
[]
[]
[]
[]
[]
[]
[]
[]
[]
[]
[]
[]
[]
[]
[]
[]
[]
[]
[]
[]
[]
[]
[]
[]
[]
[]
[]
[]
[]
[]
[]
[]
[]
[]
[]
[]
[]
[]
[]
[]
[]
[]
[]
[]
[]
[]
[]
[]
[]
[]
[]
[]
[]
[]
[]
[]
[]
[]
[]
[]
[]
[]
[]
[]
[]
[]
[]
[]
[]
[]
[]
[]
[]
[]
[]
[]
[]
[]
[]
[]
[]
[]
[]
[]
[]
[]
[]
[]
[]
[]
[]
[]
[]
[]
[]
[]
[]
[]
[]
[]
[]
[]
[]
[]
[]
[]
[]
[]
[]
[]
[]
[]
[]
[]
[]
[]
[]
[]
[]
[]
[]
[]
[]
[]
[]
[]
[]
[]
[]
[]
[]
[]
[]
[]
[]
[]
[]
[]
[]
[]
[]
[]
[]
[]
[]
[]
[]
[]
[]
[]
[]
[]
[]
[]
[]
[]
[]
[]
[]
[]
[]
[]
[]
[]
[]
[]
[]
[]
[]
[]
[]
[]
[]
[]
[]
[]
[]
[]
[]
[]
[]
[]
[]
[]
[]
[]
[]
[]
[]
[]
[]
[]
[]
[]
[]
[]
[]
[]
[]
[]
[]
[]
[]
[]
[]
[]
[]
[]
[]
[]
[]
[]
[]
[]
[]
[]
[]
[]
[]
[]
[]
[]
[]
[]
[]
[]
[]
[]
[]
[]
[]
[]
[]
[]
[]
[]
[]
[]
[]
[]
[]
[]
[]
[]
[]
[]
[]
[]
[]
[]
[]
[]
[]
[]
[]
[]
[]
[]
[]
[]
[]
[]
[]
[]
[]
[]
[]
[]
[]
[]
[]
[]
[]
[]
[]
[]
[]
[]
[]
[]
[]
[]
[]
[]
[]
[]
[]
[]
[]
[]
[]
[]
[]
[]
[]
[]
[]
[]
[]
[]
[]
[]
[]
[]
[]
[]
[]
[]
[]
[]
[]
[]
[]
[]
[]
[]
[]
[]
[]
[]
[]
[]
[]
[]
[]
[]
[]
[]
[]
[]
[]
[]
[]
[]
[]
[]
[]
[]
[]
[]
[]
[]
[]
[]
[]
[]
[]
[]
[]
[]
[]
[]
[]
[]
[]
[]
[]
[]
[]
[]
[]
[]
[]
[]
[]
[]
[]
[]
[]
[]
[]
[]
[]
[]
[]
[]
[]
[]
[]
[]
[]
[]
[]
[]
[]
[]
[]
[]
[]
[]
[]
[]
[]
[]
[]
[]
[]
[]
[]
[]
[]
[]
[]
[]
[]
[]
[]
[]
[]
[]
[]
[]
[]
[]
[]
[]
[]
[]
[]
[]
[]
[]
[]
[]
[]
[]
[]
[]
[]
[]
[]
[]
[]
[]
[]
[]
[]
[]
[]
[]
[]
[]
[]
[]
[]
[]
[]
[]
[]
[]
[]
[]
[]
[]
[]
[]
[]
[]
[]
[]
[]
[]
[]
[]
[]
[]
[]
[]
[]
[]
[]
[]
[]
[]
[]
[]
[]
[]
[]
[]
[]
[]
[]
[]
[]
[]
[]
[]
[]
[]
[]
[]
[]
[]
[]
[]
[]
[]
[]
[]
[]
[]
[]
[]
[]
[]
[]
[]
[]
[]
[]
[]
[]
[]
[]
[]
[]
[]
[]
[]
[]
[]
[]
[]
[]
[]
[]
[]
[]
[]
[]
[]
[]
[]
[]
[]
[]
[]
[]
[]
[]
[]
[]
[]
[]
[]
[]
[]
[]
[]
[]
[]
[]
[]
[]
[]
[]
[]
[]
[]
[]
[]
[]
[]
[]
[]
[]
[]
[]
[]
[]
[]
[]
[]
[]
[]
[]
[]
[]
[]
[]
[]
[]
[]
[]
[]
[]
[]
[]
[]
[]
[]
[]
[]
[]
[]
[]
[]
[]
[]
[]
[]
[]
[]
[]
[]
[]
[]
[]
[]
[]
[]
[]
[]
[]
[]
[]
[]
[]
[]
[]
[]
[]
[]
[]
[]
[]
[]
[]
[]
[]
[]
[]
[]
[]
[]
[]
[]
[]
[]
[]
[]
[]
[]
[]
[]
[]
[]
[]
[]
[]
[]
[]
[]
[]
[]
[]
[]
[]
[]
[]
[]
[]
[]
[]
[]
[]
[]
[]
[]
[]
[]
[]
[]
[]
[]
[]
[]
[]
[]
[]
[]
[]
[]
[]
[]
[]
[]
[]
[]
[]
[]
[]
[]
[]
[]
[]
[]
[]
[]
[]
[]
[]
[]
[]
[]
[]
[]
[]
[]
[]
[]
[]
[]
[]
[]
[]
[]
[]
[]
[]
[]
[]
[]
[]
[]
[]
[]
[]
[]
[]
[]
[]
[]
[]
[]
[]
[]
[]
[]
[]
[]
[]
[]
[]
[]
[]
[]
[]
[]
[]
[]
[]
[]
[]
[]
[]
[]
[]
[]
[]
[]
[]
[]
[]
[]
[]
[]
[]
[]
[]
[]
[]
[]
[]
[]
[]
[]
[]
[]
[]
[]
[]
[]
[]
[]
[]
[]
[]
[]
[]
[]
[]
[]
[]
[]
[]
[]
[]
[]
[]
[]
[]
[]
[]
[]
[]
[]
[]
[]
[]
[]
[]
[]
[]
[]
[]
[]
[]
[]
[]
[]
[]
[]
[]
[]
[]
[]
[]
[]
[]
[]
[]
[]
[]
[]
[]
[]
[]
[]
[]
[]
[]
[]
[]
[]
[]
[]
[]
[]
[]
[]
[]
[]
[]
[]
[]
[]
[]
[]
[]
[]
[]
[]
[]
[]
[]
[]
[]
[]
[]
[]
[]
[]
[]
[]
[]
[]
[]
[]
[]
[]
[]
[]
[]
[]
[]
[]
[]
[]
[]
[]
[]
[]
[]
[]
[]
[]
[]
[]
[]
[]
[]
[]
[]
[]
[]
[]
[]
[]
[]
[]
[]
[]
[]
[]
[]
[]
[]
[]
[]
[]
[]
[]
[]
[]
[]
[]
[]
[]
[]
[]
[]
[]
[]
[]
[]
[]
[]
[]
[]
[]
[]
[]
[]
[]
[]
[]
[]
[]
[]
[]
[]
[]
[]
[]
[]
[]
[]
[]
[]
[]
[]
[]
[]
[]
[]
[]
[]
[]
[]
[]
[]
[]
[]
[]
[]
[]
[]
[]
[]
[]
[]
[]
[]
[]
[]
[]
[]
[]
[]
[]
[]
[]
[]
[]
[]
[]
[]
[]
[]
[]
[]
[]
[]
[]
[]
[]
[]
[]
[]
[]
[]
[]
[]
[]
[]
[]
[]
[]
[]
[]
[]
[]
[]
[]
[]
[]
[]
[]
[]
[]
[]
[]
[]
[]
[]
[]
[]
[]
[]
[]
[]
[]
[]
[]
[]
[]
[]
[]
[]
[]
[]
[]
[]
[]
[]
[]
[]
[]
[]
[]
[]
[]
[]
[]
[]
[]
[]
[]
[]
[]
[]
[]
[]
[]
[]
[]
[]
[]
[]
[]
[]
[]
[]
[]
[]
[]
[]
[]
[]
[]
[]
[]
[]
[]
[]
[]
[]
[]
[]
[]
[]
[]
[]
[]
[]
[]
[]
[]
[]
[]
[]
[]
[]
[]
[]
[]
[]
[]
[]
[]
[]
[]
[]
[]
[]
[]
[]
[]
[]
[]
[]
[]
[]
[]
[]
[]
[]
[]
[]
[]
[]
[]
[]
[]
[]
[]
[]
[]
[]
[]
[]
[]
[]
[]
[]
[]
[]
[]
[]
[]
[]
[]
[]
[]
[]
[]
[]
[]
[]
[]
[]
[]
[]
[]
[]
[]
[]
[]
[]
[]
[]
[]
[]
[]
[]
[]
[]
[]
[]
[]
[]
[]
[]
[]
[]
[]
[]
[]
[]
[]
[]
[]
[]
[]
[]
[]
[]
[]
[]
[]
[]
[]
[]
[]
[]
[]
[]
[]
[]
[]
[]
[]
[]
[]
[]
[]
[]
[]
[]
[]
[]
[]
[]
[]
[]
[]
[]
[]
[]
[]
[]
[]
[]
[]
[]
[]
[]
[]
[]
[]
[]
[]
[]
[]
[]
[]
[]
[]
[]
[]
[]
[]
[]
[]
[]
[]
[]
[]
[]
[]
[]
[]
[]
[]
[]
[]
[]
[]
[]
[]
[]
[]
[]
[]
[]
[]
[]
[]
[]
[]
[]
[]
[]
[]
[]
[]
[]
[]
[]
[]
[]
[]
[]
[]
[]
[]
[]
[]
[]
[]
[]
[]
[]
[]
[]
[]
[]
[]
[]
[]
[]
[]
[]
[]
[]
[]
[]
[]
[]
[]
[]
[]
[]
[]
[]
[]
[]
[]
[]
[]
[]
[]
[]
[]
[]
[]
[]
[]
[]
[]
[]
[]
[]
[]
[]
[]
[]
[]
[]
[]
[]
[]
[]
[]
[]
[]
[]
[]
[]
[]
[]
[]
[]
[]
[]
[]
[]
[]
[]
[]
[]
[]
[]
[]
[]
[]
[]
[]
[]
[]
[]
[]
[]
[]
[]
[]
[]
[]
[]
[]
[]
[]
[]
[]
[]
[]
[]
[]
[]
[]
[]
[]
[]
[]
[]
[]
[]
[]
[]
[]
[]
[]
[]
[]
[]
[]
[]
[]
[]
[]
[]
[]
[]
[]
[]
[]
[]
[]
[]
[]
[]
[]
[]
[]
[]
[]
[]
[]
[]
[]
[]
[]
[]
[]
[]
[]
[]
[]
[]
[]
[]
[]
[]
[]
[]
[]
[]
[]
[]
[]
[]
[]
[]
[]
[]
[]
[]
[]
[]
[]
[]
[]
[]
[]
[]
[]
[]
[]
[]
[]
[]
[]
[]
[]
[]
[]
[]
[]
[]
[]
[]
[]
[]
[]
[]
[]
[]
[]
[]
[]
[]
[]
[]
[]
[]
[]
[]
[]
[]
[]
[]
[]
[]
[]
[]
[]
[]
[]
[]
[]
[]
[]
[]
[]
[]
[]
[]
[]
[]
[]
[]
[]
[]
[]
[]
[]
[]
[]
[]
[]
[]
[]
[]
[]
[]
[]
[]
[]
[]
[]
[]
[]
[]
[]
[]
[]
[]
[]
[]
[]
[]
[]
[]
[]
[]
[]
[]
[]
[]
[]
[]
[]
[]
[]
[]
[]
[]
[]
[]
[]
[]
[]
[]
[]
[]
[]
[]
[]
[]
[]
[]
[]
[]
[]
[]
[]
[]
[]
[]
[]
[]
[]
[]
[]
[]
[]
[]
[]
[]
[]
[]
[]
[]
[]
[]
[]
[]
[]
[]
[]
[]
[]
[]
[]
[]
[]
[]
[]
[]
[]
[]
[]
[]
[]
[]
[]
[]
[]
[]
[]
[]
[]
[]
[]
[]
[]
[]
[]
[]
[]
[]
[]
[]
[]
[]
[]
[]
[]
[]
[]
[]
[]
[]
[]
[]
[]
[]
[]
[]
[]
[]
[]
[]
[]
[]
[]
[]
[]
[]
[]
[]
[]
[]
[]
[]
[]
[]
[]
[]
[]
[]
[]
[]
[]
[]
[]
[]
[]
[]
[]
[]
[]
[]
[]
[]
[]
[]
[]
[]
[]
[]
[]
[]
[]
[]
[]
[]
[]
[]
[]
[]
[]
[]
[]
[]
[]
[]
[]
[]
[]
[]
[]
[]
[]
[]
[]
[]
[]
[]
[]
[]
[]
[]
[]
[]
[]
[]
[]
[]
[]
[]
[]
[]
[]
[]
[]
[]
[]
[]
[]
[]
[]
[]
[]
[]
[]
[]
[]
[]
[]
[]
[]
[]
[]
[]
[]
[]
[]
[]
[]
[]
[]
[]
[]
[]
[]
[]
[]
[]
[]
[]
[]
[]
[]
[]
[]
[]
[]
[]
[]
[]
[]
[]
[]
[]
[]
[]
[]
[]
[]
[]
[]
[]
[]
[]
[]
[]
[]
[]
[]
[]
[]
[]
[]
[]
[]
[]
[]
[]
[]
[]
[]
[]
[]
[]
[]
[]
[]
[]
[]
[]
[]
[]
[]
[]
[]
[]
[]
[]
[]
[]
[]
[]
[]
[]
[]
[]
[]
[]
[]
[]
[]
[]
[]
[]
[]
[]
[]
[]
[]
[]
[]
[]
[]
[]
[]
[]
[]
[]
[]
[]
[]
[]
[]
[]
[]
[]
[]
[]
[]
[]
[]
[]
[]
[]
[]
[]
[]
[]
[]
[]
[]
[]
[]
[]
[]
[]
[]
[]
[]
[]
[]
[]
[]
[]
[]
[]
[]
[]
[]
[]
[]
[]
[]
[]
[]
[]
[]
[]
[]
[]
[]
[]
[]
[]
[]
[]
[]
[]
[]
[]
[]
[]
[]
[]
[]
[]
[]
[]
[]
[]
[]
[]
[]
[]
[]
[]
[]
[]
[]
[]
[]
[]
[]
[]
[]
[]
[]
[]
[]
[]
[]
[]
[]
[]
[]
[]
[]
[]
[]
[]
[]
[]
[]
[]
[]
[]
[]
[]
[]
[]
[]
[]
[]
[]
[]
[]
[]
[]
[]
[]
[]
[]
[]
[]
[]
[]
[]
[]
[]
[]
[]
[]
[]
[]
[]
[]
[]
[]
[]
[]
[]
[]
[]
[]
[]
[]
[]
[]
[]
[]
[]
[]
[]
[]
[]
[]
[]
[]
[]
[]
[]
[]
[]
[]
[]
[]
[]
[]
[]
[]
[]
[]
[]
[]
[]
[]
[]
[]
[]
[]
[]
[]
[]
[]
[]
[]
[]
[]
[]
[]
[]
[null,"太陽光発電設備の共有（住戸・共用部分・非住宅）",null,null,null,null,{"$f":"IF(F6=\"\",\"\",IF(C5202=5,D5206,IF(C5202=4,D5205,IF(C5202=3,D5204,IF(C5202=2,D5203,D5202)))))","v":""},null,{"$f":"IF(ISERROR(VALUE(G5107)),\"\",IF(AND(OR(G5103=D5203,G5103=D5204),VALUE(G5107)<>0),\"※共有選択不適：共用部分に太陽光発電設備を設置する場合は、住戸と共用部分の太陽光発電設備の共有は選択できません。\",\"\"))","v":""}]
[null,"設計一次エネルギー消費量の合計（太陽光発電除く）  [GJ]→非表示",null,null,null,null,{"$f":"IF(ISERROR(W5221<>0),\"\",IF(AND(F9=\"標準入力法\",W5221<>0),W5221,\"\"))","v":""}]
[null,"太陽光発電設備を共有する非住宅の評価対象床面積",null,null,null,null,{"$f":"IF(F6=\"\",\"\",IF(OR(AND(G5103=D5205,VALUE(SUM(F30))<>0,COUNTBLANK(M5123)=0),AND(OR(G5103=D5204,G5103=D5206),OR(VALUE(SUM(G30))<>0,VALUE(SUM(G31))<>0),COUNTBLANK(M5123)=0)),M5123,0))","v":""},null,{"$f":"IF(OR(G5108<>0,ISERROR(VALUE(SUM(G5107))),ISERROR(VALUE(SUM(G23)))),\"\",IF(OR(AND(G5103=D5205,VALUE(SUM(F30))<>0),AND(OR(G5103=D5204,G5103=D5206),OR(VALUE(SUM(G30))<>0,VALUE(SUM(G31))<>0))),\"※太陽光発電設備を共有する非住宅の評価対象床面積を記載してください。\",\"\"))","v":""}]
[]
[null,null,"　100行目のPDF貼付けセルに個別にペーストしてください。（下記作成手順参照）"]
[null,null,"　マクロが停止したときは、[Ctrl]と[Pause/Break]キーを同時押しで中断できます。"]
[null,null,"①【住戸】ボタンにより住戸の一次エネルギー消費量PDFを一括して読み込む。 Ⓐ"]
[null,null,"（※　建て方『共同住宅』の計算結果のみ判定結果を表示します）",null,null,null,null,null,null,"Ⓑ 住棟評価の選択（共用部分に太陽光発電がある場合、又は、太陽光発電を住戸、共用部分、非住宅で共有している場合は選択必須）"]
[null,null,"②住棟の太陽光発電設備に関する事項等について、右の表で選択する。 Ⓑ"]
[null,null,"③太陽光発電を非住宅と共有する場合は、非住宅の床面積を入力する。 Ⓑ",null,null,null,null,null,null,"太陽光発電設備を共有する\n非住宅の評価対象床面積",null,null,null,"㎡","ZEH-M等の適合判断では、総発電量を住宅・非住宅で床面積按分した値を太陽光のエネルギー消費削減分の上限とします。"]
[null,null,"①目安光熱費のガス種類、又は目安光熱費表示なしを右の表で選択する。 Ⓒ",null,null,null,null,null,null,"目安光熱費のガス種類\n又は目安光熱費なしの選択"]
[null,null,"②住棟の太陽光発電設備の合計容量に誤差がある場合は右の欄に入力する。 Ⓓ"]
[null,null,"４．出力",null,null,null,null,null,null,"太陽光発電設備の合計容量",null,null,null,"ｋW",{"$f":"F36","v":""}]
[null,null,"①本計算書完成後は【印刷】ボタンにより出力する。（手動印刷は下記参照） Ⓐ"]
[null,null,"■ 本計算書の使用方法と注意事項"]
[null,null,"1．本計算書をBELS設計内容説明書第二面、第四面、第五面およびBELS評価申請書第五面に添付する一覧表とすることができます。（BELS設計内容説明書およびBELS評価申請書を省略することはできません。）"]
[null,null,"3．PDF閲覧のデフォルトソフトはアクロバットリーダーの設定です。PDFファイルの読み込みができない場合は、PDFを開くソフトをアクロバットリーダーに変えて確認してください。"]
[]
[null,null,"1．住戸の一次エネルギー消費量PDF（建て方は『共同住宅』のみ）を次のいずれかの方法で読み込み、一覧表を作成する。"]
[null,null,"　※ 読込むPDFの並び順はファイル名選択画面の並び順になります。"]
[null,null,"③PDFの読込みを取消したいときは、PDF出力結果貼付けエリアのセル【Ｈ100、Ｉ100、～】を消去すると表示がクリアされます。"]
[null,null,"　※　住棟の評価を申請する場合、住戸の申請有無にかかわらず全住戸の読込みが必要です。"]
[null,null,"　※　計算結果のPDFはダウンロードしたオリジナルのPDF、または適判用登録したオリジナルのPDFを使用してください。エネルギー消費性能計算プログラムのバージョン変更によって読込みできなくなる可能性があります。（共用部分も同様。）"]
[null,null,"3.BELS評価書の交付を申請しない住戸については、6行目の「申請の有無」の行で、「申請しない」を選択してください。"]
[null,null,"1．共用部分の一次エネルギー消費量PDF（（非住宅版）標準入力法のみ）を次のいずれかの方法で読み込み、一覧表を作成する。"]
[null,null,"①本計算書下部の計算結果読込のマクロボタン【共用部分（非住宅版）標準入力法】から、共用部分の【エネルギー消費性能計算プログラム（非住宅版）算定結果】のPDFを読込む。"]
[null,null,"2. PDFの読込み結果を確認し、誤りがあれば修正を行う。（延べ面積、一次エネルギー消費量、共用部分の計算対象床面積　※ 室仕様シートで計算対象室（■）が無い場合、計算対象床面積について室面積と異なる数値を拾う場合があります。）"]
[]
[null,null,"1.長屋等で共用部分の無い建物の住棟評価を行う場合は、【Ｅ6】 セルで住棟を「申請する」、【Ｆ6】 セルで共用部分の評価手法を「共用部なし」を選択してください。（共用部分の計算結果の読込みは不要です。）"]
[null,null,"2.共用部分があるときで、共用部分をBELS評価から除外する場合は、【Ｅ6】 セルで住棟を「申請する」、【Ｆ6】 セルで共用部分の評価手法を「共用部除外」を選択してください。（ZEH-M等の記載はできません。）"]
[]
[null,null,"2.【Ｊ4】 セルの住戸の存する建築物の用途に該当する用途を入力してください。（共同住宅、長屋等。）"]
[null,null,"1.住戸評価について、目安光熱費の表示希望の有無、ガス設備の種類を Ⓒ 又は一覧表で選択してください。"]
[null,null,"3.建築物名称、用途、再エネ設備の有無、種類、容量の表示、その他の項目の記載内容を確認し、訂正があれば一覧表を直接修正してください。"]
[null,null,"1．本計算書完成後は下部の【印刷】ボタンから出力してください。手動で印刷する場合は、【縦：5,108行まで×横：最後の住戸まで】を範囲選択して出力してください。"]
[null,null,"　※　印刷はデフォルトのプリンターに出力されます。PDF等に出力する場合はデフォルトプリンターをPDF等に設定してください。"]
[]
[]
[]
[]
[]
[]
[null,null,0,"共有なし","大半が屋外","太陽光発電","希望する","４段階","希望する","都市ガス","太陽光発電",null,null,null,null,"アクティブ住戸数",{"$f":"IF(400-COUNTBLANK(H5:OQ5)<16,16,400-COUNTBLANK(H5:OQ5))","v":16},"基準","空調",null,{"$f":"IF(F16=\"\",0,ROUND(F16,2))","v":0},{"$f":"U5202*$T$5201","v":0},{"$f":"IF(ISERROR(-LOOKUP(1,-LEFT(MID(E5238,FIND(\"★\",SUBSTITUTE(E5238,\"） \",\"★\",1))+2,20),ROW($1:$80)))),0,-LOOKUP(1,-LEFT(MID(E5238,FIND(\"★\",SUBSTITUTE(E5238,\"） \",\"★\",1))+2,20),ROW($1:$80))))","v":0},"←基準GJ合計は抽出",null,null,null,null,"基準","空調",null,0,0,0,null,null,null,null,null,null,null,"地域区分","5-1等級4",{"$f":"IF(OR(AND($M$4>=5,$M$4<=7,H$80<=$AQ$5203,H$81<=$AR$5203),AND($M$4=8,H$81<=$AR$5203),AND($M$4<=4,H$80<=$AQ$5203)),4,\"－\")","v":"－"},"5-1等級5",{"$f":"IF(OR(AND($M$4>=5,$M$4<=7,H$80<=$AS$5203,H$81<=$AT$5203),AND($M$4=8,H$81<=$AT$5203),AND($M$4<=4,H$80<=$AS$5203)),5,\"－\")","v":"－"},"5-1等級6",{"$f":"IF(OR(AND($M$4>=5,$M$4<=7,H$80<=$AU$5203,H$81<=$AV$5203),AND($M$4=8,H$81<=$AV$5203),AND($M$4<=4,H$80<=$AU$5203)),6,\"－\")","v":"－"},"5-1等級7",{"$f":"IF(OR(AND($M$4>=5,$M$4<=7,H$80<=$AW$5203,H$81<=$AX$5203),AND($M$4<=4,H$80<=$AW$5203)),7,\"－\")","v":"－"}]
[null,null,"廊下形状RB","住戸・共用部分","大半が屋内","なし","希望しない","６段階","希望しない","液化石油ガス（LPガス）","太陽熱利用",null,null,null,null,null,null,"基準","換気",null,{"$f":"IF(F18=\"\",0,ROUND(F18,2))","v":0},0,{"$f":"IF(ISERROR(-LOOKUP(1,-LEFT(MID(E5239,FIND(\"★\",SUBSTITUTE(E5239,\"） \",\"★\",1))+2,20),ROW($1:$80)))),0,-LOOKUP(1,-LEFT(MID(E5239,FIND(\"★\",SUBSTITUTE(E5239,\"） \",\"★\",1))+2,20),ROW($1:$80))))","v":0},null,null,null,null,null,"基準","換気",null,0,0,0,null,null,null,null,null,null,null,{"$f":"M4","v":""},{"$f":"IF(ISERROR(VLOOKUP(AP5203,AP5204:AX5211,4)),\"\",VLOOKUP(AP5203,AP5204:AX5211,2))","v":""},{"$f":"IF(ISERROR(VLOOKUP(AP5203,AP5204:AX5211,4)),\"\",VLOOKUP(AP5203,AP5204:AX5211,3))","v":""},{"$f":"IF(ISERROR(VLOOKUP(AP5203,AP5204:AX5211,4)),\"\",VLOOKUP(AP5203,AP5204:AX5211,4))","v":""},{"$f":"IF(ISERROR(VLOOKUP(AP5203,AP5204:AX5211,4)),\"\",VLOOKUP(AP5203,AP5204:AX5211,5))","v":""},{"$f":"IF(ISERROR(VLOOKUP(AP5203,AP5204:AX5211,4)),\"\",VLOOKUP(AP5203,AP5204:AX5211,6))","v":""},{"$f":"IF(ISERROR(VLOOKUP(AP5203,AP5204:AX5211,4)),\"\",VLOOKUP(AP5203,AP5204:AX5211,7))","v":""},{"$f":"IF(ISERROR(VLOOKUP(AP5203,AP5204:AX5211,4)),\"\",VLOOKUP(AP5203,AP5204:AX5211,8))","v":""},{"$f":"IF(ISERROR(VLOOKUP(AP5203,AP5204:AX5211,4)),\"\",VLOOKUP(AP5203,AP5204:AX5211,9))","v":""}]
[null,null,"目安光熱費RB","共用部分・非住宅",null,null,"選択してください"," ",null,"選択してください","－",null,null,null,null,null,null,"基準","照明",null,{"$f":"IF(OR(F9=\"照明簡易計算\",F20=\"\"),0,ROUND(F20,2))","v":0},0,{"$f":"IF(ISERROR(-LOOKUP(1,-LEFT(MID(E5241,FIND(\"★\",SUBSTITUTE(E5241,\"） \",\"★\",1))+2,20),ROW($1:$80)))),0,-LOOKUP(1,-LEFT(MID(E5241,FIND(\"★\",SUBSTITUTE(E5241,\"） \",\"★\",1))+2,20),ROW($1:$80))))","v":0},null,null,null,null,null,"基準","照明",null,{"$f":"IF(AE5201=0,0,ROUND(AE5205/$AE$5201,2))","v":0},{"$f":"AF5205*$AE$5201","v":0},{"$f":"ROUNDUP(AG5205/1000,2)","v":0},"←照明簡易計算の場合に処理追加",null,null,null,null,null,null,2,0.46,"-",0.4,"-",0.28000000000000003,"-",0.2,"-"]
[null,null,null,null,null,null,null,null,null,null,null,null,"省エネ","ZEH基準","省エネ基準","共通",null,"設計","換気",null,{"$f":"IF(F12=\"\",0,ROUND(F12,2))","v":0},0,{"$f":"IF(ISERROR(-LOOKUP(1,-LEFT(MID(E5239,5,20),ROW($1:$80)))),0,-LOOKUP(1,-LEFT(MID(E5239,5,20),ROW($1:$80))))","v":0},null,null,null,null,null,"設計","換気",null,0,0,0,null,null,null,null,null,null,null,5,0.87,3,0.6,3,0.46,3,0.26,3]
[null,null,null,null,"誘導仕様基準","ZEH Ready","ZEH-M Ready",null,null,"誘導仕様基準","誘導仕様基準",3,"0.56・-",0.5,0.56000000000000005,"-",null,"設計","昇降機",null,{"$f":"IF(F15=\"\",0,ROUND(F15,2))","v":0},0,{"$f":"IF(ISERROR(-LOOKUP(1,-LEFT(MID(E5242,4,20),ROW($1:$80)))),0,-LOOKUP(1,-LEFT(MID(E5242,4,20),ROW($1:$80))))","v":0},null,null,null,null,null,"設計","昇降機",null,0,0,0,null,null,null,null,null,null,null,8,"-",6.7,"-",6.7,"-",5.0999999999999996,"-","-"]
[null,null,null,"共用部なし",null,"記載しない","記載しない",null,null,"性能・誘導仕様",null,5,"0.87・3.0",0.6,0.87,3,null,"設計","効率化（CGS)",null,{"$f":"IF(F24=\"\",0,ROUND(F24/$T$5201,2))","v":0},{"$f":"IF(F24=\"\",0,F24)","v":0},{"$f":"IF(ISERROR(LOOKUP(10^17,1*LEFT(MID(E5244,19,15),ROW($1:$80)))),0,LOOKUP(10^17,1*LEFT(MID(E5244,19,15),ROW($1:$80))))","v":0},"←単位、符号（マイナス有り）に注意",null,null,null,null,"設計","効率化（CGS)",null,0,0,0]
[null,null,"テストエリア（文字列確認等スペース）",null,null,null,null,null,null,null,null,8,"-・6.7","-","-",6.7,null,"基準合計","その他除く",null,{"$f":"SUM(U5202:U5206)","v":0},{"$f":"ROUNDUP(SUM(V5202:V5206)/1000,1)","v":0},{"$f":"IF(ISERROR(-LOOKUP(1,-LEFT(E5257,ROW($1:$80)))),V5216,-LOOKUP(1,-LEFT(E5257,ROW($1:$80))))","v":0},"←20230516抽出に変更",null,null,null,null,"基準合計","その他除く",null,{"$f":"SUM(AF5202:AF5206)","v":0},{"$f":"ROUNDUP(SUM(AG5202:AG5206)/1000,1)","v":0},{"$f":"ROUNDUP(SUM(AG5202:AG5206)/1000,1)","v":0}]
[null,null,"コージェネレーション設備(CGS) 0.00（ 0.00 ）",null,null,null,null,null,null,null,null,null,null,null,null,null,null,"基準合計","その他含む",null,{"$f":"SUM(U5202:U5206,U5212)","v":0},{"$f":"ROUNDUP(SUM(V5202:V5206,V5212)/1000,1)","v":0},{"$f":"IF(ISERROR(-LOOKUP(1,-LEFT(E5248,ROW($1:$80)))),V5217,-LOOKUP(1,-LEFT(E5248,ROW($1:$80))))","v":0},null,null,null,null,null,"基準合計","その他含む",null,{"$f":"SUM(AF5202:AF5206,AF5212)","v":0},{"$f":"ROUNDUP(SUM(AG5202:AG5206,AG5212)/1000,1)","v":0},{"$f":"ROUNDUP(SUM(AG5202:AG5206,AG5212)/1000,1)","v":0}]
[null,null,"24.3 （ 24.27 ）",null,null,null,null,null,null,null,null,null,null,null,null,null,null,"設計合計","その他含む・太陽光除く",null,{"$f":"SUM(U5207:U5213)","v":0},{"$f":"IF(SUM(V5207:V5213)>=0,ROUNDUP(SUM(V5207:V5213)/1000,1),ROUNDDOWN(SUM(V5207:V5213)/1000,1))","v":0},{"$f":"IF(AND(ISERROR(-LOOKUP(1,-LEFT(MID(E5250,12,20),ROW($1:$80)))),ISERROR(ROUND(SUM(W5207:W5213),1))),V5221,IF(E5236=\"１．計算条件\",-LOOKUP(1,-LEFT(MID(E5250,12,20),ROW($1:$80))),V5221))","v":0},"　※抽出値",null,null,null,null,"設計合計","その他含む・太陽光除く",null,{"$f":"SUM(AF5207:AF5213)","v":0},{"$f":"SUM(AG5207:AG5213)/1000","v":0},{"$f":"ROUNDUP(SUM(AH5207:AH5213),1)","v":0},"←共用部分では使用しない（その他は無し）～20221001その他有りに変更"]
[null,null,"PV及びCGSを対象とする場合3.5 （ 3.50 ）"]
[null,null,null,null,"住棟名称",{"$f":"IF(OR(H5225=\"\",ISERR(H5225)),\"\",IF(RIGHT(H5225,3)=\"住宅)\",LEFT(H5225,LEN(H5225)-7),LEFT(H5225,LEN(H5225)-8)))","v":""},"住戸番号",{"$f":"IF(H5236<>\"\",MID(H5236,FIND(\"(建て方)\",H5236)+6,LEN(H5236)),\"\")","v":""},{"$f":"IF(I5236<>\"\",MID(I5236,FIND(\"(建て方)\",I5236)+6,LEN(I5236)),\"\")","v":""},"","","",{"$f":"IF(M5236<>\"\",MID(M5236,FIND(\"(建て方)\",M5236)+6,LEN(M5236)),\"\")","v":""},{"$f":"IF(N5236<>\"\",MID(N5236,FIND(\"(建て方)\",N5236)+6,LEN(N5236)),\"\")","v":""},{"$f":"IF(O5236<>\"\",MID(O5236,FIND(\"(建て方)\",O5236)+6,LEN(O5236)),\"\")","v":""},{"$f":"IF(P5236<>\"\",MID(P5236,FIND(\"(建て方)\",P5236)+6,LEN(P5236)),\"\")","v":""},"","","","",{"$f":"IF(U5236<>\"\",MID(U5236,FIND(\"(建て方)\",U5236)+6,LEN(U5236)),\"\")","v":""},"","","","","",{"$f":"IF(AA5236<>\"\",MID(AA5236,FIND(\"(建て方)\",AA5236)+6,LEN(AA5236)),\"\")","v":""},"","","","","","","","","","","","","","","","","","","","","","","","","","","","","","","","","","","","","","","","","","","","","","","","","","","","","","","","","","","","","","","",{"$f":"IF(CM5236<>\"\",MID(CM5236,FIND(\"(建て方)\",CM5236)+6,LEN(CM5236)),\"\")","v":""},"","","","","","","","","","","","","","","","","","","","","","","","","","","","","","","","","","","","","","","","","","","","","","","","","","","","","","","","","","","","","","","",{"$f":"IF(EY5236<>\"\",MID(EY5236,FIND(\"(建て方)\",EY5236)+6,LEN(EY5236)),\"\")","v":""},"","","","","","","","","","","","","","","","","","","","","","","","","","","","","","","","","","","","","","","","","","","","","","","","","","","","",{"$f":"IF(GZ5236<>\"\",MID(GZ5236,FIND(\"(建て方)\",GZ5236)+6,LEN(GZ5236)),\"\")","v":""},"","","","","","","","","","",{"$f":"IF(HK5236<>\"\",MID(HK5236,FIND(\"(建て方)\",HK5236)+6,LEN(HK5236)),\"\")","v":""},"","","","","","","","","","","","","","","","","","","","","","","","","","","","","","","","","","","","","","","","","","","","","","","","","","","","","","","","","","","","","","","",{"$f":"IF(JW5236<>\"\",MID(JW5236,FIND(\"(建て方)\",JW5236)+6,LEN(JW5236)),\"\")","v":""},"","","","","","","","","","","","","","","","","","","","","","","","","","","","","","","","","","","","","","","","","","","","","","","","","","","","","","","","","","","","","","","",{"$f":"IF(MI5236<>\"\",MID(MI5236,FIND(\"(建て方)\",MI5236)+6,LEN(MI5236)),\"\")","v":""},"","","","","","","","","","",{"$f":"IF(MT5236<>\"\",MID(MT5236,FIND(\"(建て方)\",MT5236)+6,LEN(MT5236)),\"\")","v":""},"","","","","","","","","","","","","","","","","","","","","","","","","","","","",{"$f":"IF(NW5236<>\"\",MID(NW5236,FIND(\"(建て方)\",NW5236)+6,LEN(NW5236)),\"\")","v":""},"","","","","","","","","","","","","","","","","","","",""]
[null,null,null,null,null,null,"UA値",{"$f":"IF(COUNTBLANK(H80)=1,\"\",IF(ISERROR(VLOOKUP($M4,$L$5209:$O$5216,4)),\"\",VLOOKUP($M4,$L$5209:$O$5216,4)))","v":""},"","","","","","","","","","","","","","","","","","","","","","","","","","","","","","","","","","","","","","","","","","","","","","","","","","","","","","","","","","","","","","","",{"$f":"IF(COUNTBLANK(BT80)=1,\"\",IF(ISERROR(VLOOKUP($M4,$L$5209:$O$5216,4)),\"\",VLOOKUP($M4,$L$5209:$O$5216,4)))","v":""},"","","","","","","","","","","","","","","","","","","","","","","","","","","","","","","","","","","","","","","","","","","","","","","","","","","","","","","","","","","","","","","",{"$f":"IF(COUNTBLANK(EF80)=1,\"\",IF(ISERROR(VLOOKUP($M4,$L$5209:$O$5216,4)),\"\",VLOOKUP($M4,$L$5209:$O$5216,4)))","v":""},"","","","","","","","","","","","","","","","","","","","","","","","","","","","","","","","","","","","","","","","","","","","","","","","","","","","","","","","","","","","","","","",{"$f":"IF(COUNTBLANK(GR80)=1,\"\",IF(ISERROR(VLOOKUP($M4,$L$5209:$O$5216,4)),\"\",VLOOKUP($M4,$L$5209:$O$5216,4)))","v":""},"","","","","","","","","","","","","","","","","","","","","","","","","","","","","","","","","","","","","","","","","","","","","","","","","","","","","","","","","","","","","","","",{"$f":"IF(COUNTBLANK(JD80)=1,\"\",IF(ISERROR(VLOOKUP($M4,$L$5209:$O$5216,4)),\"\",VLOOKUP($M4,$L$5209:$O$5216,4)))","v":""},"","","","","","","","","","","","","","","","","","","","","","","","","","","","","","","","","","","","","","","","","","","","","","","","","","","","","","","","","","","","","","","",{"$f":"IF(COUNTBLANK(LP80)=1,\"\",IF(ISERROR(VLOOKUP($M4,$L$5209:$O$5216,4)),\"\",VLOOKUP($M4,$L$5209:$O$5216,4)))","v":""},"","","","","","","","","","","","","","","","","","","","","","","","","","","","","","","","","","","","","","","","","","","","","","","","","","","","","","","","","","","","","","","",{"$f":"IF(COUNTBLANK(OB80)=1,\"\",IF(ISERROR(VLOOKUP($M4,$L$5209:$O$5216,4)),\"\",VLOOKUP($M4,$L$5209:$O$5216,4)))","v":""},"","","","","","","","","","","","","","",""]
[null,null,null,null,"住棟ZEH",{"$f":"IF(COUNTIF(H5230:OQ5230,\"×\"),\"－\",\"適合\")","v":"適合"},"ZEH基準",{"$f":"IF(ISERROR(IF(AND(H80<=H5228,H81<=H5227),\"適合\",\"×\")),\"\",IF(AND(H80<=H5228,H81<=H5227),\"適合\",\"×\"))","v":"適合"},"適合","適合","適合","適合","適合","適合","適合","適合","適合","適合","適合","適合","適合","適合","適合","適合","適合","適合","適合","適合","適合","適合","適合","適合","適合","適合","適合","適合","適合","適合","適合","適合","適合","適合","適合","適合","適合","適合","適合","適合","適合","適合","適合","適合","適合","適合","適合","適合","適合","適合","適合","適合","適合","適合","適合","適合","適合","適合","適合","適合","適合","適合","適合",{"$f":"IF(ISERROR(IF(AND(BT80<=BT5228,BT81<=BT5227),\"適合\",\"×\")),\"\",IF(AND(BT80<=BT5228,BT81<=BT5227),\"適合\",\"×\"))","v":"適合"},"適合","適合","適合","適合","適合","適合","適合","適合","適合","適合","適合","適合","適合","適合","適合","適合","適合","適合","適合","適合","適合","適合","適合","適合","適合","適合","適合","適合","適合","適合","適合","適合","適合","適合","適合","適合","適合","適合","適合","適合","適合","適合","適合","適合","適合","適合","適合","適合","適合","適合","適合","適合","適合","適合","適合","適合","適合","適合","適合","適合","適合","適合","適合",{"$f":"IF(ISERROR(IF(AND(EF80<=EF5228,EF81<=EF5227),\"適合\",\"×\")),\"\",IF(AND(EF80<=EF5228,EF81<=EF5227),\"適合\",\"×\"))","v":"適合"},"適合","適合","適合","適合","適合","適合","適合","適合","適合","適合","適合","適合","適合","適合","適合","適合","適合","適合","適合","適合","適合","適合","適合","適合","適合","適合","適合","適合","適合","適合","適合","適合","適合","適合","適合","適合","適合","適合","適合","適合","適合","適合","適合","適合","適合","適合","適合","適合","適合","適合","適合","適合","適合","適合","適合","適合","適合","適合","適合","適合","適合","適合","適合",{"$f":"IF(ISERROR(IF(AND(GR80<=GR5228,GR81<=GR5227),\"適合\",\"×\")),\"\",IF(AND(GR80<=GR5228,GR81<=GR5227),\"適合\",\"×\"))","v":"適合"},"適合","適合","適合","適合","適合","適合","適合","適合","適合","適合","適合","適合","適合","適合","適合","適合","適合","適合","適合","適合","適合","適合","適合","適合","適合","適合","適合","適合","適合","適合","適合","適合","適合","適合","適合","適合","適合","適合","適合","適合","適合","適合","適合","適合","適合","適合","適合","適合","適合","適合","適合","適合","適合","適合","適合","適合","適合","適合","適合","適合","適合","適合","適合",{"$f":"IF(ISERROR(IF(AND(JD80<=JD5228,JD81<=JD5227),\"適合\",\"×\")),\"\",IF(AND(JD80<=JD5228,JD81<=JD5227),\"適合\",\"×\"))","v":"適合"},"適合","適合","適合","適合","適合","適合","適合","適合","適合","適合","適合","適合","適合","適合","適合","適合","適合","適合","適合","適合","適合","適合","適合","適合","適合","適合","適合","適合","適合","適合","適合","適合","適合","適合","適合","適合","適合","適合","適合","適合","適合","適合","適合","適合","適合","適合","適合","適合","適合","適合","適合","適合","適合","適合","適合","適合","適合","適合","適合","適合","適合","適合","適合",{"$f":"IF(ISERROR(IF(AND(LP80<=LP5228,LP81<=LP5227),\"適合\",\"×\")),\"\",IF(AND(LP80<=LP5228,LP81<=LP5227),\"適合\",\"×\"))","v":"適合"},"適合","適合","適合","適合","適合","適合","適合","適合","適合","適合","適合","適合","適合","適合","適合","適合","適合","適合","適合","適合","適合","適合","適合","適合","適合","適合","適合","適合","適合","適合","適合","適合","適合","適合","適合","適合","適合","適合","適合","適合","適合","適合","適合","適合","適合","適合","適合","適合","適合","適合","適合","適合","適合","適合","適合","適合","適合","適合","適合","適合","適合","適合","適合",{"$f":"IF(ISERROR(IF(AND(OB80<=OB5228,OB81<=OB5227),\"適合\",\"×\")),\"\",IF(AND(OB80<=OB5228,OB81<=OB5227),\"適合\",\"×\"))","v":"適合"},"適合","適合","適合","適合","適合","適合","適合","適合","適合","適合","適合","適合","適合","適合","適合"]
[null,"■ 【BELS】共同住宅用一次エネルギー消費量計算書（BELS評価申請書及び設計内容説明書に添付する一覧表）","■ 【BELS】共同住宅用一次エネルギー消費量計算書（BELS評価申請書及び設計内容説明書に添付する一覧表）　【PDF読込】","■ 【BELS】共同住宅用一次エネルギー消費量計算書（BELS評価申請書及び設計内容説明書に添付する一覧表）　【適判用PDF読込】","PDF",{"$f":"IF(E$100=\"\",\"\",IF(ISERROR(INDEX(E$100:E$5100,MATCH(\"適判用\",E$100:E$5100,0),1)),\"×\",INDEX(E$100:E$5100,MATCH(\"適判用\",E$100:E$5100,0),1)))","v":""},"PDF",{"$f":"IF(H$100=\"\",\"\",IF(ISERROR(INDEX(H$100:H$5100,MATCH(\"適判用\",H$100:H$5100,0),1)),\"×\",INDEX(H$100:H$5100,MATCH(\"適判用\",H$100:H$5100,0),1)))","v":""},{"$f":"IF(I$100=\"\",\"\",IF(ISERROR(INDEX(I$100:I$5100,MATCH(\"適判用\",I$100:I$5100,0),1)),\"×\",INDEX(I$100:I$5100,MATCH(\"適判用\",I$100:I$5100,0),1)))","v":""},"","","","","","","","","","","","","","","","","","","","","","","","","","","","","","","","","","","","","","","","","","","","","","","","","","","","","","","","","","","","","","","",{"$f":"IF(BU$100=\"\",\"\",IF(ISERROR(INDEX(BU$100:BU$5100,MATCH(\"適判用\",BU$100:BU$5100,0),1)),\"×\",INDEX(BU$100:BU$5100,MATCH(\"適判用\",BU$100:BU$5100,0),1)))","v":""},"","","","","","","","","","","","","","","","","","","","","","","","","","","","","","","","","","","","","","","","","","","","","","","","","","","","","","","","","","","","","","","",{"$f":"IF(EG$100=\"\",\"\",IF(ISERROR(INDEX(EG$100:EG$5100,MATCH(\"適判用\",EG$100:EG$5100,0),1)),\"×\",INDEX(EG$100:EG$5100,MATCH(\"適判用\",EG$100:EG$5100,0),1)))","v":""},"","","","","","","","","","","","","","","","","","","","","","","","","","","","","","","","","","","","","","","","","","","","","","","","","","","","","","","","","","","","","","","",{"$f":"IF(GS$100=\"\",\"\",IF(ISERROR(INDEX(GS$100:GS$5100,MATCH(\"適判用\",GS$100:GS$5100,0),1)),\"×\",INDEX(GS$100:GS$5100,MATCH(\"適判用\",GS$100:GS$5100,0),1)))","v":""},"","","","","","","","","","","","","","","","","","","","","","","","","","","","","","","","","","","","","","","","","","","","","","","","","","","","","","","","","","","","","","","",{"$f":"IF(JE$100=\"\",\"\",IF(ISERROR(INDEX(JE$100:JE$5100,MATCH(\"適判用\",JE$100:JE$5100,0),1)),\"×\",INDEX(JE$100:JE$5100,MATCH(\"適判用\",JE$100:JE$5100,0),1)))","v":""},"","","","","","","","","","","","","","","","","","","","","","","","","","","","","","","","","","","","","","","","","","","","","","","","","","","","","","","","","","","","","","","",{"$f":"IF(LQ$100=\"\",\"\",IF(ISERROR(INDEX(LQ$100:LQ$5100,MATCH(\"適判用\",LQ$100:LQ$5100,0),1)),\"×\",INDEX(LQ$100:LQ$5100,MATCH(\"適判用\",LQ$100:LQ$5100,0),1)))","v":""},"","","","","","","","","","","","","","","","","","","","","","","","","","","","","","","","","","","","","","","","","","","","","","","","","","","","","","","","","","","","","","","",{"$f":"IF(OC$100=\"\",\"\",IF(ISERROR(INDEX(OC$100:OC$5100,MATCH(\"適判用\",OC$100:OC$5100,0),1)),\"×\",INDEX(OC$100:OC$5100,MATCH(\"適判用\",OC$100:OC$5100,0),1)))","v":""},"","","","","","","","","","","","","",""]
[]
[null,null,null,"地上",{"$f":"IF(OR(E101=\"１．計算条件\",E102=\"１．計算条件\"),\"１．計算条件\",\"\")","v":""},null,"名称",{"$f":"IF(OR(H$100=\"\",ISERROR(INDEX(H$100:H$5100,MATCH(\"*\"&$G5236&\"*\",H$100:H$5100,0),1))),\"\",INDEX(H$100:H$5100,MATCH(\"*\"&$G5236&\"*\",H$100:H$5100,0),1))","v":""},"","","","","","","","","","","","","","","",{"$f":"IF(OR(X$100=\"\",ISERROR(INDEX(X$100:X$5100,MATCH(\"*\"&$G5236&\"*\",X$100:X$5100,0),1))),\"\",INDEX(X$100:X$5100,MATCH(\"*\"&$G5236&\"*\",X$100:X$5100,0),1))","v":""},"","","","","","","","","","","","","","","","","","","","","","","","","","","","","","","","","","","","","","","","","","","","","","","","","","","","","","","","","","","","","","","",{"$f":"IF(OR(CJ$100=\"\",ISERROR(INDEX(CJ$100:CJ$5100,MATCH(\"*\"&$G5236&\"*\",CJ$100:CJ$5100,0),1))),\"\",INDEX(CJ$100:CJ$5100,MATCH(\"*\"&$G5236&\"*\",CJ$100:CJ$5100,0),1))","v":""},"","","","","","","","","","","","","","","","","","","","","","","","","","","","","","","","","","","","","","","","","","","","","","","","","","","","","","","","","","","","","","","",{"$f":"IF(OR(EV$100=\"\",ISERROR(INDEX(EV$100:EV$5100,MATCH(\"*\"&$G5236&\"*\",EV$100:EV$5100,0),1))),\"\",INDEX(EV$100:EV$5100,MATCH(\"*\"&$G5236&\"*\",EV$100:EV$5100,0),1))","v":""},"","","","","","","","","","","","","","","","","","","","","","","","","","","","","","","","","","","","","","","","","","","","","","","","","","","","","","","","","","","","","","","",{"$f":"IF(OR(HH$100=\"\",ISERROR(INDEX(HH$100:HH$5100,MATCH(\"*\"&$G5236&\"*\",HH$100:HH$5100,0),1))),\"\",INDEX(HH$100:HH$5100,MATCH(\"*\"&$G5236&\"*\",HH$100:HH$5100,0),1))","v":""},"","","","","","","","","","","","","","","","","","","","","","","","","","","","","","","","","","","","","","","","","","","","","","","","","","","","","","","","","","","","","","","",{"$f":"IF(OR(JT$100=\"\",ISERROR(INDEX(JT$100:JT$5100,MATCH(\"*\"&$G5236&\"*\",JT$100:JT$5100,0),1))),\"\",INDEX(JT$100:JT$5100,MATCH(\"*\"&$G5236&\"*\",JT$100:JT$5100,0),1))","v":""},"","","","","","","","","","","","","","","","","","","","","","","","","","","","","","","","","","","","","","","","","","","","","","","","","","","","","","","","","","","","","","","",{"$f":"IF(OR(MF$100=\"\",ISERROR(INDEX(MF$100:MF$5100,MATCH(\"*\"&$G5236&\"*\",MF$100:MF$5100,0),1))),\"\",INDEX(MF$100:MF$5100,MATCH(\"*\"&$G5236&\"*\",MF$100:MF$5100,0),1))","v":""},"","","","","","","","","","","","","","","","","","","","","","","","","","","","","","","","","","","","","","","","","","","","","","","","","","","","","","","","","","","","","","",""]
[null,{"$f":"MID(E5239,FIND(\"★\",SUBSTITUTE(E5239,\"（ \",\"★\",1))+2,20)","v":{"$error":"#VALUE!"}},{"$f":"MID(E5239,FIND(\"★\",SUBSTITUTE(E5239,\"（ \",\"★\",2))+2,20)","v":{"$error":"#VALUE!"}},"換気設備",{"$f":"IF(E$100=\"\",\"\",IF(E5236=\"１．計算条件\",INDEX(E$100:E$5100,MATCH(\"*\"&D5239&\"*\",E$100:E$5100,0),1),\"\"))","v":""},null,"暖房設備",{"$f":"IF(OR(H$100=\"\",ISERROR(INDEX(H$100:H$5100,MATCH($G5239&\"*\",H$100:H$5100,0),1))),\"\",INDEX(H$100:H$5100,MATCH($G5239&\"*\",H$100:H$5100,0),1))","v":""},"","","","","","","","","","","","","","","",{"$f":"IF(OR(X$100=\"\",ISERROR(INDEX(X$100:X$5100,MATCH($G5239&\"*\",X$100:X$5100,0),1))),\"\",INDEX(X$100:X$5100,MATCH($G5239&\"*\",X$100:X$5100,0),1))","v":""},"","","","","","","","","","","","","","","","","","","","","","","","","","","","","","","","","","","","","","","","","","","","","","","","","","","","","","","","","","","","","","","",{"$f":"IF(OR(CJ$100=\"\",ISERROR(INDEX(CJ$100:CJ$5100,MATCH($G5239&\"*\",CJ$100:CJ$5100,0),1))),\"\",INDEX(CJ$100:CJ$5100,MATCH($G5239&\"*\",CJ$100:CJ$5100,0),1))","v":""},"","","","","","","","","","","","","","","","","","","","","","","","","","","","","","","","","","","","","","","","","","","","","","","","","","","","","","","","","","","","","","","",{"$f":"IF(OR(EV$100=\"\",ISERROR(INDEX(EV$100:EV$5100,MATCH($G5239&\"*\",EV$100:EV$5100,0),1))),\"\",INDEX(EV$100:EV$5100,MATCH($G5239&\"*\",EV$100:EV$5100,0),1))","v":""},"","","","","","","","","","","","","","","","","","","","","","","","","","","","","","","","","","","","","","","","","","","","","","","","","","","","","","","","","","","","","","","",{"$f":"IF(OR(HH$100=\"\",ISERROR(INDEX(HH$100:HH$5100,MATCH($G5239&\"*\",HH$100:HH$5100,0),1))),\"\",INDEX(HH$100:HH$5100,MATCH($G5239&\"*\",HH$100:HH$5100,0),1))","v":""},"","","","","","","","","","","","","","","","","","","","","","","","","","","","","","","","","","","","","","","","","","","","","","","","","","","","","","","","","","","","","","","",{"$f":"IF(OR(JT$100=\"\",ISERROR(INDEX(JT$100:JT$5100,MATCH($G5239&\"*\",JT$100:JT$5100,0),1))),\"\",INDEX(JT$100:JT$5100,MATCH($G5239&\"*\",JT$100:JT$5100,0),1))","v":""},"","","","","","","","","","","","","","","","","","","","","","","","","","","","","","","","","","","","","","","","","","","","","","","","","","","","","","","","","","","","","","","",{"$f":"IF(OR(MF$100=\"\",ISERROR(INDEX(MF$100:MF$5100,MATCH($G5239&\"*\",MF$100:MF$5100,0),1))),\"\",INDEX(MF$100:MF$5100,MATCH($G5239&\"*\",MF$100:MF$5100,0),1))","v":""},"","","","","","","","","","","","","","","","","","","","","","","","","","","","","","","","","","","","","","","","","","","","","","","","","","","","","","","","","","","","","","",""]
[null,{"$f":"MID(E5242,FIND(\"★\",SUBSTITUTE(E5242,\"（ \",\"★\",1))+2,20)","v":{"$error":"#VALUE!"}},{"$f":"MID(E5242,FIND(\"★\",SUBSTITUTE(E5242,\"（ \",\"★\",2))+2,20)","v":{"$error":"#VALUE!"}},"昇降機",{"$f":"IF(E$100=\"\",\"\",IF(E5236=\"１．計算条件\",INDEX(E$100:E$5100,MATCH(\"*\"&D5242&\"*\",E$100:E$5100,0),1),\"\"))","v":""},null,"給湯設備","","","","","","","","","","","","","","","","","","","","","","","","","","","","","","","","","","","","","","","","","","","","","","","","","","","","","","","","","","","","","","","","","","","","","","","","","","","","","","","","","","","","","","","","","","","","","","","","","","","","","","","","","","","","","","","","","","","","","","","","","","","","","","","","","","","","","","","","","","","","","","","",{"$f":"IF(OR(EU$100=\"\",ISERROR(INDEX(EU$100:EU$5100,MATCH($G5242&\"*\",EU$100:EU$5100,0),1))),\"\",INDEX(EU$100:EU$5100,MATCH($G5242&\"*\",EU$100:EU$5100,0),1))","v":""},"","","","","","","","","","","","","","","","","","","","","","","","","","","","","","","","","","","","","","","","","","","","","","","","","","","","","","","","","","","","","","","","","","","","","","","","","","","","","","","","","","","","","","","","","","","","","","","","","","","","","","","","","","","","","","","","","","","","","","","","","","","","","","","",{"$f":"IF(OR(JS$100=\"\",ISERROR(INDEX(JS$100:JS$5100,MATCH($G5242&\"*\",JS$100:JS$5100,0),1))),\"\",INDEX(JS$100:JS$5100,MATCH($G5242&\"*\",JS$100:JS$5100,0),1))","v":""},"","","","","","","","","","","","","","","","","","","","","","","","","","","","","","","","","","","","","","","","","","","","","","","","","","","","","","","","","","","","","","","","","","","","","","","","","","","","","","","","","","","","","","","","","","","","","","","","","","","","","","","","","","","","","","","","","","","","","","","","","","","","","","","",{"$f":"IF(OR(OQ$100=\"\",ISERROR(INDEX(OQ$100:OQ$5100,MATCH($G5242&\"*\",OQ$100:OQ$5100,0),1))),\"\",INDEX(OQ$100:OQ$5100,MATCH($G5242&\"*\",OQ$100:OQ$5100,0),1))","v":""}]
[null,{"$f":"MID(E5244,FIND(\"★\",SUBSTITUTE(E5244,\"（ \",\"★\",1))+2,20)","v":{"$error":"#VALUE!"}},null,"CGS",{"$f":"IF(E$100=\"\",\"\",IF(E5236=\"１．計算条件\",INDEX(E$100:E$5100,MATCH(\"*\"&D5244&\"*\",E$100:E$5100,0),1),\"\"))","v":""},null,"その他の設備","",{"$f":"IF(OR(I$100=\"\",ISERROR(INDEX(I$100:I$5100,MATCH($G5244&\"*\",I$100:I$5100,0),1))),\"\",INDEX(I$100:I$5100,MATCH($G5244&\"*\",I$100:I$5100,0),1))","v":""},"","","","","","","","","","","","","","","","","","","","","","","","","","","","","","","","","","","","","","","","","","","","","","","","","","","","","","","","","","","","","","","","","","","","","","","","","","","","","","","","","","","","","","","","","","","","","","","","","","","","","","","","","","","","","","","","","","","","","","","","","","","","","","","","","","","","","","","","","","","","","","","","","","","","","","","","","","","","","","","","","","","","","","","","","","","","","","","","","","","","","","","","","","","","","","","","","","","","","","","","","","","","","","","","","","","","","","","","","","","","","","","","","","","","","","","","","","","","","","","","","","","","","","","","","","","","","","","","","","","","","","","","","","","","","","","","","","","","","","","","","","","","","","","","","","","","","","","","","","","","","","","","","","","","","","","","","","","","","","","","","","","","","","","","","","","","","","","","","","","","","","","","","","","","","","","","","","","","","","","","","","","","","","","","","","","","","","","","","","","","","","","","","","","","","","","","","","","","","",""]
[null,{"$f":"MID(E5245,FIND(\"★\",SUBSTITUTE(E5245,\"（ \",\"★\",1))+2,20)","v":{"$error":"#VALUE!"}},null,"太陽光",{"$f":"IF(E$100=\"\",\"\",IF(E5236=\"１．計算条件\",INDEX(E$100:E$5100,MATCH(\"*\"&D5244&\"*\",E$100:E$5100,0)-1,1),\"\"))","v":""},null,"その他の設備",{"$f":"IF(OR(H$100=\"\",ISERROR(INDEX(H$100:H$5100,MATCH($G5244&\"*\",H$100:H$5100,0)+1,1))),\"\",INDEX(H$100:H$5100,MATCH($G5244&\"*\",H$100:H$5100,0)+1,1))","v":""},{"$f":"IF(OR(I$100=\"\",ISERROR(INDEX(I$100:I$5100,MATCH($G5244&\"*\",I$100:I$5100,0)+1,1))),\"\",INDEX(I$100:I$5100,MATCH($G5244&\"*\",I$100:I$5100,0)+1,1))","v":""},"","","","","","","","","","","","","","","","","","","","","","","","","","","","","","","","","","","","","","","","","","","","","","","","","","","","","","","","","","","","","","","",{"$f":"IF(OR(BU$100=\"\",ISERROR(INDEX(BU$100:BU$5100,MATCH($G5244&\"*\",BU$100:BU$5100,0)+1,1))),\"\",INDEX(BU$100:BU$5100,MATCH($G5244&\"*\",BU$100:BU$5100,0)+1,1))","v":""},"","","","","","","","","","","","","","","","","","","","","","","","","","","","","","","","","","","","","","","","","","","","","","","","","","","","","","","","","","","","","","","",{"$f":"IF(OR(EG$100=\"\",ISERROR(INDEX(EG$100:EG$5100,MATCH($G5244&\"*\",EG$100:EG$5100,0)+1,1))),\"\",INDEX(EG$100:EG$5100,MATCH($G5244&\"*\",EG$100:EG$5100,0)+1,1))","v":""},"","","","","","","","","","","","","","","","","","","","","","","","","","","","","","","","","","","","","","","","","","","","","","","","","","","","","","","","","","","","","","","",{"$f":"IF(OR(GS$100=\"\",ISERROR(INDEX(GS$100:GS$5100,MATCH($G5244&\"*\",GS$100:GS$5100,0)+1,1))),\"\",INDEX(GS$100:GS$5100,MATCH($G5244&\"*\",GS$100:GS$5100,0)+1,1))","v":""},"","","","","","","","","","","","","","","","","","","","","","","","","","","","","","","","","","","","","","","","","","","","","","","","","","","","","","","","","","","","","","","",{"$f":"IF(OR(JE$100=\"\",ISERROR(INDEX(JE$100:JE$5100,MATCH($G5244&\"*\",JE$100:JE$5100,0)+1,1))),\"\",INDEX(JE$100:JE$5100,MATCH($G5244&\"*\",JE$100:JE$5100,0)+1,1))","v":""},"","","","","","","","","","","","","","","","","","","","","","","","","","","","","","","","","","","","","","","","","","","","","","","","","","","","","","","","","","","","","","","",{"$f":"IF(OR(LQ$100=\"\",ISERROR(INDEX(LQ$100:LQ$5100,MATCH($G5244&\"*\",LQ$100:LQ$5100,0)+1,1))),\"\",INDEX(LQ$100:LQ$5100,MATCH($G5244&\"*\",LQ$100:LQ$5100,0)+1,1))","v":""},"","","","","","","","","","","","","","","","","","","","","","","","","","","","","","","","","","","","","","","","","","","","","","","","","","","","","","","","","","","","","","","",{"$f":"IF(OR(OC$100=\"\",ISERROR(INDEX(OC$100:OC$5100,MATCH($G5244&\"*\",OC$100:OC$5100,0)+1,1))),\"\",INDEX(OC$100:OC$5100,MATCH($G5244&\"*\",OC$100:OC$5100,0)+1,1))","v":""},"","","","","","","","","","","","","",""]
[null,null,null,"設計(省エネ）",{"$f":"IF(E$100=\"\",\"\",IF(E5236=\"１．計算条件\",INDEX(E$100:E$5100,MATCH(\"*\"&D5236&\"*\",E$100:E$5100,0)+17,1),\"\"))","v":""},null,"MJ合計",{"$f":"IF(OR(H$100=\"\",ISERROR(INDEX(H$100:H$5100,MATCH($G5248&\"*\",H$100:H$5100,0),1))),\"\",INDEX(H$100:H$5100,MATCH($G5248&\"*\",H$100:H$5100,0)+1,1))","v":""},{"$f":"IF(OR(I$100=\"\",ISERROR(INDEX(I$100:I$5100,MATCH($G5248&\"*\",I$100:I$5100,0),1))),\"\",INDEX(I$100:I$5100,MATCH($G5248&\"*\",I$100:I$5100,0)+1,1))","v":""},"","","","","","","","","","","","","","","","","","","","","","","","","","","","","","","","","","","","","","","","","","","","","","","","","","","","","","","","","","","","","","","",{"$f":"IF(OR(BU$100=\"\",ISERROR(INDEX(BU$100:BU$5100,MATCH($G5248&\"*\",BU$100:BU$5100,0),1))),\"\",INDEX(BU$100:BU$5100,MATCH($G5248&\"*\",BU$100:BU$5100,0)+1,1))","v":""},"","","","","","","","","","","","","","","","","","","","","","","","","","","","","","","","","","","","","","","","","","","","","","","","","","","","","","","","","","","","","","","",{"$f":"IF(OR(EG$100=\"\",ISERROR(INDEX(EG$100:EG$5100,MATCH($G5248&\"*\",EG$100:EG$5100,0),1))),\"\",INDEX(EG$100:EG$5100,MATCH($G5248&\"*\",EG$100:EG$5100,0)+1,1))","v":""},"","","","","","","","","","","","","","","","","","","","","","","","","","","","","","","","","","","","","","","","","","","","","","","","","","","","","","","","","","","","","","","",{"$f":"IF(OR(GS$100=\"\",ISERROR(INDEX(GS$100:GS$5100,MATCH($G5248&\"*\",GS$100:GS$5100,0),1))),\"\",INDEX(GS$100:GS$5100,MATCH($G5248&\"*\",GS$100:GS$5100,0)+1,1))","v":""},"","","","","","","","","","","","","","","","","","","","","","","","","","","","","","","","","","","","","","","","","","","","","","","","","","","","","","","","","","","","","","","",{"$f":"IF(OR(JE$100=\"\",ISERROR(INDEX(JE$100:JE$5100,MATCH($G5248&\"*\",JE$100:JE$5100,0),1))),\"\",INDEX(JE$100:JE$5100,MATCH($G5248&\"*\",JE$100:JE$5100,0)+1,1))","v":""},"","","","","","","","","","","","","","","","","","","","","","","","","","","","","","","","","","","","","","","","","","","","","","","","","","","","","","","","","","","","","","","",{"$f":"IF(OR(LQ$100=\"\",ISERROR(INDEX(LQ$100:LQ$5100,MATCH($G5248&\"*\",LQ$100:LQ$5100,0),1))),\"\",INDEX(LQ$100:LQ$5100,MATCH($G5248&\"*\",LQ$100:LQ$5100,0)+1,1))","v":""},"","","","","","","","","","","","","","","","","","","","","","","","","","","","","","","","","","","","","","","","","","","","","","","","","","","","","","","","","","","","","","","",{"$f":"IF(OR(OC$100=\"\",ISERROR(INDEX(OC$100:OC$5100,MATCH($G5248&\"*\",OC$100:OC$5100,0),1))),\"\",INDEX(OC$100:OC$5100,MATCH($G5248&\"*\",OC$100:OC$5100,0)+1,1))","v":""},"","","","","","","","","","","","","",""]
[null,null,null,"設計（誘導）",{"$f":"IF(E$100=\"\",\"\",IF(E5236=\"１．計算条件\",INDEX(E$100:E$5100,MATCH(\"*\"&D5236&\"*\",E$100:E$5100,0)+19,1),\"\"))","v":""},null,"・PV,CGS",{"$f":"IF(ISERROR(-LOOKUP(1,-RIGHT(H5249,ROW($1:$80)))),\"\",IF(LEFT(H5249,2)=\"合計\",-LOOKUP(1,-LEFT(MID(H5249,3,15),ROW($1:$80))),-LOOKUP(1,-RIGHT(LEFT(H5249,FIND(\" \",H5249)),ROW($1:$80)))))","v":""},"","","","","","","","","","","","","","","","","","","","","","","","","","","","","","","","","","","","","","","","","","","","","","","","","","","","","","","","","","","","","","","",{"$f":"IF(ISERROR(-LOOKUP(1,-RIGHT(BT5249,ROW($1:$80)))),\"\",IF(LEFT(BT5249,2)=\"合計\",-LOOKUP(1,-LEFT(MID(BT5249,3,15),ROW($1:$80))),-LOOKUP(1,-RIGHT(LEFT(BT5249,FIND(\" \",BT5249)),ROW($1:$80)))))","v":""},"","","","","","","","","","","","","","","","","","","","","","","","","","","","","","","","","","","","","","","","","","","","","","","","","","","","","","","","","","","","","","","",{"$f":"IF(ISERROR(-LOOKUP(1,-RIGHT(EF5249,ROW($1:$80)))),\"\",IF(LEFT(EF5249,2)=\"合計\",-LOOKUP(1,-LEFT(MID(EF5249,3,15),ROW($1:$80))),-LOOKUP(1,-RIGHT(LEFT(EF5249,FIND(\" \",EF5249)),ROW($1:$80)))))","v":""},"","","","","","","","","","","","","","","","","","","","","","","","","","","","","","","","","","","","","","","","","","","","","","","","","","","","","","","","","","","","","","","",{"$f":"IF(ISERROR(-LOOKUP(1,-RIGHT(GR5249,ROW($1:$80)))),\"\",IF(LEFT(GR5249,2)=\"合計\",-LOOKUP(1,-LEFT(MID(GR5249,3,15),ROW($1:$80))),-LOOKUP(1,-RIGHT(LEFT(GR5249,FIND(\" \",GR5249)),ROW($1:$80)))))","v":""},"","","","","","","","","","","","","","","","","","","","","","","","","","","","","","","","","","","","","","","","","","","","","","","","","","","","","","","","","","","","","","","",{"$f":"IF(ISERROR(-LOOKUP(1,-RIGHT(JD5249,ROW($1:$80)))),\"\",IF(LEFT(JD5249,2)=\"合計\",-LOOKUP(1,-LEFT(MID(JD5249,3,15),ROW($1:$80))),-LOOKUP(1,-RIGHT(LEFT(JD5249,FIND(\" \",JD5249)),ROW($1:$80)))))","v":""},"","","","","","","","","","","","","","","","","","","","","","","","","","","","","","","","","","","","","","","","","","","","","","","","","","","","","","","","","","","","","","","",{"$f":"IF(ISERROR(-LOOKUP(1,-RIGHT(LP5249,ROW($1:$80)))),\"\",IF(LEFT(LP5249,2)=\"合計\",-LOOKUP(1,-LEFT(MID(LP5249,3,15),ROW($1:$80))),-LOOKUP(1,-RIGHT(LEFT(LP5249,FIND(\" \",LP5249)),ROW($1:$80)))))","v":""},"","","","","","","","","","","","","","","","","","","","","","","","","","","","","","","","","","","","","","","","","","","","","","","","","","","","","","","","","","","","","","","",{"$f":"IF(ISERROR(-LOOKUP(1,-RIGHT(OB5249,ROW($1:$80)))),\"\",IF(LEFT(OB5249,2)=\"合計\",-LOOKUP(1,-LEFT(MID(OB5249,3,15),ROW($1:$80))),-LOOKUP(1,-RIGHT(LEFT(OB5249,FIND(\" \",OB5249)),ROW($1:$80)))))","v":""},"","","","","","","","","","","","","","",""]
[null,null,null,"6.1.一次エネ（その他除く）"]
[null,null,null,"設計（省エネ）",{"$f":"IF(E$100=\"\",\"\",IF(E101=\"１．計算条件\",MID(INDEX(E$100:E$5100,MATCH(\"6.1.\"&\"*\"&D5254&\"*\",E$100:E$5100,0)+3,1),16,20),IF(E101=\"標準入力法\",INDEX(E$100:E$5100,MATCH(\"6.1.\"&\"*\"&D5254&\"*\",E$100:E$5100,0)+6,1),\"\")))","v":""},"住戸設計","一次エネルギー消費量(その他除く)",{"$f":"IF(OR(H$100=\"\",ISERROR(INDEX(H$100:H$5100,MATCH(\"*\"&$G5255&\"*\",H$100:H$5100,0)+4,1))),\"\",INDEX(H$100:H$5100,MATCH(\"*\"&$G5255&\"*\",H$100:H$5100,0)+4,1))","v":""},"","","","","","","","","","","","","","","","","","","","","","","","","","","","","","","","","","","","","","","","","","","","","","","","","","","","","","","","","","","","","","","",{"$f":"IF(OR(BT$100=\"\",ISERROR(INDEX(BT$100:BT$5100,MATCH(\"*\"&$G5255&\"*\",BT$100:BT$5100,0)+4,1))),\"\",INDEX(BT$100:BT$5100,MATCH(\"*\"&$G5255&\"*\",BT$100:BT$5100,0)+4,1))","v":""},"","","","","","","","","","","","","","","","","","","","","","","","","","","","","","","","","","","","","","","","","","","","","","","","","","","","","","","","","","","","","","","",{"$f":"IF(OR(EF$100=\"\",ISERROR(INDEX(EF$100:EF$5100,MATCH(\"*\"&$G5255&\"*\",EF$100:EF$5100,0)+4,1))),\"\",INDEX(EF$100:EF$5100,MATCH(\"*\"&$G5255&\"*\",EF$100:EF$5100,0)+4,1))","v":""},"","","","","","","","","","","","","","","","","","","","","","","","","","","","","","","","","","","","","","","","","","","","","","","","","","","","","","","","","","","","","","","",{"$f":"IF(OR(GR$100=\"\",ISERROR(INDEX(GR$100:GR$5100,MATCH(\"*\"&$G5255&\"*\",GR$100:GR$5100,0)+4,1))),\"\",INDEX(GR$100:GR$5100,MATCH(\"*\"&$G5255&\"*\",GR$100:GR$5100,0)+4,1))","v":""},"","","","","","","","","","","","","","","","","","","","","","","","","","","","","","","","","","","","","","","","","","","","","","","","","","","","","","","","","","","","","","","",{"$f":"IF(OR(JD$100=\"\",ISERROR(INDEX(JD$100:JD$5100,MATCH(\"*\"&$G5255&\"*\",JD$100:JD$5100,0)+4,1))),\"\",INDEX(JD$100:JD$5100,MATCH(\"*\"&$G5255&\"*\",JD$100:JD$5100,0)+4,1))","v":""},"","","","","","","","","","","","","","","","","","","","","","","","","","","","","","","","","","","","","","","","","","","","","","","","","","","","","","","","","","","","","","","",{"$f":"IF(OR(LP$100=\"\",ISERROR(INDEX(LP$100:LP$5100,MATCH(\"*\"&$G5255&\"*\",LP$100:LP$5100,0)+4,1))),\"\",INDEX(LP$100:LP$5100,MATCH(\"*\"&$G5255&\"*\",LP$100:LP$5100,0)+4,1))","v":""},"","","","","","","","","","","","","","","","","","","","","","","","","","","","","","","","","","","","","","","","","","","","","","","","","","","","","","","","","","","","","","","",{"$f":"IF(OR(OB$100=\"\",ISERROR(INDEX(OB$100:OB$5100,MATCH(\"*\"&$G5255&\"*\",OB$100:OB$5100,0)+4,1))),\"\",INDEX(OB$100:OB$5100,MATCH(\"*\"&$G5255&\"*\",OB$100:OB$5100,0)+4,1))","v":""},"","","","","","","","","","","","","","",""]
[null,null,null,"誘導BEI",{"$f":"IF(E$100=\"\",\"\",IF(E101=\"１．計算条件\",LEFT(RIGHT(INDEX(E$100:E$5100,MATCH(\"6.1.\"&\"*\"&D5254&\"*\",E$100:E$5100,0)+11,1),5),4),IF(E101=\"標準入力法\",INDEX(E$100:E$5100,MATCH(\"6.1.\"&\"*\"&D5254&\"*\",E$100:E$5100,0)+24,1),\"\")))","v":""},"等級4設計","H28年4月以降",{"$f":"IF(OR(H$100=\"\",ISERROR(INDEX(H$100:H$5100,MATCH($G5258&\"*\",H$100:H$5100,0)+1,1))),\"\",INDEX(H$100:H$5100,MATCH($G5258&\"*\",H$100:H$5100,0)+1,1))","v":""},{"$f":"IF(OR(I$100=\"\",ISERROR(INDEX(I$100:I$5100,MATCH($G5258&\"*\",I$100:I$5100,0)+1,1))),\"\",INDEX(I$100:I$5100,MATCH($G5258&\"*\",I$100:I$5100,0)+1,1))","v":""},"","","","","","","","","","","","","","","","","","","","","","","","","","","","","","","","","","","","","","","","","","","","","","","","","","","","","","","","","","","","","","","",{"$f":"IF(OR(BU$100=\"\",ISERROR(INDEX(BU$100:BU$5100,MATCH($G5258&\"*\",BU$100:BU$5100,0)+1,1))),\"\",INDEX(BU$100:BU$5100,MATCH($G5258&\"*\",BU$100:BU$5100,0)+1,1))","v":""},"","","","","","","","","","","","","","","","","","","","","","","","","","","","","","","","","","","","","","","","","","","","","","","","","","","","","","","","","","","","","","","",{"$f":"IF(OR(EG$100=\"\",ISERROR(INDEX(EG$100:EG$5100,MATCH($G5258&\"*\",EG$100:EG$5100,0)+1,1))),\"\",INDEX(EG$100:EG$5100,MATCH($G5258&\"*\",EG$100:EG$5100,0)+1,1))","v":""},"","","","","","","","","","","","","","","","","","","","","","","","","","","","","","","","","","","","","","","","","","","","","","","","","","","","","","","","","","","","","","","",{"$f":"IF(OR(GS$100=\"\",ISERROR(INDEX(GS$100:GS$5100,MATCH($G5258&\"*\",GS$100:GS$5100,0)+1,1))),\"\",INDEX(GS$100:GS$5100,MATCH($G5258&\"*\",GS$100:GS$5100,0)+1,1))","v":""},"","","","","","","","","","","","","","","","","","","","","","","","","","","","","","","","","","","","","","","","","","","","","","","","","","","","","","","","","","","","","","","",{"$f":"IF(OR(JE$100=\"\",ISERROR(INDEX(JE$100:JE$5100,MATCH($G5258&\"*\",JE$100:JE$5100,0)+1,1))),\"\",INDEX(JE$100:JE$5100,MATCH($G5258&\"*\",JE$100:JE$5100,0)+1,1))","v":""},"","","","","","","","","","","","","","","","","","","","","","","","","","","","","","","","","","","","","","","","","","","","","","","","","","","","","","","","","","","","","","","",{"$f":"IF(OR(LQ$100=\"\",ISERROR(INDEX(LQ$100:LQ$5100,MATCH($G5258&\"*\",LQ$100:LQ$5100,0)+1,1))),\"\",INDEX(LQ$100:LQ$5100,MATCH($G5258&\"*\",LQ$100:LQ$5100,0)+1,1))","v":""},"","","","","","","","","","","","","","","","","","","","","","","","","","","","","","","","","","","","","","","","","","","","","","","","","","","","","","","","","","","","","","","",{"$f":"IF(OR(OC$100=\"\",ISERROR(INDEX(OC$100:OC$5100,MATCH($G5258&\"*\",OC$100:OC$5100,0)+1,1))),\"\",INDEX(OC$100:OC$5100,MATCH($G5258&\"*\",OC$100:OC$5100,0)+1,1))","v":""},"","","","","","","","","","","","","",""]
[null,null,null,null,null,"等級5基準","低炭素化の促進のために誘導すべきその他の基準",{"$f":"IF(OR(H$100=\"\",ISERROR(INDEX(H$100:H$5100,MATCH($G5261&\"*\",H$100:H$5100,0)-1,1))),\"\",INDEX(H$100:H$5100,MATCH($G5261&\"*\",H$100:H$5100,0)-1,1))","v":""},{"$f":"IF(OR(I$100=\"\",ISERROR(INDEX(I$100:I$5100,MATCH($G5261&\"*\",I$100:I$5100,0)-1,1))),\"\",INDEX(I$100:I$5100,MATCH($G5261&\"*\",I$100:I$5100,0)-1,1))","v":""},"","","","","","","","","","","","","","","","","","","","","","","","","","","","","","","","","","","","","","","","","","","","","","","","","","","","","","","","","","","","","","","",{"$f":"IF(OR(BU$100=\"\",ISERROR(INDEX(BU$100:BU$5100,MATCH($G5261&\"*\",BU$100:BU$5100,0)-1,1))),\"\",INDEX(BU$100:BU$5100,MATCH($G5261&\"*\",BU$100:BU$5100,0)-1,1))","v":""},"","","","","","","","","","","","","","","","","","","","","","","","","","","","","","","","","","","","","","","","","","","","","","","","","","","","","","","","","","","","","","","",{"$f":"IF(OR(EG$100=\"\",ISERROR(INDEX(EG$100:EG$5100,MATCH($G5261&\"*\",EG$100:EG$5100,0)-1,1))),\"\",INDEX(EG$100:EG$5100,MATCH($G5261&\"*\",EG$100:EG$5100,0)-1,1))","v":""},"","","","","","","","","","","","","","","","","","","","","","","","","","","","","","","","","","","","","","","","","","","","","","","","","","","","","","","","","","","","","","","",{"$f":"IF(OR(GS$100=\"\",ISERROR(INDEX(GS$100:GS$5100,MATCH($G5261&\"*\",GS$100:GS$5100,0)-1,1))),\"\",INDEX(GS$100:GS$5100,MATCH($G5261&\"*\",GS$100:GS$5100,0)-1,1))","v":""},"","","","","","","","","","","","","","","","","","","","","","","","","","","","","","","","","","","","","","","","","","","","","","","","","","","","","","","","","","","","","","","",{"$f":"IF(OR(JE$100=\"\",ISERROR(INDEX(JE$100:JE$5100,MATCH($G5261&\"*\",JE$100:JE$5100,0)-1,1))),\"\",INDEX(JE$100:JE$5100,MATCH($G5261&\"*\",JE$100:JE$5100,0)-1,1))","v":""},"","","","","","","","","","","","","","","","","","","","","","","","","","","","","","","","","","","","","","","","","","","","","","","","","","","","","","","","","","","","","","","",{"$f":"IF(OR(LQ$100=\"\",ISERROR(INDEX(LQ$100:LQ$5100,MATCH($G5261&\"*\",LQ$100:LQ$5100,0)-1,1))),\"\",INDEX(LQ$100:LQ$5100,MATCH($G5261&\"*\",LQ$100:LQ$5100,0)-1,1))","v":""},"","","","","","","","","","","","","","","","","","","","","","","","","","","","","","","","","","","","","","","","","","","","","","","","","","","","","","","","","","","","","","","",{"$f":"IF(OR(OC$100=\"\",ISERROR(INDEX(OC$100:OC$5100,MATCH($G5261&\"*\",OC$100:OC$5100,0)-1,1))),\"\",INDEX(OC$100:OC$5100,MATCH($G5261&\"*\",OC$100:OC$5100,0)-1,1))","v":""},"","","","","","","","","","","","","",""]
[null,null,null,null,{"$f":"IF(E$100=\"\",\"\",IF(E101=\"１．計算条件\",INDEX(E$100:E$5100,MATCH(\"*\"&D5259&\"*\",E$100:E$5100,0)+12,1),IF(E101=\"標準入力法\",INDEX(E$100:E$5100,MATCH(\"*\"&D5259&\"*\",E$100:E$5100,0)+18,1),\"\")))","v":""},"等級6基準","R04年10月現存",{"$f":"IF(OR(H$100=\"\",ISERROR(INDEX(H$100:H$5100,MATCH($G5263&\"*\",H$100:H$5100,0)-1,1))),\"\",INDEX(H$100:H$5100,MATCH($G5263&\"*\",H$100:H$5100,0)-1,1))","v":""},{"$f":"IF(OR(I$100=\"\",ISERROR(INDEX(I$100:I$5100,MATCH($G5263&\"*\",I$100:I$5100,0)-1,1))),\"\",INDEX(I$100:I$5100,MATCH($G5263&\"*\",I$100:I$5100,0)-1,1))","v":""},{"$f":"IF(OR(J$100=\"\",ISERROR(INDEX(J$100:J$5100,MATCH($G5263&\"*\",J$100:J$5100,0)-1,1))),\"\",INDEX(J$100:J$5100,MATCH($G5263&\"*\",J$100:J$5100,0)-1,1))","v":""},{"$f":"IF(OR(K$100=\"\",ISERROR(INDEX(K$100:K$5100,MATCH($G5263&\"*\",K$100:K$5100,0)-1,1))),\"\",INDEX(K$100:K$5100,MATCH($G5263&\"*\",K$100:K$5100,0)-1,1))","v":""},{"$f":"IF(OR(L$100=\"\",ISERROR(INDEX(L$100:L$5100,MATCH($G5263&\"*\",L$100:L$5100,0)-1,1))),\"\",INDEX(L$100:L$5100,MATCH($G5263&\"*\",L$100:L$5100,0)-1,1))","v":""},{"$f":"IF(OR(M$100=\"\",ISERROR(INDEX(M$100:M$5100,MATCH($G5263&\"*\",M$100:M$5100,0)-1,1))),\"\",INDEX(M$100:M$5100,MATCH($G5263&\"*\",M$100:M$5100,0)-1,1))","v":""},{"$f":"IF(OR(N$100=\"\",ISERROR(INDEX(N$100:N$5100,MATCH($G5263&\"*\",N$100:N$5100,0)-1,1))),\"\",INDEX(N$100:N$5100,MATCH($G5263&\"*\",N$100:N$5100,0)-1,1))","v":""},{"$f":"IF(OR(O$100=\"\",ISERROR(INDEX(O$100:O$5100,MATCH($G5263&\"*\",O$100:O$5100,0)-1,1))),\"\",INDEX(O$100:O$5100,MATCH($G5263&\"*\",O$100:O$5100,0)-1,1))","v":""},{"$f":"IF(OR(P$100=\"\",ISERROR(INDEX(P$100:P$5100,MATCH($G5263&\"*\",P$100:P$5100,0)-1,1))),\"\",INDEX(P$100:P$5100,MATCH($G5263&\"*\",P$100:P$5100,0)-1,1))","v":""},{"$f":"IF(OR(Q$100=\"\",ISERROR(INDEX(Q$100:Q$5100,MATCH($G5263&\"*\",Q$100:Q$5100,0)-1,1))),\"\",INDEX(Q$100:Q$5100,MATCH($G5263&\"*\",Q$100:Q$5100,0)-1,1))","v":""},{"$f":"IF(OR(R$100=\"\",ISERROR(INDEX(R$100:R$5100,MATCH($G5263&\"*\",R$100:R$5100,0)-1,1))),\"\",INDEX(R$100:R$5100,MATCH($G5263&\"*\",R$100:R$5100,0)-1,1))","v":""},{"$f":"IF(OR(S$100=\"\",ISERROR(INDEX(S$100:S$5100,MATCH($G5263&\"*\",S$100:S$5100,0)-1,1))),\"\",INDEX(S$100:S$5100,MATCH($G5263&\"*\",S$100:S$5100,0)-1,1))","v":""},{"$f":"IF(OR(T$100=\"\",ISERROR(INDEX(T$100:T$5100,MATCH($G5263&\"*\",T$100:T$5100,0)-1,1))),\"\",INDEX(T$100:T$5100,MATCH($G5263&\"*\",T$100:T$5100,0)-1,1))","v":""},{"$f":"IF(OR(U$100=\"\",ISERROR(INDEX(U$100:U$5100,MATCH($G5263&\"*\",U$100:U$5100,0)-1,1))),\"\",INDEX(U$100:U$5100,MATCH($G5263&\"*\",U$100:U$5100,0)-1,1))","v":""},{"$f":"IF(OR(V$100=\"\",ISERROR(INDEX(V$100:V$5100,MATCH($G5263&\"*\",V$100:V$5100,0)-1,1))),\"\",INDEX(V$100:V$5100,MATCH($G5263&\"*\",V$100:V$5100,0)-1,1))","v":""},{"$f":"IF(OR(W$100=\"\",ISERROR(INDEX(W$100:W$5100,MATCH($G5263&\"*\",W$100:W$5100,0)-1,1))),\"\",INDEX(W$100:W$5100,MATCH($G5263&\"*\",W$100:W$5100,0)-1,1))","v":""},{"$f":"IF(OR(X$100=\"\",ISERROR(INDEX(X$100:X$5100,MATCH($G5263&\"*\",X$100:X$5100,0)-1,1))),\"\",INDEX(X$100:X$5100,MATCH($G5263&\"*\",X$100:X$5100,0)-1,1))","v":""},{"$f":"IF(OR(Y$100=\"\",ISERROR(INDEX(Y$100:Y$5100,MATCH($G5263&\"*\",Y$100:Y$5100,0)-1,1))),\"\",INDEX(Y$100:Y$5100,MATCH($G5263&\"*\",Y$100:Y$5100,0)-1,1))","v":""},{"$f":"IF(OR(Z$100=\"\",ISERROR(INDEX(Z$100:Z$5100,MATCH($G5263&\"*\",Z$100:Z$5100,0)-1,1))),\"\",INDEX(Z$100:Z$5100,MATCH($G5263&\"*\",Z$100:Z$5100,0)-1,1))","v":""},{"$f":"IF(OR(AA$100=\"\",ISERROR(INDEX(AA$100:AA$5100,MATCH($G5263&\"*\",AA$100:AA$5100,0)-1,1))),\"\",INDEX(AA$100:AA$5100,MATCH($G5263&\"*\",AA$100:AA$5100,0)-1,1))","v":""},{"$f":"IF(OR(AB$100=\"\",ISERROR(INDEX(AB$100:AB$5100,MATCH($G5263&\"*\",AB$100:AB$5100,0)-1,1))),\"\",INDEX(AB$100:AB$5100,MATCH($G5263&\"*\",AB$100:AB$5100,0)-1,1))","v":""},{"$f":"IF(OR(AC$100=\"\",ISERROR(INDEX(AC$100:AC$5100,MATCH($G5263&\"*\",AC$100:AC$5100,0)-1,1))),\"\",INDEX(AC$100:AC$5100,MATCH($G5263&\"*\",AC$100:AC$5100,0)-1,1))","v":""},{"$f":"IF(OR(AD$100=\"\",ISERROR(INDEX(AD$100:AD$5100,MATCH($G5263&\"*\",AD$100:AD$5100,0)-1,1))),\"\",INDEX(AD$100:AD$5100,MATCH($G5263&\"*\",AD$100:AD$5100,0)-1,1))","v":""},{"$f":"IF(OR(AE$100=\"\",ISERROR(INDEX(AE$100:AE$5100,MATCH($G5263&\"*\",AE$100:AE$5100,0)-1,1))),\"\",INDEX(AE$100:AE$5100,MATCH($G5263&\"*\",AE$100:AE$5100,0)-1,1))","v":""},{"$f":"IF(OR(AF$100=\"\",ISERROR(INDEX(AF$100:AF$5100,MATCH($G5263&\"*\",AF$100:AF$5100,0)-1,1))),\"\",INDEX(AF$100:AF$5100,MATCH($G5263&\"*\",AF$100:AF$5100,0)-1,1))","v":""},{"$f":"IF(OR(AG$100=\"\",ISERROR(INDEX(AG$100:AG$5100,MATCH($G5263&\"*\",AG$100:AG$5100,0)-1,1))),\"\",INDEX(AG$100:AG$5100,MATCH($G5263&\"*\",AG$100:AG$5100,0)-1,1))","v":""},{"$f":"IF(OR(AH$100=\"\",ISERROR(INDEX(AH$100:AH$5100,MATCH($G5263&\"*\",AH$100:AH$5100,0)-1,1))),\"\",INDEX(AH$100:AH$5100,MATCH($G5263&\"*\",AH$100:AH$5100,0)-1,1))","v":""},{"$f":"IF(OR(AI$100=\"\",ISERROR(INDEX(AI$100:AI$5100,MATCH($G5263&\"*\",AI$100:AI$5100,0)-1,1))),\"\",INDEX(AI$100:AI$5100,MATCH($G5263&\"*\",AI$100:AI$5100,0)-1,1))","v":""},{"$f":"IF(OR(AJ$100=\"\",ISERROR(INDEX(AJ$100:AJ$5100,MATCH($G5263&\"*\",AJ$100:AJ$5100,0)-1,1))),\"\",INDEX(AJ$100:AJ$5100,MATCH($G5263&\"*\",AJ$100:AJ$5100,0)-1,1))","v":""},{"$f":"IF(OR(AK$100=\"\",ISERROR(INDEX(AK$100:AK$5100,MATCH($G5263&\"*\",AK$100:AK$5100,0)-1,1))),\"\",INDEX(AK$100:AK$5100,MATCH($G5263&\"*\",AK$100:AK$5100,0)-1,1))","v":""},{"$f":"IF(OR(AL$100=\"\",ISERROR(INDEX(AL$100:AL$5100,MATCH($G5263&\"*\",AL$100:AL$5100,0)-1,1))),\"\",INDEX(AL$100:AL$5100,MATCH($G5263&\"*\",AL$100:AL$5100,0)-1,1))","v":""},{"$f":"IF(OR(AM$100=\"\",ISERROR(INDEX(AM$100:AM$5100,MATCH($G5263&\"*\",AM$100:AM$5100,0)-1,1))),\"\",INDEX(AM$100:AM$5100,MATCH($G5263&\"*\",AM$100:AM$5100,0)-1,1))","v":""},{"$f":"IF(OR(AN$100=\"\",ISERROR(INDEX(AN$100:AN$5100,MATCH($G5263&\"*\",AN$100:AN$5100,0)-1,1))),\"\",INDEX(AN$100:AN$5100,MATCH($G5263&\"*\",AN$100:AN$5100,0)-1,1))","v":""},{"$f":"IF(OR(AO$100=\"\",ISERROR(INDEX(AO$100:AO$5100,MATCH($G5263&\"*\",AO$100:AO$5100,0)-1,1))),\"\",INDEX(AO$100:AO$5100,MATCH($G5263&\"*\",AO$100:AO$5100,0)-1,1))","v":""},{"$f":"IF(OR(AP$100=\"\",ISERROR(INDEX(AP$100:AP$5100,MATCH($G5263&\"*\",AP$100:AP$5100,0)-1,1))),\"\",INDEX(AP$100:AP$5100,MATCH($G5263&\"*\",AP$100:AP$5100,0)-1,1))","v":""},{"$f":"IF(OR(AQ$100=\"\",ISERROR(INDEX(AQ$100:AQ$5100,MATCH($G5263&\"*\",AQ$100:AQ$5100,0)-1,1))),\"\",INDEX(AQ$100:AQ$5100,MATCH($G5263&\"*\",AQ$100:AQ$5100,0)-1,1))","v":""},{"$f":"IF(OR(AR$100=\"\",ISERROR(INDEX(AR$100:AR$5100,MATCH($G5263&\"*\",AR$100:AR$5100,0)-1,1))),\"\",INDEX(AR$100:AR$5100,MATCH($G5263&\"*\",AR$100:AR$5100,0)-1,1))","v":""},{"$f":"IF(OR(AS$100=\"\",ISERROR(INDEX(AS$100:AS$5100,MATCH($G5263&\"*\",AS$100:AS$5100,0)-1,1))),\"\",INDEX(AS$100:AS$5100,MATCH($G5263&\"*\",AS$100:AS$5100,0)-1,1))","v":""},{"$f":"IF(OR(AT$100=\"\",ISERROR(INDEX(AT$100:AT$5100,MATCH($G5263&\"*\",AT$100:AT$5100,0)-1,1))),\"\",INDEX(AT$100:AT$5100,MATCH($G5263&\"*\",AT$100:AT$5100,0)-1,1))","v":""},{"$f":"IF(OR(AU$100=\"\",ISERROR(INDEX(AU$100:AU$5100,MATCH($G5263&\"*\",AU$100:AU$5100,0)-1,1))),\"\",INDEX(AU$100:AU$5100,MATCH($G5263&\"*\",AU$100:AU$5100,0)-1,1))","v":""},{"$f":"IF(OR(AV$100=\"\",ISERROR(INDEX(AV$100:AV$5100,MATCH($G5263&\"*\",AV$100:AV$5100,0)-1,1))),\"\",INDEX(AV$100:AV$5100,MATCH($G5263&\"*\",AV$100:AV$5100,0)-1,1))","v":""},{"$f":"IF(OR(AW$100=\"\",ISERROR(INDEX(AW$100:AW$5100,MATCH($G5263&\"*\",AW$100:AW$5100,0)-1,1))),\"\",INDEX(AW$100:AW$5100,MATCH($G5263&\"*\",AW$100:AW$5100,0)-1,1))","v":""},{"$f":"IF(OR(AX$100=\"\",ISERROR(INDEX(AX$100:AX$5100,MATCH($G5263&\"*\",AX$100:AX$5100,0)-1,1))),\"\",INDEX(AX$100:AX$5100,MATCH($G5263&\"*\",AX$100:AX$5100,0)-1,1))","v":""},{"$f":"IF(OR(AY$100=\"\",ISERROR(INDEX(AY$100:AY$5100,MATCH($G5263&\"*\",AY$100:AY$5100,0)-1,1))),\"\",INDEX(AY$100:AY$5100,MATCH($G5263&\"*\",AY$100:AY$5100,0)-1,1))","v":""},{"$f":"IF(OR(AZ$100=\"\",ISERROR(INDEX(AZ$100:AZ$5100,MATCH($G5263&\"*\",AZ$100:AZ$5100,0)-1,1))),\"\",INDEX(AZ$100:AZ$5100,MATCH($G5263&\"*\",AZ$100:AZ$5100,0)-1,1))","v":""},{"$f":"IF(OR(BA$100=\"\",ISERROR(INDEX(BA$100:BA$5100,MATCH($G5263&\"*\",BA$100:BA$5100,0)-1,1))),\"\",INDEX(BA$100:BA$5100,MATCH($G5263&\"*\",BA$100:BA$5100,0)-1,1))","v":""},{"$f":"IF(OR(BB$100=\"\",ISERROR(INDEX(BB$100:BB$5100,MATCH($G5263&\"*\",BB$100:BB$5100,0)-1,1))),\"\",INDEX(BB$100:BB$5100,MATCH($G5263&\"*\",BB$100:BB$5100,0)-1,1))","v":""},{"$f":"IF(OR(BC$100=\"\",ISERROR(INDEX(BC$100:BC$5100,MATCH($G5263&\"*\",BC$100:BC$5100,0)-1,1))),\"\",INDEX(BC$100:BC$5100,MATCH($G5263&\"*\",BC$100:BC$5100,0)-1,1))","v":""},{"$f":"IF(OR(BD$100=\"\",ISERROR(INDEX(BD$100:BD$5100,MATCH($G5263&\"*\",BD$100:BD$5100,0)-1,1))),\"\",INDEX(BD$100:BD$5100,MATCH($G5263&\"*\",BD$100:BD$5100,0)-1,1))","v":""},{"$f":"IF(OR(BE$100=\"\",ISERROR(INDEX(BE$100:BE$5100,MATCH($G5263&\"*\",BE$100:BE$5100,0)-1,1))),\"\",INDEX(BE$100:BE$5100,MATCH($G5263&\"*\",BE$100:BE$5100,0)-1,1))","v":""},{"$f":"IF(OR(BF$100=\"\",ISERROR(INDEX(BF$100:BF$5100,MATCH($G5263&\"*\",BF$100:BF$5100,0)-1,1))),\"\",INDEX(BF$100:BF$5100,MATCH($G5263&\"*\",BF$100:BF$5100,0)-1,1))","v":""},{"$f":"IF(OR(BG$100=\"\",ISERROR(INDEX(BG$100:BG$5100,MATCH($G5263&\"*\",BG$100:BG$5100,0)-1,1))),\"\",INDEX(BG$100:BG$5100,MATCH($G5263&\"*\",BG$100:BG$5100,0)-1,1))","v":""},{"$f":"IF(OR(BH$100=\"\",ISERROR(INDEX(BH$100:BH$5100,MATCH($G5263&\"*\",BH$100:BH$5100,0)-1,1))),\"\",INDEX(BH$100:BH$5100,MATCH($G5263&\"*\",BH$100:BH$5100,0)-1,1))","v":""},{"$f":"IF(OR(BI$100=\"\",ISERROR(INDEX(BI$100:BI$5100,MATCH($G5263&\"*\",BI$100:BI$5100,0)-1,1))),\"\",INDEX(BI$100:BI$5100,MATCH($G5263&\"*\",BI$100:BI$5100,0)-1,1))","v":""},{"$f":"IF(OR(BJ$100=\"\",ISERROR(INDEX(BJ$100:BJ$5100,MATCH($G5263&\"*\",BJ$100:BJ$5100,0)-1,1))),\"\",INDEX(BJ$100:BJ$5100,MATCH($G5263&\"*\",BJ$100:BJ$5100,0)-1,1))","v":""},{"$f":"IF(OR(BK$100=\"\",ISERROR(INDEX(BK$100:BK$5100,MATCH($G5263&\"*\",BK$100:BK$5100,0)-1,1))),\"\",INDEX(BK$100:BK$5100,MATCH($G5263&\"*\",BK$100:BK$5100,0)-1,1))","v":""},{"$f":"IF(OR(BL$100=\"\",ISERROR(INDEX(BL$100:BL$5100,MATCH($G5263&\"*\",BL$100:BL$5100,0)-1,1))),\"\",INDEX(BL$100:BL$5100,MATCH($G5263&\"*\",BL$100:BL$5100,0)-1,1))","v":""},{"$f":"IF(OR(BM$100=\"\",ISERROR(INDEX(BM$100:BM$5100,MATCH($G5263&\"*\",BM$100:BM$5100,0)-1,1))),\"\",INDEX(BM$100:BM$5100,MATCH($G5263&\"*\",BM$100:BM$5100,0)-1,1))","v":""},{"$f":"IF(OR(BN$100=\"\",ISERROR(INDEX(BN$100:BN$5100,MATCH($G5263&\"*\",BN$100:BN$5100,0)-1,1))),\"\",INDEX(BN$100:BN$5100,MATCH($G5263&\"*\",BN$100:BN$5100,0)-1,1))","v":""},{"$f":"IF(OR(BO$100=\"\",ISERROR(INDEX(BO$100:BO$5100,MATCH($G5263&\"*\",BO$100:BO$5100,0)-1,1))),\"\",INDEX(BO$100:BO$5100,MATCH($G5263&\"*\",BO$100:BO$5100,0)-1,1))","v":""},{"$f":"IF(OR(BP$100=\"\",ISERROR(INDEX(BP$100:BP$5100,MATCH($G5263&\"*\",BP$100:BP$5100,0)-1,1))),\"\",INDEX(BP$100:BP$5100,MATCH($G5263&\"*\",BP$100:BP$5100,0)-1,1))","v":""},{"$f":"IF(OR(BQ$100=\"\",ISERROR(INDEX(BQ$100:BQ$5100,MATCH($G5263&\"*\",BQ$100:BQ$5100,0)-1,1))),\"\",INDEX(BQ$100:BQ$5100,MATCH($G5263&\"*\",BQ$100:BQ$5100,0)-1,1))","v":""},{"$f":"IF(OR(BR$100=\"\",ISERROR(INDEX(BR$100:BR$5100,MATCH($G5263&\"*\",BR$100:BR$5100,0)-1,1))),\"\",INDEX(BR$100:BR$5100,MATCH($G5263&\"*\",BR$100:BR$5100,0)-1,1))","v":""},{"$f":"IF(OR(BS$100=\"\",ISERROR(INDEX(BS$100:BS$5100,MATCH($G5263&\"*\",BS$100:BS$5100,0)-1,1))),\"\",INDEX(BS$100:BS$5100,MATCH($G5263&\"*\",BS$100:BS$5100,0)-1,1))","v":""},{"$f":"IF(OR(BT$100=\"\",ISERROR(INDEX(BT$100:BT$5100,MATCH($G5263&\"*\",BT$100:BT$5100,0)-1,1))),\"\",INDEX(BT$100:BT$5100,MATCH($G5263&\"*\",BT$100:BT$5100,0)-1,1))","v":""},{"$f":"IF(OR(BU$100=\"\",ISERROR(INDEX(BU$100:BU$5100,MATCH($G5263&\"*\",BU$100:BU$5100,0)-1,1))),\"\",INDEX(BU$100:BU$5100,MATCH($G5263&\"*\",BU$100:BU$5100,0)-1,1))","v":""},{"$f":"IF(OR(BV$100=\"\",ISERROR(INDEX(BV$100:BV$5100,MATCH($G5263&\"*\",BV$100:BV$5100,0)-1,1))),\"\",INDEX(BV$100:BV$5100,MATCH($G5263&\"*\",BV$100:BV$5100,0)-1,1))","v":""},{"$f":"IF(OR(BW$100=\"\",ISERROR(INDEX(BW$100:BW$5100,MATCH($G5263&\"*\",BW$100:BW$5100,0)-1,1))),\"\",INDEX(BW$100:BW$5100,MATCH($G5263&\"*\",BW$100:BW$5100,0)-1,1))","v":""},{"$f":"IF(OR(BX$100=\"\",ISERROR(INDEX(BX$100:BX$5100,MATCH($G5263&\"*\",BX$100:BX$5100,0)-1,1))),\"\",INDEX(BX$100:BX$5100,MATCH($G5263&\"*\",BX$100:BX$5100,0)-1,1))","v":""},{"$f":"IF(OR(BY$100=\"\",ISERROR(INDEX(BY$100:BY$5100,MATCH($G5263&\"*\",BY$100:BY$5100,0)-1,1))),\"\",INDEX(BY$100:BY$5100,MATCH($G5263&\"*\",BY$100:BY$5100,0)-1,1))","v":""},{"$f":"IF(OR(BZ$100=\"\",ISERROR(INDEX(BZ$100:BZ$5100,MATCH($G5263&\"*\",BZ$100:BZ$5100,0)-1,1))),\"\",INDEX(BZ$100:BZ$5100,MATCH($G5263&\"*\",BZ$100:BZ$5100,0)-1,1))","v":""},{"$f":"IF(OR(CA$100=\"\",ISERROR(INDEX(CA$100:CA$5100,MATCH($G5263&\"*\",CA$100:CA$5100,0)-1,1))),\"\",INDEX(CA$100:CA$5100,MATCH($G5263&\"*\",CA$100:CA$5100,0)-1,1))","v":""},{"$f":"IF(OR(CB$100=\"\",ISERROR(INDEX(CB$100:CB$5100,MATCH($G5263&\"*\",CB$100:CB$5100,0)-1,1))),\"\",INDEX(CB$100:CB$5100,MATCH($G5263&\"*\",CB$100:CB$5100,0)-1,1))","v":""},{"$f":"IF(OR(CC$100=\"\",ISERROR(INDEX(CC$100:CC$5100,MATCH($G5263&\"*\",CC$100:CC$5100,0)-1,1))),\"\",INDEX(CC$100:CC$5100,MATCH($G5263&\"*\",CC$100:CC$5100,0)-1,1))","v":""},{"$f":"IF(OR(CD$100=\"\",ISERROR(INDEX(CD$100:CD$5100,MATCH($G5263&\"*\",CD$100:CD$5100,0)-1,1))),\"\",INDEX(CD$100:CD$5100,MATCH($G5263&\"*\",CD$100:CD$5100,0)-1,1))","v":""},{"$f":"IF(OR(CE$100=\"\",ISERROR(INDEX(CE$100:CE$5100,MATCH($G5263&\"*\",CE$100:CE$5100,0)-1,1))),\"\",INDEX(CE$100:CE$5100,MATCH($G5263&\"*\",CE$100:CE$5100,0)-1,1))","v":""},{"$f":"IF(OR(CF$100=\"\",ISERROR(INDEX(CF$100:CF$5100,MATCH($G5263&\"*\",CF$100:CF$5100,0)-1,1))),\"\",INDEX(CF$100:CF$5100,MATCH($G5263&\"*\",CF$100:CF$5100,0)-1,1))","v":""},{"$f":"IF(OR(CG$100=\"\",ISERROR(INDEX(CG$100:CG$5100,MATCH($G5263&\"*\",CG$100:CG$5100,0)-1,1))),\"\",INDEX(CG$100:CG$5100,MATCH($G5263&\"*\",CG$100:CG$5100,0)-1,1))","v":""},{"$f":"IF(OR(CH$100=\"\",ISERROR(INDEX(CH$100:CH$5100,MATCH($G5263&\"*\",CH$100:CH$5100,0)-1,1))),\"\",INDEX(CH$100:CH$5100,MATCH($G5263&\"*\",CH$100:CH$5100,0)-1,1))","v":""},{"$f":"IF(OR(CI$100=\"\",ISERROR(INDEX(CI$100:CI$5100,MATCH($G5263&\"*\",CI$100:CI$5100,0)-1,1))),\"\",INDEX(CI$100:CI$5100,MATCH($G5263&\"*\",CI$100:CI$5100,0)-1,1))","v":""},{"$f":"IF(OR(CJ$100=\"\",ISERROR(INDEX(CJ$100:CJ$5100,MATCH($G5263&\"*\",CJ$100:CJ$5100,0)-1,1))),\"\",INDEX(CJ$100:CJ$5100,MATCH($G5263&\"*\",CJ$100:CJ$5100,0)-1,1))","v":""},{"$f":"IF(OR(CK$100=\"\",ISERROR(INDEX(CK$100:CK$5100,MATCH($G5263&\"*\",CK$100:CK$5100,0)-1,1))),\"\",INDEX(CK$100:CK$5100,MATCH($G5263&\"*\",CK$100:CK$5100,0)-1,1))","v":""},{"$f":"IF(OR(CL$100=\"\",ISERROR(INDEX(CL$100:CL$5100,MATCH($G5263&\"*\",CL$100:CL$5100,0)-1,1))),\"\",INDEX(CL$100:CL$5100,MATCH($G5263&\"*\",CL$100:CL$5100,0)-1,1))","v":""},{"$f":"IF(OR(CM$100=\"\",ISERROR(INDEX(CM$100:CM$5100,MATCH($G5263&\"*\",CM$100:CM$5100,0)-1,1))),\"\",INDEX(CM$100:CM$5100,MATCH($G5263&\"*\",CM$100:CM$5100,0)-1,1))","v":""},{"$f":"IF(OR(CN$100=\"\",ISERROR(INDEX(CN$100:CN$5100,MATCH($G5263&\"*\",CN$100:CN$5100,0)-1,1))),\"\",INDEX(CN$100:CN$5100,MATCH($G5263&\"*\",CN$100:CN$5100,0)-1,1))","v":""},{"$f":"IF(OR(CO$100=\"\",ISERROR(INDEX(CO$100:CO$5100,MATCH($G5263&\"*\",CO$100:CO$5100,0)-1,1))),\"\",INDEX(CO$100:CO$5100,MATCH($G5263&\"*\",CO$100:CO$5100,0)-1,1))","v":""},{"$f":"IF(OR(CP$100=\"\",ISERROR(INDEX(CP$100:CP$5100,MATCH($G5263&\"*\",CP$100:CP$5100,0)-1,1))),\"\",INDEX(CP$100:CP$5100,MATCH($G5263&\"*\",CP$100:CP$5100,0)-1,1))","v":""},{"$f":"IF(OR(CQ$100=\"\",ISERROR(INDEX(CQ$100:CQ$5100,MATCH($G5263&\"*\",CQ$100:CQ$5100,0)-1,1))),\"\",INDEX(CQ$100:CQ$5100,MATCH($G5263&\"*\",CQ$100:CQ$5100,0)-1,1))","v":""},{"$f":"IF(OR(CR$100=\"\",ISERROR(INDEX(CR$100:CR$5100,MATCH($G5263&\"*\",CR$100:CR$5100,0)-1,1))),\"\",INDEX(CR$100:CR$5100,MATCH($G5263&\"*\",CR$100:CR$5100,0)-1,1))","v":""},{"$f":"IF(OR(CS$100=\"\",ISERROR(INDEX(CS$100:CS$5100,MATCH($G5263&\"*\",CS$100:CS$5100,0)-1,1))),\"\",INDEX(CS$100:CS$5100,MATCH($G5263&\"*\",CS$100:CS$5100,0)-1,1))","v":""},{"$f":"IF(OR(CT$100=\"\",ISERROR(INDEX(CT$100:CT$5100,MATCH($G5263&\"*\",CT$100:CT$5100,0)-1,1))),\"\",INDEX(CT$100:CT$5100,MATCH($G5263&\"*\",CT$100:CT$5100,0)-1,1))","v":""},{"$f":"IF(OR(CU$100=\"\",ISERROR(INDEX(CU$100:CU$5100,MATCH($G5263&\"*\",CU$100:CU$5100,0)-1,1))),\"\",INDEX(CU$100:CU$5100,MATCH($G5263&\"*\",CU$100:CU$5100,0)-1,1))","v":""},{"$f":"IF(OR(CV$100=\"\",ISERROR(INDEX(CV$100:CV$5100,MATCH($G5263&\"*\",CV$100:CV$5100,0)-1,1))),\"\",INDEX(CV$100:CV$5100,MATCH($G5263&\"*\",CV$100:CV$5100,0)-1,1))","v":""},{"$f":"IF(OR(CW$100=\"\",ISERROR(INDEX(CW$100:CW$5100,MATCH($G5263&\"*\",CW$100:CW$5100,0)-1,1))),\"\",INDEX(CW$100:CW$5100,MATCH($G5263&\"*\",CW$100:CW$5100,0)-1,1))","v":""},{"$f":"IF(OR(CX$100=\"\",ISERROR(INDEX(CX$100:CX$5100,MATCH($G5263&\"*\",CX$100:CX$5100,0)-1,1))),\"\",INDEX(CX$100:CX$5100,MATCH($G5263&\"*\",CX$100:CX$5100,0)-1,1))","v":""},{"$f":"IF(OR(CY$100=\"\",ISERROR(INDEX(CY$100:CY$5100,MATCH($G5263&\"*\",CY$100:CY$5100,0)-1,1))),\"\",INDEX(CY$100:CY$5100,MATCH($G5263&\"*\",CY$100:CY$5100,0)-1,1))","v":""},{"$f":"IF(OR(CZ$100=\"\",ISERROR(INDEX(CZ$100:CZ$5100,MATCH($G5263&\"*\",CZ$100:CZ$5100,0)-1,1))),\"\",INDEX(CZ$100:CZ$5100,MATCH($G5263&\"*\",CZ$100:CZ$5100,0)-1,1))","v":""},{"$f":"IF(OR(DA$100=\"\",ISERROR(INDEX(DA$100:DA$5100,MATCH($G5263&\"*\",DA$100:DA$5100,0)-1,1))),\"\",INDEX(DA$100:DA$5100,MATCH($G5263&\"*\",DA$100:DA$5100,0)-1,1))","v":""},{"$f":"IF(OR(DB$100=\"\",ISERROR(INDEX(DB$100:DB$5100,MATCH($G5263&\"*\",DB$100:DB$5100,0)-1,1))),\"\",INDEX(DB$100:DB$5100,MATCH($G5263&\"*\",DB$100:DB$5100,0)-1,1))","v":""},{"$f":"IF(OR(DC$100=\"\",ISERROR(INDEX(DC$100:DC$5100,MATCH($G5263&\"*\",DC$100:DC$5100,0)-1,1))),\"\",INDEX(DC$100:DC$5100,MATCH($G5263&\"*\",DC$100:DC$5100,0)-1,1))","v":""},{"$f":"IF(OR(DD$100=\"\",ISERROR(INDEX(DD$100:DD$5100,MATCH($G5263&\"*\",DD$100:DD$5100,0)-1,1))),\"\",INDEX(DD$100:DD$5100,MATCH($G5263&\"*\",DD$100:DD$5100,0)-1,1))","v":""},{"$f":"IF(OR(DE$100=\"\",ISERROR(INDEX(DE$100:DE$5100,MATCH($G5263&\"*\",DE$100:DE$5100,0)-1,1))),\"\",INDEX(DE$100:DE$5100,MATCH($G5263&\"*\",DE$100:DE$5100,0)-1,1))","v":""},{"$f":"IF(OR(DF$100=\"\",ISERROR(INDEX(DF$100:DF$5100,MATCH($G5263&\"*\",DF$100:DF$5100,0)-1,1))),\"\",INDEX(DF$100:DF$5100,MATCH($G5263&\"*\",DF$100:DF$5100,0)-1,1))","v":""},{"$f":"IF(OR(DG$100=\"\",ISERROR(INDEX(DG$100:DG$5100,MATCH($G5263&\"*\",DG$100:DG$5100,0)-1,1))),\"\",INDEX(DG$100:DG$5100,MATCH($G5263&\"*\",DG$100:DG$5100,0)-1,1))","v":""},{"$f":"IF(OR(DH$100=\"\",ISERROR(INDEX(DH$100:DH$5100,MATCH($G5263&\"*\",DH$100:DH$5100,0)-1,1))),\"\",INDEX(DH$100:DH$5100,MATCH($G5263&\"*\",DH$100:DH$5100,0)-1,1))","v":""},{"$f":"IF(OR(DI$100=\"\",ISERROR(INDEX(DI$100:DI$5100,MATCH($G5263&\"*\",DI$100:DI$5100,0)-1,1))),\"\",INDEX(DI$100:DI$5100,MATCH($G5263&\"*\",DI$100:DI$5100,0)-1,1))","v":""},{"$f":"IF(OR(DJ$100=\"\",ISERROR(INDEX(DJ$100:DJ$5100,MATCH($G5263&\"*\",DJ$100:DJ$5100,0)-1,1))),\"\",INDEX(DJ$100:DJ$5100,MATCH($G5263&\"*\",DJ$100:DJ$5100,0)-1,1))","v":""},{"$f":"IF(OR(DK$100=\"\",ISERROR(INDEX(DK$100:DK$5100,MATCH($G5263&\"*\",DK$100:DK$5100,0)-1,1))),\"\",INDEX(DK$100:DK$5100,MATCH($G5263&\"*\",DK$100:DK$5100,0)-1,1))","v":""},{"$f":"IF(OR(DL$100=\"\",ISERROR(INDEX(DL$100:DL$5100,MATCH($G5263&\"*\",DL$100:DL$5100,0)-1,1))),\"\",INDEX(DL$100:DL$5100,MATCH($G5263&\"*\",DL$100:DL$5100,0)-1,1))","v":""},{"$f":"IF(OR(DM$100=\"\",ISERROR(INDEX(DM$100:DM$5100,MATCH($G5263&\"*\",DM$100:DM$5100,0)-1,1))),\"\",INDEX(DM$100:DM$5100,MATCH($G5263&\"*\",DM$100:DM$5100,0)-1,1))","v":""},{"$f":"IF(OR(DN$100=\"\",ISERROR(INDEX(DN$100:DN$5100,MATCH($G5263&\"*\",DN$100:DN$5100,0)-1,1))),\"\",INDEX(DN$100:DN$5100,MATCH($G5263&\"*\",DN$100:DN$5100,0)-1,1))","v":""},{"$f":"IF(OR(DO$100=\"\",ISERROR(INDEX(DO$100:DO$5100,MATCH($G5263&\"*\",DO$100:DO$5100,0)-1,1))),\"\",INDEX(DO$100:DO$5100,MATCH($G5263&\"*\",DO$100:DO$5100,0)-1,1))","v":""},{"$f":"IF(OR(DP$100=\"\",ISERROR(INDEX(DP$100:DP$5100,MATCH($G5263&\"*\",DP$100:DP$5100,0)-1,1))),\"\",INDEX(DP$100:DP$5100,MATCH($G5263&\"*\",DP$100:DP$5100,0)-1,1))","v":""},{"$f":"IF(OR(DQ$100=\"\",ISERROR(INDEX(DQ$100:DQ$5100,MATCH($G5263&\"*\",DQ$100:DQ$5100,0)-1,1))),\"\",INDEX(DQ$100:DQ$5100,MATCH($G5263&\"*\",DQ$100:DQ$5100,0)-1,1))","v":""},{"$f":"IF(OR(DR$100=\"\",ISERROR(INDEX(DR$100:DR$5100,MATCH($G5263&\"*\",DR$100:DR$5100,0)-1,1))),\"\",INDEX(DR$100:DR$5100,MATCH($G5263&\"*\",DR$100:DR$5100,0)-1,1))","v":""},{"$f":"IF(OR(DS$100=\"\",ISERROR(INDEX(DS$100:DS$5100,MATCH($G5263&\"*\",DS$100:DS$5100,0)-1,1))),\"\",INDEX(DS$100:DS$5100,MATCH($G5263&\"*\",DS$100:DS$5100,0)-1,1))","v":""},{"$f":"IF(OR(DT$100=\"\",ISERROR(INDEX(DT$100:DT$5100,MATCH($G5263&\"*\",DT$100:DT$5100,0)-1,1))),\"\",INDEX(DT$100:DT$5100,MATCH($G5263&\"*\",DT$100:DT$5100,0)-1,1))","v":""},{"$f":"IF(OR(DU$100=\"\",ISERROR(INDEX(DU$100:DU$5100,MATCH($G5263&\"*\",DU$100:DU$5100,0)-1,1))),\"\",INDEX(DU$100:DU$5100,MATCH($G5263&\"*\",DU$100:DU$5100,0)-1,1))","v":""},{"$f":"IF(OR(DV$100=\"\",ISERROR(INDEX(DV$100:DV$5100,MATCH($G5263&\"*\",DV$100:DV$5100,0)-1,1))),\"\",INDEX(DV$100:DV$5100,MATCH($G5263&\"*\",DV$100:DV$5100,0)-1,1))","v":""},{"$f":"IF(OR(DW$100=\"\",ISERROR(INDEX(DW$100:DW$5100,MATCH($G5263&\"*\",DW$100:DW$5100,0)-1,1))),\"\",INDEX(DW$100:DW$5100,MATCH($G5263&\"*\",DW$100:DW$5100,0)-1,1))","v":""},{"$f":"IF(OR(DX$100=\"\",ISERROR(INDEX(DX$100:DX$5100,MATCH($G5263&\"*\",DX$100:DX$5100,0)-1,1))),\"\",INDEX(DX$100:DX$5100,MATCH($G5263&\"*\",DX$100:DX$5100,0)-1,1))","v":""},{"$f":"IF(OR(DY$100=\"\",ISERROR(INDEX(DY$100:DY$5100,MATCH($G5263&\"*\",DY$100:DY$5100,0)-1,1))),\"\",INDEX(DY$100:DY$5100,MATCH($G5263&\"*\",DY$100:DY$5100,0)-1,1))","v":""},{"$f":"IF(OR(DZ$100=\"\",ISERROR(INDEX(DZ$100:DZ$5100,MATCH($G5263&\"*\",DZ$100:DZ$5100,0)-1,1))),\"\",INDEX(DZ$100:DZ$5100,MATCH($G5263&\"*\",DZ$100:DZ$5100,0)-1,1))","v":""},{"$f":"IF(OR(EA$100=\"\",ISERROR(INDEX(EA$100:EA$5100,MATCH($G5263&\"*\",EA$100:EA$5100,0)-1,1))),\"\",INDEX(EA$100:EA$5100,MATCH($G5263&\"*\",EA$100:EA$5100,0)-1,1))","v":""},{"$f":"IF(OR(EB$100=\"\",ISERROR(INDEX(EB$100:EB$5100,MATCH($G5263&\"*\",EB$100:EB$5100,0)-1,1))),\"\",INDEX(EB$100:EB$5100,MATCH($G5263&\"*\",EB$100:EB$5100,0)-1,1))","v":""},{"$f":"IF(OR(EC$100=\"\",ISERROR(INDEX(EC$100:EC$5100,MATCH($G5263&\"*\",EC$100:EC$5100,0)-1,1))),\"\",INDEX(EC$100:EC$5100,MATCH($G5263&\"*\",EC$100:EC$5100,0)-1,1))","v":""},{"$f":"IF(OR(ED$100=\"\",ISERROR(INDEX(ED$100:ED$5100,MATCH($G5263&\"*\",ED$100:ED$5100,0)-1,1))),\"\",INDEX(ED$100:ED$5100,MATCH($G5263&\"*\",ED$100:ED$5100,0)-1,1))","v":""},{"$f":"IF(OR(EE$100=\"\",ISERROR(INDEX(EE$100:EE$5100,MATCH($G5263&\"*\",EE$100:EE$5100,0)-1,1))),\"\",INDEX(EE$100:EE$5100,MATCH($G5263&\"*\",EE$100:EE$5100,0)-1,1))","v":""},{"$f":"IF(OR(EF$100=\"\",ISERROR(INDEX(EF$100:EF$5100,MATCH($G5263&\"*\",EF$100:EF$5100,0)-1,1))),\"\",INDEX(EF$100:EF$5100,MATCH($G5263&\"*\",EF$100:EF$5100,0)-1,1))","v":""},{"$f":"IF(OR(EG$100=\"\",ISERROR(INDEX(EG$100:EG$5100,MATCH($G5263&\"*\",EG$100:EG$5100,0)-1,1))),\"\",INDEX(EG$100:EG$5100,MATCH($G5263&\"*\",EG$100:EG$5100,0)-1,1))","v":""},{"$f":"IF(OR(EH$100=\"\",ISERROR(INDEX(EH$100:EH$5100,MATCH($G5263&\"*\",EH$100:EH$5100,0)-1,1))),\"\",INDEX(EH$100:EH$5100,MATCH($G5263&\"*\",EH$100:EH$5100,0)-1,1))","v":""},{"$f":"IF(OR(EI$100=\"\",ISERROR(INDEX(EI$100:EI$5100,MATCH($G5263&\"*\",EI$100:EI$5100,0)-1,1))),\"\",INDEX(EI$100:EI$5100,MATCH($G5263&\"*\",EI$100:EI$5100,0)-1,1))","v":""},{"$f":"IF(OR(EJ$100=\"\",ISERROR(INDEX(EJ$100:EJ$5100,MATCH($G5263&\"*\",EJ$100:EJ$5100,0)-1,1))),\"\",INDEX(EJ$100:EJ$5100,MATCH($G5263&\"*\",EJ$100:EJ$5100,0)-1,1))","v":""},{"$f":"IF(OR(EK$100=\"\",ISERROR(INDEX(EK$100:EK$5100,MATCH($G5263&\"*\",EK$100:EK$5100,0)-1,1))),\"\",INDEX(EK$100:EK$5100,MATCH($G5263&\"*\",EK$100:EK$5100,0)-1,1))","v":""},{"$f":"IF(OR(EL$100=\"\",ISERROR(INDEX(EL$100:EL$5100,MATCH($G5263&\"*\",EL$100:EL$5100,0)-1,1))),\"\",INDEX(EL$100:EL$5100,MATCH($G5263&\"*\",EL$100:EL$5100,0)-1,1))","v":""},{"$f":"IF(OR(EM$100=\"\",ISERROR(INDEX(EM$100:EM$5100,MATCH($G5263&\"*\",EM$100:EM$5100,0)-1,1))),\"\",INDEX(EM$100:EM$5100,MATCH($G5263&\"*\",EM$100:EM$5100,0)-1,1))","v":""},{"$f":"IF(OR(EN$100=\"\",ISERROR(INDEX(EN$100:EN$5100,MATCH($G5263&\"*\",EN$100:EN$5100,0)-1,1))),\"\",INDEX(EN$100:EN$5100,MATCH($G5263&\"*\",EN$100:EN$5100,0)-1,1))","v":""},{"$f":"IF(OR(EO$100=\"\",ISERROR(INDEX(EO$100:EO$5100,MATCH($G5263&\"*\",EO$100:EO$5100,0)-1,1))),\"\",INDEX(EO$100:EO$5100,MATCH($G5263&\"*\",EO$100:EO$5100,0)-1,1))","v":""},{"$f":"IF(OR(EP$100=\"\",ISERROR(INDEX(EP$100:EP$5100,MATCH($G5263&\"*\",EP$100:EP$5100,0)-1,1))),\"\",INDEX(EP$100:EP$5100,MATCH($G5263&\"*\",EP$100:EP$5100,0)-1,1))","v":""},{"$f":"IF(OR(EQ$100=\"\",ISERROR(INDEX(EQ$100:EQ$5100,MATCH($G5263&\"*\",EQ$100:EQ$5100,0)-1,1))),\"\",INDEX(EQ$100:EQ$5100,MATCH($G5263&\"*\",EQ$100:EQ$5100,0)-1,1))","v":""},{"$f":"IF(OR(ER$100=\"\",ISERROR(INDEX(ER$100:ER$5100,MATCH($G5263&\"*\",ER$100:ER$5100,0)-1,1))),\"\",INDEX(ER$100:ER$5100,MATCH($G5263&\"*\",ER$100:ER$5100,0)-1,1))","v":""},{"$f":"IF(OR(ES$100=\"\",ISERROR(INDEX(ES$100:ES$5100,MATCH($G5263&\"*\",ES$100:ES$5100,0)-1,1))),\"\",INDEX(ES$100:ES$5100,MATCH($G5263&\"*\",ES$100:ES$5100,0)-1,1))","v":""},{"$f":"IF(OR(ET$100=\"\",ISERROR(INDEX(ET$100:ET$5100,MATCH($G5263&\"*\",ET$100:ET$5100,0)-1,1))),\"\",INDEX(ET$100:ET$5100,MATCH($G5263&\"*\",ET$100:ET$5100,0)-1,1))","v":""},{"$f":"IF(OR(EU$100=\"\",ISERROR(INDEX(EU$100:EU$5100,MATCH($G5263&\"*\",EU$100:EU$5100,0)-1,1))),\"\",INDEX(EU$100:EU$5100,MATCH($G5263&\"*\",EU$100:EU$5100,0)-1,1))","v":""},{"$f":"IF(OR(EV$100=\"\",ISERROR(INDEX(EV$100:EV$5100,MATCH($G5263&\"*\",EV$100:EV$5100,0)-1,1))),\"\",INDEX(EV$100:EV$5100,MATCH($G5263&\"*\",EV$100:EV$5100,0)-1,1))","v":""},{"$f":"IF(OR(EW$100=\"\",ISERROR(INDEX(EW$100:EW$5100,MATCH($G5263&\"*\",EW$100:EW$5100,0)-1,1))),\"\",INDEX(EW$100:EW$5100,MATCH($G5263&\"*\",EW$100:EW$5100,0)-1,1))","v":""},{"$f":"IF(OR(EX$100=\"\",ISERROR(INDEX(EX$100:EX$5100,MATCH($G5263&\"*\",EX$100:EX$5100,0)-1,1))),\"\",INDEX(EX$100:EX$5100,MATCH($G5263&\"*\",EX$100:EX$5100,0)-1,1))","v":""},{"$f":"IF(OR(EY$100=\"\",ISERROR(INDEX(EY$100:EY$5100,MATCH($G5263&\"*\",EY$100:EY$5100,0)-1,1))),\"\",INDEX(EY$100:EY$5100,MATCH($G5263&\"*\",EY$100:EY$5100,0)-1,1))","v":""},{"$f":"IF(OR(EZ$100=\"\",ISERROR(INDEX(EZ$100:EZ$5100,MATCH($G5263&\"*\",EZ$100:EZ$5100,0)-1,1))),\"\",INDEX(EZ$100:EZ$5100,MATCH($G5263&\"*\",EZ$100:EZ$5100,0)-1,1))","v":""},{"$f":"IF(OR(FA$100=\"\",ISERROR(INDEX(FA$100:FA$5100,MATCH($G5263&\"*\",FA$100:FA$5100,0)-1,1))),\"\",INDEX(FA$100:FA$5100,MATCH($G5263&\"*\",FA$100:FA$5100,0)-1,1))","v":""},{"$f":"IF(OR(FB$100=\"\",ISERROR(INDEX(FB$100:FB$5100,MATCH($G5263&\"*\",FB$100:FB$5100,0)-1,1))),\"\",INDEX(FB$100:FB$5100,MATCH($G5263&\"*\",FB$100:FB$5100,0)-1,1))","v":""},{"$f":"IF(OR(FC$100=\"\",ISERROR(INDEX(FC$100:FC$5100,MATCH($G5263&\"*\",FC$100:FC$5100,0)-1,1))),\"\",INDEX(FC$100:FC$5100,MATCH($G5263&\"*\",FC$100:FC$5100,0)-1,1))","v":""},{"$f":"IF(OR(FD$100=\"\",ISERROR(INDEX(FD$100:FD$5100,MATCH($G5263&\"*\",FD$100:FD$5100,0)-1,1))),\"\",INDEX(FD$100:FD$5100,MATCH($G5263&\"*\",FD$100:FD$5100,0)-1,1))","v":""},{"$f":"IF(OR(FE$100=\"\",ISERROR(INDEX(FE$100:FE$5100,MATCH($G5263&\"*\",FE$100:FE$5100,0)-1,1))),\"\",INDEX(FE$100:FE$5100,MATCH($G5263&\"*\",FE$100:FE$5100,0)-1,1))","v":""},{"$f":"IF(OR(FF$100=\"\",ISERROR(INDEX(FF$100:FF$5100,MATCH($G5263&\"*\",FF$100:FF$5100,0)-1,1))),\"\",INDEX(FF$100:FF$5100,MATCH($G5263&\"*\",FF$100:FF$5100,0)-1,1))","v":""},{"$f":"IF(OR(FG$100=\"\",ISERROR(INDEX(FG$100:FG$5100,MATCH($G5263&\"*\",FG$100:FG$5100,0)-1,1))),\"\",INDEX(FG$100:FG$5100,MATCH($G5263&\"*\",FG$100:FG$5100,0)-1,1))","v":""},{"$f":"IF(OR(FH$100=\"\",ISERROR(INDEX(FH$100:FH$5100,MATCH($G5263&\"*\",FH$100:FH$5100,0)-1,1))),\"\",INDEX(FH$100:FH$5100,MATCH($G5263&\"*\",FH$100:FH$5100,0)-1,1))","v":""},{"$f":"IF(OR(FI$100=\"\",ISERROR(INDEX(FI$100:FI$5100,MATCH($G5263&\"*\",FI$100:FI$5100,0)-1,1))),\"\",INDEX(FI$100:FI$5100,MATCH($G5263&\"*\",FI$100:FI$5100,0)-1,1))","v":""},{"$f":"IF(OR(FJ$100=\"\",ISERROR(INDEX(FJ$100:FJ$5100,MATCH($G5263&\"*\",FJ$100:FJ$5100,0)-1,1))),\"\",INDEX(FJ$100:FJ$5100,MATCH($G5263&\"*\",FJ$100:FJ$5100,0)-1,1))","v":""},{"$f":"IF(OR(FK$100=\"\",ISERROR(INDEX(FK$100:FK$5100,MATCH($G5263&\"*\",FK$100:FK$5100,0)-1,1))),\"\",INDEX(FK$100:FK$5100,MATCH($G5263&\"*\",FK$100:FK$5100,0)-1,1))","v":""},{"$f":"IF(OR(FL$100=\"\",ISERROR(INDEX(FL$100:FL$5100,MATCH($G5263&\"*\",FL$100:FL$5100,0)-1,1))),\"\",INDEX(FL$100:FL$5100,MATCH($G5263&\"*\",FL$100:FL$5100,0)-1,1))","v":""},{"$f":"IF(OR(FM$100=\"\",ISERROR(INDEX(FM$100:FM$5100,MATCH($G5263&\"*\",FM$100:FM$5100,0)-1,1))),\"\",INDEX(FM$100:FM$5100,MATCH($G5263&\"*\",FM$100:FM$5100,0)-1,1))","v":""},{"$f":"IF(OR(FN$100=\"\",ISERROR(INDEX(FN$100:FN$5100,MATCH($G5263&\"*\",FN$100:FN$5100,0)-1,1))),\"\",INDEX(FN$100:FN$5100,MATCH($G5263&\"*\",FN$100:FN$5100,0)-1,1))","v":""},{"$f":"IF(OR(FO$100=\"\",ISERROR(INDEX(FO$100:FO$5100,MATCH($G5263&\"*\",FO$100:FO$5100,0)-1,1))),\"\",INDEX(FO$100:FO$5100,MATCH($G5263&\"*\",FO$100:FO$5100,0)-1,1))","v":""},{"$f":"IF(OR(FP$100=\"\",ISERROR(INDEX(FP$100:FP$5100,MATCH($G5263&\"*\",FP$100:FP$5100,0)-1,1))),\"\",INDEX(FP$100:FP$5100,MATCH($G5263&\"*\",FP$100:FP$5100,0)-1,1))","v":""},{"$f":"IF(OR(FQ$100=\"\",ISERROR(INDEX(FQ$100:FQ$5100,MATCH($G5263&\"*\",FQ$100:FQ$5100,0)-1,1))),\"\",INDEX(FQ$100:FQ$5100,MATCH($G5263&\"*\",FQ$100:FQ$5100,0)-1,1))","v":""},{"$f":"IF(OR(FR$100=\"\",ISERROR(INDEX(FR$100:FR$5100,MATCH($G5263&\"*\",FR$100:FR$5100,0)-1,1))),\"\",INDEX(FR$100:FR$5100,MATCH($G5263&\"*\",FR$100:FR$5100,0)-1,1))","v":""},{"$f":"IF(OR(FS$100=\"\",ISERROR(INDEX(FS$100:FS$5100,MATCH($G5263&\"*\",FS$100:FS$5100,0)-1,1))),\"\",INDEX(FS$100:FS$5100,MATCH($G5263&\"*\",FS$100:FS$5100,0)-1,1))","v":""},{"$f":"IF(OR(FT$100=\"\",ISERROR(INDEX(FT$100:FT$5100,MATCH($G5263&\"*\",FT$100:FT$5100,0)-1,1))),\"\",INDEX(FT$100:FT$5100,MATCH($G5263&\"*\",FT$100:FT$5100,0)-1,1))","v":""},{"$f":"IF(OR(FU$100=\"\",ISERROR(INDEX(FU$100:FU$5100,MATCH($G5263&\"*\",FU$100:FU$5100,0)-1,1))),\"\",INDEX(FU$100:FU$5100,MATCH($G5263&\"*\",FU$100:FU$5100,0)-1,1))","v":""},{"$f":"IF(OR(FV$100=\"\",ISERROR(INDEX(FV$100:FV$5100,MATCH($G5263&\"*\",FV$100:FV$5100,0)-1,1))),\"\",INDEX(FV$100:FV$5100,MATCH($G5263&\"*\",FV$100:FV$5100,0)-1,1))","v":""},{"$f":"IF(OR(FW$100=\"\",ISERROR(INDEX(FW$100:FW$5100,MATCH($G5263&\"*\",FW$100:FW$5100,0)-1,1))),\"\",INDEX(FW$100:FW$5100,MATCH($G5263&\"*\",FW$100:FW$5100,0)-1,1))","v":""},{"$f":"IF(OR(FX$100=\"\",ISERROR(INDEX(FX$100:FX$5100,MATCH($G5263&\"*\",FX$100:FX$5100,0)-1,1))),\"\",INDEX(FX$100:FX$5100,MATCH($G5263&\"*\",FX$100:FX$5100,0)-1,1))","v":""},{"$f":"IF(OR(FY$100=\"\",ISERROR(INDEX(FY$100:FY$5100,MATCH($G5263&\"*\",FY$100:FY$5100,0)-1,1))),\"\",INDEX(FY$100:FY$5100,MATCH($G5263&\"*\",FY$100:FY$5100,0)-1,1))","v":""},{"$f":"IF(OR(FZ$100=\"\",ISERROR(INDEX(FZ$100:FZ$5100,MATCH($G5263&\"*\",FZ$100:FZ$5100,0)-1,1))),\"\",INDEX(FZ$100:FZ$5100,MATCH($G5263&\"*\",FZ$100:FZ$5100,0)-1,1))","v":""},{"$f":"IF(OR(GA$100=\"\",ISERROR(INDEX(GA$100:GA$5100,MATCH($G5263&\"*\",GA$100:GA$5100,0)-1,1))),\"\",INDEX(GA$100:GA$5100,MATCH($G5263&\"*\",GA$100:GA$5100,0)-1,1))","v":""},{"$f":"IF(OR(GB$100=\"\",ISERROR(INDEX(GB$100:GB$5100,MATCH($G5263&\"*\",GB$100:GB$5100,0)-1,1))),\"\",INDEX(GB$100:GB$5100,MATCH($G5263&\"*\",GB$100:GB$5100,0)-1,1))","v":""},{"$f":"IF(OR(GC$100=\"\",ISERROR(INDEX(GC$100:GC$5100,MATCH($G5263&\"*\",GC$100:GC$5100,0)-1,1))),\"\",INDEX(GC$100:GC$5100,MATCH($G5263&\"*\",GC$100:GC$5100,0)-1,1))","v":""},{"$f":"IF(OR(GD$100=\"\",ISERROR(INDEX(GD$100:GD$5100,MATCH($G5263&\"*\",GD$100:GD$5100,0)-1,1))),\"\",INDEX(GD$100:GD$5100,MATCH($G5263&\"*\",GD$100:GD$5100,0)-1,1))","v":""},{"$f":"IF(OR(GE$100=\"\",ISERROR(INDEX(GE$100:GE$5100,MATCH($G5263&\"*\",GE$100:GE$5100,0)-1,1))),\"\",INDEX(GE$100:GE$5100,MATCH($G5263&\"*\",GE$100:GE$5100,0)-1,1))","v":""},{"$f":"IF(OR(GF$100=\"\",ISERROR(INDEX(GF$100:GF$5100,MATCH($G5263&\"*\",GF$100:GF$5100,0)-1,1))),\"\",INDEX(GF$100:GF$5100,MATCH($G5263&\"*\",GF$100:GF$5100,0)-1,1))","v":""},{"$f":"IF(OR(GG$100=\"\",ISERROR(INDEX(GG$100:GG$5100,MATCH($G5263&\"*\",GG$100:GG$5100,0)-1,1))),\"\",INDEX(GG$100:GG$5100,MATCH($G5263&\"*\",GG$100:GG$5100,0)-1,1))","v":""},{"$f":"IF(OR(GH$100=\"\",ISERROR(INDEX(GH$100:GH$5100,MATCH($G5263&\"*\",GH$100:GH$5100,0)-1,1))),\"\",INDEX(GH$100:GH$5100,MATCH($G5263&\"*\",GH$100:GH$5100,0)-1,1))","v":""},{"$f":"IF(OR(GI$100=\"\",ISERROR(INDEX(GI$100:GI$5100,MATCH($G5263&\"*\",GI$100:GI$5100,0)-1,1))),\"\",INDEX(GI$100:GI$5100,MATCH($G5263&\"*\",GI$100:GI$5100,0)-1,1))","v":""},{"$f":"IF(OR(GJ$100=\"\",ISERROR(INDEX(GJ$100:GJ$5100,MATCH($G5263&\"*\",GJ$100:GJ$5100,0)-1,1))),\"\",INDEX(GJ$100:GJ$5100,MATCH($G5263&\"*\",GJ$100:GJ$5100,0)-1,1))","v":""},{"$f":"IF(OR(GK$100=\"\",ISERROR(INDEX(GK$100:GK$5100,MATCH($G5263&\"*\",GK$100:GK$5100,0)-1,1))),\"\",INDEX(GK$100:GK$5100,MATCH($G5263&\"*\",GK$100:GK$5100,0)-1,1))","v":""},{"$f":"IF(OR(GL$100=\"\",ISERROR(INDEX(GL$100:GL$5100,MATCH($G5263&\"*\",GL$100:GL$5100,0)-1,1))),\"\",INDEX(GL$100:GL$5100,MATCH($G5263&\"*\",GL$100:GL$5100,0)-1,1))","v":""},{"$f":"IF(OR(GM$100=\"\",ISERROR(INDEX(GM$100:GM$5100,MATCH($G5263&\"*\",GM$100:GM$5100,0)-1,1))),\"\",INDEX(GM$100:GM$5100,MATCH($G5263&\"*\",GM$100:GM$5100,0)-1,1))","v":""},{"$f":"IF(OR(GN$100=\"\",ISERROR(INDEX(GN$100:GN$5100,MATCH($G5263&\"*\",GN$100:GN$5100,0)-1,1))),\"\",INDEX(GN$100:GN$5100,MATCH($G5263&\"*\",GN$100:GN$5100,0)-1,1))","v":""},{"$f":"IF(OR(GO$100=\"\",ISERROR(INDEX(GO$100:GO$5100,MATCH($G5263&\"*\",GO$100:GO$5100,0)-1,1))),\"\",INDEX(GO$100:GO$5100,MATCH($G5263&\"*\",GO$100:GO$5100,0)-1,1))","v":""},{"$f":"IF(OR(GP$100=\"\",ISERROR(INDEX(GP$100:GP$5100,MATCH($G5263&\"*\",GP$100:GP$5100,0)-1,1))),\"\",INDEX(GP$100:GP$5100,MATCH($G5263&\"*\",GP$100:GP$5100,0)-1,1))","v":""},{"$f":"IF(OR(GQ$100=\"\",ISERROR(INDEX(GQ$100:GQ$5100,MATCH($G5263&\"*\",GQ$100:GQ$5100,0)-1,1))),\"\",INDEX(GQ$100:GQ$5100,MATCH($G5263&\"*\",GQ$100:GQ$5100,0)-1,1))","v":""},{"$f":"IF(OR(GR$100=\"\",ISERROR(INDEX(GR$100:GR$5100,MATCH($G5263&\"*\",GR$100:GR$5100,0)-1,1))),\"\",INDEX(GR$100:GR$5100,MATCH($G5263&\"*\",GR$100:GR$5100,0)-1,1))","v":""},{"$f":"IF(OR(GS$100=\"\",ISERROR(INDEX(GS$100:GS$5100,MATCH($G5263&\"*\",GS$100:GS$5100,0)-1,1))),\"\",INDEX(GS$100:GS$5100,MATCH($G5263&\"*\",GS$100:GS$5100,0)-1,1))","v":""},{"$f":"IF(OR(GT$100=\"\",ISERROR(INDEX(GT$100:GT$5100,MATCH($G5263&\"*\",GT$100:GT$5100,0)-1,1))),\"\",INDEX(GT$100:GT$5100,MATCH($G5263&\"*\",GT$100:GT$5100,0)-1,1))","v":""},{"$f":"IF(OR(GU$100=\"\",ISERROR(INDEX(GU$100:GU$5100,MATCH($G5263&\"*\",GU$100:GU$5100,0)-1,1))),\"\",INDEX(GU$100:GU$5100,MATCH($G5263&\"*\",GU$100:GU$5100,0)-1,1))","v":""},{"$f":"IF(OR(GV$100=\"\",ISERROR(INDEX(GV$100:GV$5100,MATCH($G5263&\"*\",GV$100:GV$5100,0)-1,1))),\"\",INDEX(GV$100:GV$5100,MATCH($G5263&\"*\",GV$100:GV$5100,0)-1,1))","v":""},{"$f":"IF(OR(GW$100=\"\",ISERROR(INDEX(GW$100:GW$5100,MATCH($G5263&\"*\",GW$100:GW$5100,0)-1,1))),\"\",INDEX(GW$100:GW$5100,MATCH($G5263&\"*\",GW$100:GW$5100,0)-1,1))","v":""},{"$f":"IF(OR(GX$100=\"\",ISERROR(INDEX(GX$100:GX$5100,MATCH($G5263&\"*\",GX$100:GX$5100,0)-1,1))),\"\",INDEX(GX$100:GX$5100,MATCH($G5263&\"*\",GX$100:GX$5100,0)-1,1))","v":""},{"$f":"IF(OR(GY$100=\"\",ISERROR(INDEX(GY$100:GY$5100,MATCH($G5263&\"*\",GY$100:GY$5100,0)-1,1))),\"\",INDEX(GY$100:GY$5100,MATCH($G5263&\"*\",GY$100:GY$5100,0)-1,1))","v":""},{"$f":"IF(OR(GZ$100=\"\",ISERROR(INDEX(GZ$100:GZ$5100,MATCH($G5263&\"*\",GZ$100:GZ$5100,0)-1,1))),\"\",INDEX(GZ$100:GZ$5100,MATCH($G5263&\"*\",GZ$100:GZ$5100,0)-1,1))","v":""},{"$f":"IF(OR(HA$100=\"\",ISERROR(INDEX(HA$100:HA$5100,MATCH($G5263&\"*\",HA$100:HA$5100,0)-1,1))),\"\",INDEX(HA$100:HA$5100,MATCH($G5263&\"*\",HA$100:HA$5100,0)-1,1))","v":""},{"$f":"IF(OR(HB$100=\"\",ISERROR(INDEX(HB$100:HB$5100,MATCH($G5263&\"*\",HB$100:HB$5100,0)-1,1))),\"\",INDEX(HB$100:HB$5100,MATCH($G5263&\"*\",HB$100:HB$5100,0)-1,1))","v":""},{"$f":"IF(OR(HC$100=\"\",ISERROR(INDEX(HC$100:HC$5100,MATCH($G5263&\"*\",HC$100:HC$5100,0)-1,1))),\"\",INDEX(HC$100:HC$5100,MATCH($G5263&\"*\",HC$100:HC$5100,0)-1,1))","v":""},{"$f":"IF(OR(HD$100=\"\",ISERROR(INDEX(HD$100:HD$5100,MATCH($G5263&\"*\",HD$100:HD$5100,0)-1,1))),\"\",INDEX(HD$100:HD$5100,MATCH($G5263&\"*\",HD$100:HD$5100,0)-1,1))","v":""},{"$f":"IF(OR(HE$100=\"\",ISERROR(INDEX(HE$100:HE$5100,MATCH($G5263&\"*\",HE$100:HE$5100,0)-1,1))),\"\",INDEX(HE$100:HE$5100,MATCH($G5263&\"*\",HE$100:HE$5100,0)-1,1))","v":""},{"$f":"IF(OR(HF$100=\"\",ISERROR(INDEX(HF$100:HF$5100,MATCH($G5263&\"*\",HF$100:HF$5100,0)-1,1))),\"\",INDEX(HF$100:HF$5100,MATCH($G5263&\"*\",HF$100:HF$5100,0)-1,1))","v":""},{"$f":"IF(OR(HG$100=\"\",ISERROR(INDEX(HG$100:HG$5100,MATCH($G5263&\"*\",HG$100:HG$5100,0)-1,1))),\"\",INDEX(HG$100:HG$5100,MATCH($G5263&\"*\",HG$100:HG$5100,0)-1,1))","v":""},{"$f":"IF(OR(HH$100=\"\",ISERROR(INDEX(HH$100:HH$5100,MATCH($G5263&\"*\",HH$100:HH$5100,0)-1,1))),\"\",INDEX(HH$100:HH$5100,MATCH($G5263&\"*\",HH$100:HH$5100,0)-1,1))","v":""},{"$f":"IF(OR(HI$100=\"\",ISERROR(INDEX(HI$100:HI$5100,MATCH($G5263&\"*\",HI$100:HI$5100,0)-1,1))),\"\",INDEX(HI$100:HI$5100,MATCH($G5263&\"*\",HI$100:HI$5100,0)-1,1))","v":""},{"$f":"IF(OR(HJ$100=\"\",ISERROR(INDEX(HJ$100:HJ$5100,MATCH($G5263&\"*\",HJ$100:HJ$5100,0)-1,1))),\"\",INDEX(HJ$100:HJ$5100,MATCH($G5263&\"*\",HJ$100:HJ$5100,0)-1,1))","v":""},{"$f":"IF(OR(HK$100=\"\",ISERROR(INDEX(HK$100:HK$5100,MATCH($G5263&\"*\",HK$100:HK$5100,0)-1,1))),\"\",INDEX(HK$100:HK$5100,MATCH($G5263&\"*\",HK$100:HK$5100,0)-1,1))","v":""},{"$f":"IF(OR(HL$100=\"\",ISERROR(INDEX(HL$100:HL$5100,MATCH($G5263&\"*\",HL$100:HL$5100,0)-1,1))),\"\",INDEX(HL$100:HL$5100,MATCH($G5263&\"*\",HL$100:HL$5100,0)-1,1))","v":""},{"$f":"IF(OR(HM$100=\"\",ISERROR(INDEX(HM$100:HM$5100,MATCH($G5263&\"*\",HM$100:HM$5100,0)-1,1))),\"\",INDEX(HM$100:HM$5100,MATCH($G5263&\"*\",HM$100:HM$5100,0)-1,1))","v":""},{"$f":"IF(OR(HN$100=\"\",ISERROR(INDEX(HN$100:HN$5100,MATCH($G5263&\"*\",HN$100:HN$5100,0)-1,1))),\"\",INDEX(HN$100:HN$5100,MATCH($G5263&\"*\",HN$100:HN$5100,0)-1,1))","v":""},{"$f":"IF(OR(HO$100=\"\",ISERROR(INDEX(HO$100:HO$5100,MATCH($G5263&\"*\",HO$100:HO$5100,0)-1,1))),\"\",INDEX(HO$100:HO$5100,MATCH($G5263&\"*\",HO$100:HO$5100,0)-1,1))","v":""},{"$f":"IF(OR(HP$100=\"\",ISERROR(INDEX(HP$100:HP$5100,MATCH($G5263&\"*\",HP$100:HP$5100,0)-1,1))),\"\",INDEX(HP$100:HP$5100,MATCH($G5263&\"*\",HP$100:HP$5100,0)-1,1))","v":""},{"$f":"IF(OR(HQ$100=\"\",ISERROR(INDEX(HQ$100:HQ$5100,MATCH($G5263&\"*\",HQ$100:HQ$5100,0)-1,1))),\"\",INDEX(HQ$100:HQ$5100,MATCH($G5263&\"*\",HQ$100:HQ$5100,0)-1,1))","v":""},{"$f":"IF(OR(HR$100=\"\",ISERROR(INDEX(HR$100:HR$5100,MATCH($G5263&\"*\",HR$100:HR$5100,0)-1,1))),\"\",INDEX(HR$100:HR$5100,MATCH($G5263&\"*\",HR$100:HR$5100,0)-1,1))","v":""},{"$f":"IF(OR(HS$100=\"\",ISERROR(INDEX(HS$100:HS$5100,MATCH($G5263&\"*\",HS$100:HS$5100,0)-1,1))),\"\",INDEX(HS$100:HS$5100,MATCH($G5263&\"*\",HS$100:HS$5100,0)-1,1))","v":""},{"$f":"IF(OR(HT$100=\"\",ISERROR(INDEX(HT$100:HT$5100,MATCH($G5263&\"*\",HT$100:HT$5100,0)-1,1))),\"\",INDEX(HT$100:HT$5100,MATCH($G5263&\"*\",HT$100:HT$5100,0)-1,1))","v":""},{"$f":"IF(OR(HU$100=\"\",ISERROR(INDEX(HU$100:HU$5100,MATCH($G5263&\"*\",HU$100:HU$5100,0)-1,1))),\"\",INDEX(HU$100:HU$5100,MATCH($G5263&\"*\",HU$100:HU$5100,0)-1,1))","v":""},{"$f":"IF(OR(HV$100=\"\",ISERROR(INDEX(HV$100:HV$5100,MATCH($G5263&\"*\",HV$100:HV$5100,0)-1,1))),\"\",INDEX(HV$100:HV$5100,MATCH($G5263&\"*\",HV$100:HV$5100,0)-1,1))","v":""},{"$f":"IF(OR(HW$100=\"\",ISERROR(INDEX(HW$100:HW$5100,MATCH($G5263&\"*\",HW$100:HW$5100,0)-1,1))),\"\",INDEX(HW$100:HW$5100,MATCH($G5263&\"*\",HW$100:HW$5100,0)-1,1))","v":""},{"$f":"IF(OR(HX$100=\"\",ISERROR(INDEX(HX$100:HX$5100,MATCH($G5263&\"*\",HX$100:HX$5100,0)-1,1))),\"\",INDEX(HX$100:HX$5100,MATCH($G5263&\"*\",HX$100:HX$5100,0)-1,1))","v":""},{"$f":"IF(OR(HY$100=\"\",ISERROR(INDEX(HY$100:HY$5100,MATCH($G5263&\"*\",HY$100:HY$5100,0)-1,1))),\"\",INDEX(HY$100:HY$5100,MATCH($G5263&\"*\",HY$100:HY$5100,0)-1,1))","v":""},{"$f":"IF(OR(HZ$100=\"\",ISERROR(INDEX(HZ$100:HZ$5100,MATCH($G5263&\"*\",HZ$100:HZ$5100,0)-1,1))),\"\",INDEX(HZ$100:HZ$5100,MATCH($G5263&\"*\",HZ$100:HZ$5100,0)-1,1))","v":""},{"$f":"IF(OR(IA$100=\"\",ISERROR(INDEX(IA$100:IA$5100,MATCH($G5263&\"*\",IA$100:IA$5100,0)-1,1))),\"\",INDEX(IA$100:IA$5100,MATCH($G5263&\"*\",IA$100:IA$5100,0)-1,1))","v":""},{"$f":"IF(OR(IB$100=\"\",ISERROR(INDEX(IB$100:IB$5100,MATCH($G5263&\"*\",IB$100:IB$5100,0)-1,1))),\"\",INDEX(IB$100:IB$5100,MATCH($G5263&\"*\",IB$100:IB$5100,0)-1,1))","v":""},{"$f":"IF(OR(IC$100=\"\",ISERROR(INDEX(IC$100:IC$5100,MATCH($G5263&\"*\",IC$100:IC$5100,0)-1,1))),\"\",INDEX(IC$100:IC$5100,MATCH($G5263&\"*\",IC$100:IC$5100,0)-1,1))","v":""},{"$f":"IF(OR(ID$100=\"\",ISERROR(INDEX(ID$100:ID$5100,MATCH($G5263&\"*\",ID$100:ID$5100,0)-1,1))),\"\",INDEX(ID$100:ID$5100,MATCH($G5263&\"*\",ID$100:ID$5100,0)-1,1))","v":""},{"$f":"IF(OR(IE$100=\"\",ISERROR(INDEX(IE$100:IE$5100,MATCH($G5263&\"*\",IE$100:IE$5100,0)-1,1))),\"\",INDEX(IE$100:IE$5100,MATCH($G5263&\"*\",IE$100:IE$5100,0)-1,1))","v":""},{"$f":"IF(OR(IF$100=\"\",ISERROR(INDEX(IF$100:IF$5100,MATCH($G5263&\"*\",IF$100:IF$5100,0)-1,1))),\"\",INDEX(IF$100:IF$5100,MATCH($G5263&\"*\",IF$100:IF$5100,0)-1,1))","v":""},{"$f":"IF(OR(IG$100=\"\",ISERROR(INDEX(IG$100:IG$5100,MATCH($G5263&\"*\",IG$100:IG$5100,0)-1,1))),\"\",INDEX(IG$100:IG$5100,MATCH($G5263&\"*\",IG$100:IG$5100,0)-1,1))","v":""},{"$f":"IF(OR(IH$100=\"\",ISERROR(INDEX(IH$100:IH$5100,MATCH($G5263&\"*\",IH$100:IH$5100,0)-1,1))),\"\",INDEX(IH$100:IH$5100,MATCH($G5263&\"*\",IH$100:IH$5100,0)-1,1))","v":""},{"$f":"IF(OR(II$100=\"\",ISERROR(INDEX(II$100:II$5100,MATCH($G5263&\"*\",II$100:II$5100,0)-1,1))),\"\",INDEX(II$100:II$5100,MATCH($G5263&\"*\",II$100:II$5100,0)-1,1))","v":""},{"$f":"IF(OR(IJ$100=\"\",ISERROR(INDEX(IJ$100:IJ$5100,MATCH($G5263&\"*\",IJ$100:IJ$5100,0)-1,1))),\"\",INDEX(IJ$100:IJ$5100,MATCH($G5263&\"*\",IJ$100:IJ$5100,0)-1,1))","v":""},{"$f":"IF(OR(IK$100=\"\",ISERROR(INDEX(IK$100:IK$5100,MATCH($G5263&\"*\",IK$100:IK$5100,0)-1,1))),\"\",INDEX(IK$100:IK$5100,MATCH($G5263&\"*\",IK$100:IK$5100,0)-1,1))","v":""},{"$f":"IF(OR(IL$100=\"\",ISERROR(INDEX(IL$100:IL$5100,MATCH($G5263&\"*\",IL$100:IL$5100,0)-1,1))),\"\",INDEX(IL$100:IL$5100,MATCH($G5263&\"*\",IL$100:IL$5100,0)-1,1))","v":""},{"$f":"IF(OR(IM$100=\"\",ISERROR(INDEX(IM$100:IM$5100,MATCH($G5263&\"*\",IM$100:IM$5100,0)-1,1))),\"\",INDEX(IM$100:IM$5100,MATCH($G5263&\"*\",IM$100:IM$5100,0)-1,1))","v":""},{"$f":"IF(OR(IN$100=\"\",ISERROR(INDEX(IN$100:IN$5100,MATCH($G5263&\"*\",IN$100:IN$5100,0)-1,1))),\"\",INDEX(IN$100:IN$5100,MATCH($G5263&\"*\",IN$100:IN$5100,0)-1,1))","v":""},{"$f":"IF(OR(IO$100=\"\",ISERROR(INDEX(IO$100:IO$5100,MATCH($G5263&\"*\",IO$100:IO$5100,0)-1,1))),\"\",INDEX(IO$100:IO$5100,MATCH($G5263&\"*\",IO$100:IO$5100,0)-1,1))","v":""},{"$f":"IF(OR(IP$100=\"\",ISERROR(INDEX(IP$100:IP$5100,MATCH($G5263&\"*\",IP$100:IP$5100,0)-1,1))),\"\",INDEX(IP$100:IP$5100,MATCH($G5263&\"*\",IP$100:IP$5100,0)-1,1))","v":""},{"$f":"IF(OR(IQ$100=\"\",ISERROR(INDEX(IQ$100:IQ$5100,MATCH($G5263&\"*\",IQ$100:IQ$5100,0)-1,1))),\"\",INDEX(IQ$100:IQ$5100,MATCH($G5263&\"*\",IQ$100:IQ$5100,0)-1,1))","v":""},{"$f":"IF(OR(IR$100=\"\",ISERROR(INDEX(IR$100:IR$5100,MATCH($G5263&\"*\",IR$100:IR$5100,0)-1,1))),\"\",INDEX(IR$100:IR$5100,MATCH($G5263&\"*\",IR$100:IR$5100,0)-1,1))","v":""},{"$f":"IF(OR(IS$100=\"\",ISERROR(INDEX(IS$100:IS$5100,MATCH($G5263&\"*\",IS$100:IS$5100,0)-1,1))),\"\",INDEX(IS$100:IS$5100,MATCH($G5263&\"*\",IS$100:IS$5100,0)-1,1))","v":""},{"$f":"IF(OR(IT$100=\"\",ISERROR(INDEX(IT$100:IT$5100,MATCH($G5263&\"*\",IT$100:IT$5100,0)-1,1))),\"\",INDEX(IT$100:IT$5100,MATCH($G5263&\"*\",IT$100:IT$5100,0)-1,1))","v":""},{"$f":"IF(OR(IU$100=\"\",ISERROR(INDEX(IU$100:IU$5100,MATCH($G5263&\"*\",IU$100:IU$5100,0)-1,1))),\"\",INDEX(IU$100:IU$5100,MATCH($G5263&\"*\",IU$100:IU$5100,0)-1,1))","v":""},{"$f":"IF(OR(IV$100=\"\",ISERROR(INDEX(IV$100:IV$5100,MATCH($G5263&\"*\",IV$100:IV$5100,0)-1,1))),\"\",INDEX(IV$100:IV$5100,MATCH($G5263&\"*\",IV$100:IV$5100,0)-1,1))","v":""},{"$f":"IF(OR(IW$100=\"\",ISERROR(INDEX(IW$100:IW$5100,MATCH($G5263&\"*\",IW$100:IW$5100,0)-1,1))),\"\",INDEX(IW$100:IW$5100,MATCH($G5263&\"*\",IW$100:IW$5100,0)-1,1))","v":""},{"$f":"IF(OR(IX$100=\"\",ISERROR(INDEX(IX$100:IX$5100,MATCH($G5263&\"*\",IX$100:IX$5100,0)-1,1))),\"\",INDEX(IX$100:IX$5100,MATCH($G5263&\"*\",IX$100:IX$5100,0)-1,1))","v":""},{"$f":"IF(OR(IY$100=\"\",ISERROR(INDEX(IY$100:IY$5100,MATCH($G5263&\"*\",IY$100:IY$5100,0)-1,1))),\"\",INDEX(IY$100:IY$5100,MATCH($G5263&\"*\",IY$100:IY$5100,0)-1,1))","v":""},{"$f":"IF(OR(IZ$100=\"\",ISERROR(INDEX(IZ$100:IZ$5100,MATCH($G5263&\"*\",IZ$100:IZ$5100,0)-1,1))),\"\",INDEX(IZ$100:IZ$5100,MATCH($G5263&\"*\",IZ$100:IZ$5100,0)-1,1))","v":""},{"$f":"IF(OR(JA$100=\"\",ISERROR(INDEX(JA$100:JA$5100,MATCH($G5263&\"*\",JA$100:JA$5100,0)-1,1))),\"\",INDEX(JA$100:JA$5100,MATCH($G5263&\"*\",JA$100:JA$5100,0)-1,1))","v":""},{"$f":"IF(OR(JB$100=\"\",ISERROR(INDEX(JB$100:JB$5100,MATCH($G5263&\"*\",JB$100:JB$5100,0)-1,1))),\"\",INDEX(JB$100:JB$5100,MATCH($G5263&\"*\",JB$100:JB$5100,0)-1,1))","v":""},{"$f":"IF(OR(JC$100=\"\",ISERROR(INDEX(JC$100:JC$5100,MATCH($G5263&\"*\",JC$100:JC$5100,0)-1,1))),\"\",INDEX(JC$100:JC$5100,MATCH($G5263&\"*\",JC$100:JC$5100,0)-1,1))","v":""},{"$f":"IF(OR(JD$100=\"\",ISERROR(INDEX(JD$100:JD$5100,MATCH($G5263&\"*\",JD$100:JD$5100,0)-1,1))),\"\",INDEX(JD$100:JD$5100,MATCH($G5263&\"*\",JD$100:JD$5100,0)-1,1))","v":""},{"$f":"IF(OR(JE$100=\"\",ISERROR(INDEX(JE$100:JE$5100,MATCH($G5263&\"*\",JE$100:JE$5100,0)-1,1))),\"\",INDEX(JE$100:JE$5100,MATCH($G5263&\"*\",JE$100:JE$5100,0)-1,1))","v":""},{"$f":"IF(OR(JF$100=\"\",ISERROR(INDEX(JF$100:JF$5100,MATCH($G5263&\"*\",JF$100:JF$5100,0)-1,1))),\"\",INDEX(JF$100:JF$5100,MATCH($G5263&\"*\",JF$100:JF$5100,0)-1,1))","v":""},{"$f":"IF(OR(JG$100=\"\",ISERROR(INDEX(JG$100:JG$5100,MATCH($G5263&\"*\",JG$100:JG$5100,0)-1,1))),\"\",INDEX(JG$100:JG$5100,MATCH($G5263&\"*\",JG$100:JG$5100,0)-1,1))","v":""},{"$f":"IF(OR(JH$100=\"\",ISERROR(INDEX(JH$100:JH$5100,MATCH($G5263&\"*\",JH$100:JH$5100,0)-1,1))),\"\",INDEX(JH$100:JH$5100,MATCH($G5263&\"*\",JH$100:JH$5100,0)-1,1))","v":""},{"$f":"IF(OR(JI$100=\"\",ISERROR(INDEX(JI$100:JI$5100,MATCH($G5263&\"*\",JI$100:JI$5100,0)-1,1))),\"\",INDEX(JI$100:JI$5100,MATCH($G5263&\"*\",JI$100:JI$5100,0)-1,1))","v":""},{"$f":"IF(OR(JJ$100=\"\",ISERROR(INDEX(JJ$100:JJ$5100,MATCH($G5263&\"*\",JJ$100:JJ$5100,0)-1,1))),\"\",INDEX(JJ$100:JJ$5100,MATCH($G5263&\"*\",JJ$100:JJ$5100,0)-1,1))","v":""},{"$f":"IF(OR(JK$100=\"\",ISERROR(INDEX(JK$100:JK$5100,MATCH($G5263&\"*\",JK$100:JK$5100,0)-1,1))),\"\",INDEX(JK$100:JK$5100,MATCH($G5263&\"*\",JK$100:JK$5100,0)-1,1))","v":""},{"$f":"IF(OR(JL$100=\"\",ISERROR(INDEX(JL$100:JL$5100,MATCH($G5263&\"*\",JL$100:JL$5100,0)-1,1))),\"\",INDEX(JL$100:JL$5100,MATCH($G5263&\"*\",JL$100:JL$5100,0)-1,1))","v":""},{"$f":"IF(OR(JM$100=\"\",ISERROR(INDEX(JM$100:JM$5100,MATCH($G5263&\"*\",JM$100:JM$5100,0)-1,1))),\"\",INDEX(JM$100:JM$5100,MATCH($G5263&\"*\",JM$100:JM$5100,0)-1,1))","v":""},{"$f":"IF(OR(JN$100=\"\",ISERROR(INDEX(JN$100:JN$5100,MATCH($G5263&\"*\",JN$100:JN$5100,0)-1,1))),\"\",INDEX(JN$100:JN$5100,MATCH($G5263&\"*\",JN$100:JN$5100,0)-1,1))","v":""},{"$f":"IF(OR(JO$100=\"\",ISERROR(INDEX(JO$100:JO$5100,MATCH($G5263&\"*\",JO$100:JO$5100,0)-1,1))),\"\",INDEX(JO$100:JO$5100,MATCH($G5263&\"*\",JO$100:JO$5100,0)-1,1))","v":""},{"$f":"IF(OR(JP$100=\"\",ISERROR(INDEX(JP$100:JP$5100,MATCH($G5263&\"*\",JP$100:JP$5100,0)-1,1))),\"\",INDEX(JP$100:JP$5100,MATCH($G5263&\"*\",JP$100:JP$5100,0)-1,1))","v":""},{"$f":"IF(OR(JQ$100=\"\",ISERROR(INDEX(JQ$100:JQ$5100,MATCH($G5263&\"*\",JQ$100:JQ$5100,0)-1,1))),\"\",INDEX(JQ$100:JQ$5100,MATCH($G5263&\"*\",JQ$100:JQ$5100,0)-1,1))","v":""},{"$f":"IF(OR(JR$100=\"\",ISERROR(INDEX(JR$100:JR$5100,MATCH($G5263&\"*\",JR$100:JR$5100,0)-1,1))),\"\",INDEX(JR$100:JR$5100,MATCH($G5263&\"*\",JR$100:JR$5100,0)-1,1))","v":""},{"$f":"IF(OR(JS$100=\"\",ISERROR(INDEX(JS$100:JS$5100,MATCH($G5263&\"*\",JS$100:JS$5100,0)-1,1))),\"\",INDEX(JS$100:JS$5100,MATCH($G5263&\"*\",JS$100:JS$5100,0)-1,1))","v":""},{"$f":"IF(OR(JT$100=\"\",ISERROR(INDEX(JT$100:JT$5100,MATCH($G5263&\"*\",JT$100:JT$5100,0)-1,1))),\"\",INDEX(JT$100:JT$5100,MATCH($G5263&\"*\",JT$100:JT$5100,0)-1,1))","v":""},{"$f":"IF(OR(JU$100=\"\",ISERROR(INDEX(JU$100:JU$5100,MATCH($G5263&\"*\",JU$100:JU$5100,0)-1,1))),\"\",INDEX(JU$100:JU$5100,MATCH($G5263&\"*\",JU$100:JU$5100,0)-1,1))","v":""},{"$f":"IF(OR(JV$100=\"\",ISERROR(INDEX(JV$100:JV$5100,MATCH($G5263&\"*\",JV$100:JV$5100,0)-1,1))),\"\",INDEX(JV$100:JV$5100,MATCH($G5263&\"*\",JV$100:JV$5100,0)-1,1))","v":""},{"$f":"IF(OR(JW$100=\"\",ISERROR(INDEX(JW$100:JW$5100,MATCH($G5263&\"*\",JW$100:JW$5100,0)-1,1))),\"\",INDEX(JW$100:JW$5100,MATCH($G5263&\"*\",JW$100:JW$5100,0)-1,1))","v":""},{"$f":"IF(OR(JX$100=\"\",ISERROR(INDEX(JX$100:JX$5100,MATCH($G5263&\"*\",JX$100:JX$5100,0)-1,1))),\"\",INDEX(JX$100:JX$5100,MATCH($G5263&\"*\",JX$100:JX$5100,0)-1,1))","v":""},{"$f":"IF(OR(JY$100=\"\",ISERROR(INDEX(JY$100:JY$5100,MATCH($G5263&\"*\",JY$100:JY$5100,0)-1,1))),\"\",INDEX(JY$100:JY$5100,MATCH($G5263&\"*\",JY$100:JY$5100,0)-1,1))","v":""},{"$f":"IF(OR(JZ$100=\"\",ISERROR(INDEX(JZ$100:JZ$5100,MATCH($G5263&\"*\",JZ$100:JZ$5100,0)-1,1))),\"\",INDEX(JZ$100:JZ$5100,MATCH($G5263&\"*\",JZ$100:JZ$5100,0)-1,1))","v":""},{"$f":"IF(OR(KA$100=\"\",ISERROR(INDEX(KA$100:KA$5100,MATCH($G5263&\"*\",KA$100:KA$5100,0)-1,1))),\"\",INDEX(KA$100:KA$5100,MATCH($G5263&\"*\",KA$100:KA$5100,0)-1,1))","v":""},{"$f":"IF(OR(KB$100=\"\",ISERROR(INDEX(KB$100:KB$5100,MATCH($G5263&\"*\",KB$100:KB$5100,0)-1,1))),\"\",INDEX(KB$100:KB$5100,MATCH($G5263&\"*\",KB$100:KB$5100,0)-1,1))","v":""},{"$f":"IF(OR(KC$100=\"\",ISERROR(INDEX(KC$100:KC$5100,MATCH($G5263&\"*\",KC$100:KC$5100,0)-1,1))),\"\",INDEX(KC$100:KC$5100,MATCH($G5263&\"*\",KC$100:KC$5100,0)-1,1))","v":""},{"$f":"IF(OR(KD$100=\"\",ISERROR(INDEX(KD$100:KD$5100,MATCH($G5263&\"*\",KD$100:KD$5100,0)-1,1))),\"\",INDEX(KD$100:KD$5100,MATCH($G5263&\"*\",KD$100:KD$5100,0)-1,1))","v":""},{"$f":"IF(OR(KE$100=\"\",ISERROR(INDEX(KE$100:KE$5100,MATCH($G5263&\"*\",KE$100:KE$5100,0)-1,1))),\"\",INDEX(KE$100:KE$5100,MATCH($G5263&\"*\",KE$100:KE$5100,0)-1,1))","v":""},{"$f":"IF(OR(KF$100=\"\",ISERROR(INDEX(KF$100:KF$5100,MATCH($G5263&\"*\",KF$100:KF$5100,0)-1,1))),\"\",INDEX(KF$100:KF$5100,MATCH($G5263&\"*\",KF$100:KF$5100,0)-1,1))","v":""},{"$f":"IF(OR(KG$100=\"\",ISERROR(INDEX(KG$100:KG$5100,MATCH($G5263&\"*\",KG$100:KG$5100,0)-1,1))),\"\",INDEX(KG$100:KG$5100,MATCH($G5263&\"*\",KG$100:KG$5100,0)-1,1))","v":""},{"$f":"IF(OR(KH$100=\"\",ISERROR(INDEX(KH$100:KH$5100,MATCH($G5263&\"*\",KH$100:KH$5100,0)-1,1))),\"\",INDEX(KH$100:KH$5100,MATCH($G5263&\"*\",KH$100:KH$5100,0)-1,1))","v":""},{"$f":"IF(OR(KI$100=\"\",ISERROR(INDEX(KI$100:KI$5100,MATCH($G5263&\"*\",KI$100:KI$5100,0)-1,1))),\"\",INDEX(KI$100:KI$5100,MATCH($G5263&\"*\",KI$100:KI$5100,0)-1,1))","v":""},{"$f":"IF(OR(KJ$100=\"\",ISERROR(INDEX(KJ$100:KJ$5100,MATCH($G5263&\"*\",KJ$100:KJ$5100,0)-1,1))),\"\",INDEX(KJ$100:KJ$5100,MATCH($G5263&\"*\",KJ$100:KJ$5100,0)-1,1))","v":""},{"$f":"IF(OR(KK$100=\"\",ISERROR(INDEX(KK$100:KK$5100,MATCH($G5263&\"*\",KK$100:KK$5100,0)-1,1))),\"\",INDEX(KK$100:KK$5100,MATCH($G5263&\"*\",KK$100:KK$5100,0)-1,1))","v":""},{"$f":"IF(OR(KL$100=\"\",ISERROR(INDEX(KL$100:KL$5100,MATCH($G5263&\"*\",KL$100:KL$5100,0)-1,1))),\"\",INDEX(KL$100:KL$5100,MATCH($G5263&\"*\",KL$100:KL$5100,0)-1,1))","v":""},{"$f":"IF(OR(KM$100=\"\",ISERROR(INDEX(KM$100:KM$5100,MATCH($G5263&\"*\",KM$100:KM$5100,0)-1,1))),\"\",INDEX(KM$100:KM$5100,MATCH($G5263&\"*\",KM$100:KM$5100,0)-1,1))","v":""},{"$f":"IF(OR(KN$100=\"\",ISERROR(INDEX(KN$100:KN$5100,MATCH($G5263&\"*\",KN$100:KN$5100,0)-1,1))),\"\",INDEX(KN$100:KN$5100,MATCH($G5263&\"*\",KN$100:KN$5100,0)-1,1))","v":""},{"$f":"IF(OR(KO$100=\"\",ISERROR(INDEX(KO$100:KO$5100,MATCH($G5263&\"*\",KO$100:KO$5100,0)-1,1))),\"\",INDEX(KO$100:KO$5100,MATCH($G5263&\"*\",KO$100:KO$5100,0)-1,1))","v":""},{"$f":"IF(OR(KP$100=\"\",ISERROR(INDEX(KP$100:KP$5100,MATCH($G5263&\"*\",KP$100:KP$5100,0)-1,1))),\"\",INDEX(KP$100:KP$5100,MATCH($G5263&\"*\",KP$100:KP$5100,0)-1,1))","v":""},{"$f":"IF(OR(KQ$100=\"\",ISERROR(INDEX(KQ$100:KQ$5100,MATCH($G5263&\"*\",KQ$100:KQ$5100,0)-1,1))),\"\",INDEX(KQ$100:KQ$5100,MATCH($G5263&\"*\",KQ$100:KQ$5100,0)-1,1))","v":""},{"$f":"IF(OR(KR$100=\"\",ISERROR(INDEX(KR$100:KR$5100,MATCH($G5263&\"*\",KR$100:KR$5100,0)-1,1))),\"\",INDEX(KR$100:KR$5100,MATCH($G5263&\"*\",KR$100:KR$5100,0)-1,1))","v":""},{"$f":"IF(OR(KS$100=\"\",ISERROR(INDEX(KS$100:KS$5100,MATCH($G5263&\"*\",KS$100:KS$5100,0)-1,1))),\"\",INDEX(KS$100:KS$5100,MATCH($G5263&\"*\",KS$100:KS$5100,0)-1,1))","v":""},{"$f":"IF(OR(KT$100=\"\",ISERROR(INDEX(KT$100:KT$5100,MATCH($G5263&\"*\",KT$100:KT$5100,0)-1,1))),\"\",INDEX(KT$100:KT$5100,MATCH($G5263&\"*\",KT$100:KT$5100,0)-1,1))","v":""},{"$f":"IF(OR(KU$100=\"\",ISERROR(INDEX(KU$100:KU$5100,MATCH($G5263&\"*\",KU$100:KU$5100,0)-1,1))),\"\",INDEX(KU$100:KU$5100,MATCH($G5263&\"*\",KU$100:KU$5100,0)-1,1))","v":""},{"$f":"IF(OR(KV$100=\"\",ISERROR(INDEX(KV$100:KV$5100,MATCH($G5263&\"*\",KV$100:KV$5100,0)-1,1))),\"\",INDEX(KV$100:KV$5100,MATCH($G5263&\"*\",KV$100:KV$5100,0)-1,1))","v":""},{"$f":"IF(OR(KW$100=\"\",ISERROR(INDEX(KW$100:KW$5100,MATCH($G5263&\"*\",KW$100:KW$5100,0)-1,1))),\"\",INDEX(KW$100:KW$5100,MATCH($G5263&\"*\",KW$100:KW$5100,0)-1,1))","v":""},{"$f":"IF(OR(KX$100=\"\",ISERROR(INDEX(KX$100:KX$5100,MATCH($G5263&\"*\",KX$100:KX$5100,0)-1,1))),\"\",INDEX(KX$100:KX$5100,MATCH($G5263&\"*\",KX$100:KX$5100,0)-1,1))","v":""},{"$f":"IF(OR(KY$100=\"\",ISERROR(INDEX(KY$100:KY$5100,MATCH($G5263&\"*\",KY$100:KY$5100,0)-1,1))),\"\",INDEX(KY$100:KY$5100,MATCH($G5263&\"*\",KY$100:KY$5100,0)-1,1))","v":""},{"$f":"IF(OR(KZ$100=\"\",ISERROR(INDEX(KZ$100:KZ$5100,MATCH($G5263&\"*\",KZ$100:KZ$5100,0)-1,1))),\"\",INDEX(KZ$100:KZ$5100,MATCH($G5263&\"*\",KZ$100:KZ$5100,0)-1,1))","v":""},{"$f":"IF(OR(LA$100=\"\",ISERROR(INDEX(LA$100:LA$5100,MATCH($G5263&\"*\",LA$100:LA$5100,0)-1,1))),\"\",INDEX(LA$100:LA$5100,MATCH($G5263&\"*\",LA$100:LA$5100,0)-1,1))","v":""},{"$f":"IF(OR(LB$100=\"\",ISERROR(INDEX(LB$100:LB$5100,MATCH($G5263&\"*\",LB$100:LB$5100,0)-1,1))),\"\",INDEX(LB$100:LB$5100,MATCH($G5263&\"*\",LB$100:LB$5100,0)-1,1))","v":""},{"$f":"IF(OR(LC$100=\"\",ISERROR(INDEX(LC$100:LC$5100,MATCH($G5263&\"*\",LC$100:LC$5100,0)-1,1))),\"\",INDEX(LC$100:LC$5100,MATCH($G5263&\"*\",LC$100:LC$5100,0)-1,1))","v":""},{"$f":"IF(OR(LD$100=\"\",ISERROR(INDEX(LD$100:LD$5100,MATCH($G5263&\"*\",LD$100:LD$5100,0)-1,1))),\"\",INDEX(LD$100:LD$5100,MATCH($G5263&\"*\",LD$100:LD$5100,0)-1,1))","v":""},{"$f":"IF(OR(LE$100=\"\",ISERROR(INDEX(LE$100:LE$5100,MATCH($G5263&\"*\",LE$100:LE$5100,0)-1,1))),\"\",INDEX(LE$100:LE$5100,MATCH($G5263&\"*\",LE$100:LE$5100,0)-1,1))","v":""},{"$f":"IF(OR(LF$100=\"\",ISERROR(INDEX(LF$100:LF$5100,MATCH($G5263&\"*\",LF$100:LF$5100,0)-1,1))),\"\",INDEX(LF$100:LF$5100,MATCH($G5263&\"*\",LF$100:LF$5100,0)-1,1))","v":""},{"$f":"IF(OR(LG$100=\"\",ISERROR(INDEX(LG$100:LG$5100,MATCH($G5263&\"*\",LG$100:LG$5100,0)-1,1))),\"\",INDEX(LG$100:LG$5100,MATCH($G5263&\"*\",LG$100:LG$5100,0)-1,1))","v":""},{"$f":"IF(OR(LH$100=\"\",ISERROR(INDEX(LH$100:LH$5100,MATCH($G5263&\"*\",LH$100:LH$5100,0)-1,1))),\"\",INDEX(LH$100:LH$5100,MATCH($G5263&\"*\",LH$100:LH$5100,0)-1,1))","v":""},{"$f":"IF(OR(LI$100=\"\",ISERROR(INDEX(LI$100:LI$5100,MATCH($G5263&\"*\",LI$100:LI$5100,0)-1,1))),\"\",INDEX(LI$100:LI$5100,MATCH($G5263&\"*\",LI$100:LI$5100,0)-1,1))","v":""},{"$f":"IF(OR(LJ$100=\"\",ISERROR(INDEX(LJ$100:LJ$5100,MATCH($G5263&\"*\",LJ$100:LJ$5100,0)-1,1))),\"\",INDEX(LJ$100:LJ$5100,MATCH($G5263&\"*\",LJ$100:LJ$5100,0)-1,1))","v":""},{"$f":"IF(OR(LK$100=\"\",ISERROR(INDEX(LK$100:LK$5100,MATCH($G5263&\"*\",LK$100:LK$5100,0)-1,1))),\"\",INDEX(LK$100:LK$5100,MATCH($G5263&\"*\",LK$100:LK$5100,0)-1,1))","v":""},{"$f":"IF(OR(LL$100=\"\",ISERROR(INDEX(LL$100:LL$5100,MATCH($G5263&\"*\",LL$100:LL$5100,0)-1,1))),\"\",INDEX(LL$100:LL$5100,MATCH($G5263&\"*\",LL$100:LL$5100,0)-1,1))","v":""},{"$f":"IF(OR(LM$100=\"\",ISERROR(INDEX(LM$100:LM$5100,MATCH($G5263&\"*\",LM$100:LM$5100,0)-1,1))),\"\",INDEX(LM$100:LM$5100,MATCH($G5263&\"*\",LM$100:LM$5100,0)-1,1))","v":""},{"$f":"IF(OR(LN$100=\"\",ISERROR(INDEX(LN$100:LN$5100,MATCH($G5263&\"*\",LN$100:LN$5100,0)-1,1))),\"\",INDEX(LN$100:LN$5100,MATCH($G5263&\"*\",LN$100:LN$5100,0)-1,1))","v":""},{"$f":"IF(OR(LO$100=\"\",ISERROR(INDEX(LO$100:LO$5100,MATCH($G5263&\"*\",LO$100:LO$5100,0)-1,1))),\"\",INDEX(LO$100:LO$5100,MATCH($G5263&\"*\",LO$100:LO$5100,0)-1,1))","v":""},{"$f":"IF(OR(LP$100=\"\",ISERROR(INDEX(LP$100:LP$5100,MATCH($G5263&\"*\",LP$100:LP$5100,0)-1,1))),\"\",INDEX(LP$100:LP$5100,MATCH($G5263&\"*\",LP$100:LP$5100,0)-1,1))","v":""},{"$f":"IF(OR(LQ$100=\"\",ISERROR(INDEX(LQ$100:LQ$5100,MATCH($G5263&\"*\",LQ$100:LQ$5100,0)-1,1))),\"\",INDEX(LQ$100:LQ$5100,MATCH($G5263&\"*\",LQ$100:LQ$5100,0)-1,1))","v":""},{"$f":"IF(OR(LR$100=\"\",ISERROR(INDEX(LR$100:LR$5100,MATCH($G5263&\"*\",LR$100:LR$5100,0)-1,1))),\"\",INDEX(LR$100:LR$5100,MATCH($G5263&\"*\",LR$100:LR$5100,0)-1,1))","v":""},{"$f":"IF(OR(LS$100=\"\",ISERROR(INDEX(LS$100:LS$5100,MATCH($G5263&\"*\",LS$100:LS$5100,0)-1,1))),\"\",INDEX(LS$100:LS$5100,MATCH($G5263&\"*\",LS$100:LS$5100,0)-1,1))","v":""},{"$f":"IF(OR(LT$100=\"\",ISERROR(INDEX(LT$100:LT$5100,MATCH($G5263&\"*\",LT$100:LT$5100,0)-1,1))),\"\",INDEX(LT$100:LT$5100,MATCH($G5263&\"*\",LT$100:LT$5100,0)-1,1))","v":""},{"$f":"IF(OR(LU$100=\"\",ISERROR(INDEX(LU$100:LU$5100,MATCH($G5263&\"*\",LU$100:LU$5100,0)-1,1))),\"\",INDEX(LU$100:LU$5100,MATCH($G5263&\"*\",LU$100:LU$5100,0)-1,1))","v":""},{"$f":"IF(OR(LV$100=\"\",ISERROR(INDEX(LV$100:LV$5100,MATCH($G5263&\"*\",LV$100:LV$5100,0)-1,1))),\"\",INDEX(LV$100:LV$5100,MATCH($G5263&\"*\",LV$100:LV$5100,0)-1,1))","v":""},{"$f":"IF(OR(LW$100=\"\",ISERROR(INDEX(LW$100:LW$5100,MATCH($G5263&\"*\",LW$100:LW$5100,0)-1,1))),\"\",INDEX(LW$100:LW$5100,MATCH($G5263&\"*\",LW$100:LW$5100,0)-1,1))","v":""},{"$f":"IF(OR(LX$100=\"\",ISERROR(INDEX(LX$100:LX$5100,MATCH($G5263&\"*\",LX$100:LX$5100,0)-1,1))),\"\",INDEX(LX$100:LX$5100,MATCH($G5263&\"*\",LX$100:LX$5100,0)-1,1))","v":""},{"$f":"IF(OR(LY$100=\"\",ISERROR(INDEX(LY$100:LY$5100,MATCH($G5263&\"*\",LY$100:LY$5100,0)-1,1))),\"\",INDEX(LY$100:LY$5100,MATCH($G5263&\"*\",LY$100:LY$5100,0)-1,1))","v":""},{"$f":"IF(OR(LZ$100=\"\",ISERROR(INDEX(LZ$100:LZ$5100,MATCH($G5263&\"*\",LZ$100:LZ$5100,0)-1,1))),\"\",INDEX(LZ$100:LZ$5100,MATCH($G5263&\"*\",LZ$100:LZ$5100,0)-1,1))","v":""},{"$f":"IF(OR(MA$100=\"\",ISERROR(INDEX(MA$100:MA$5100,MATCH($G5263&\"*\",MA$100:MA$5100,0)-1,1))),\"\",INDEX(MA$100:MA$5100,MATCH($G5263&\"*\",MA$100:MA$5100,0)-1,1))","v":""},{"$f":"IF(OR(MB$100=\"\",ISERROR(INDEX(MB$100:MB$5100,MATCH($G5263&\"*\",MB$100:MB$5100,0)-1,1))),\"\",INDEX(MB$100:MB$5100,MATCH($G5263&\"*\",MB$100:MB$5100,0)-1,1))","v":""},{"$f":"IF(OR(MC$100=\"\",ISERROR(INDEX(MC$100:MC$5100,MATCH($G5263&\"*\",MC$100:MC$5100,0)-1,1))),\"\",INDEX(MC$100:MC$5100,MATCH($G5263&\"*\",MC$100:MC$5100,0)-1,1))","v":""},{"$f":"IF(OR(MD$100=\"\",ISERROR(INDEX(MD$100:MD$5100,MATCH($G5263&\"*\",MD$100:MD$5100,0)-1,1))),\"\",INDEX(MD$100:MD$5100,MATCH($G5263&\"*\",MD$100:MD$5100,0)-1,1))","v":""},{"$f":"IF(OR(ME$100=\"\",ISERROR(INDEX(ME$100:ME$5100,MATCH($G5263&\"*\",ME$100:ME$5100,0)-1,1))),\"\",INDEX(ME$100:ME$5100,MATCH($G5263&\"*\",ME$100:ME$5100,0)-1,1))","v":""},{"$f":"IF(OR(MF$100=\"\",ISERROR(INDEX(MF$100:MF$5100,MATCH($G5263&\"*\",MF$100:MF$5100,0)-1,1))),\"\",INDEX(MF$100:MF$5100,MATCH($G5263&\"*\",MF$100:MF$5100,0)-1,1))","v":""},{"$f":"IF(OR(MG$100=\"\",ISERROR(INDEX(MG$100:MG$5100,MATCH($G5263&\"*\",MG$100:MG$5100,0)-1,1))),\"\",INDEX(MG$100:MG$5100,MATCH($G5263&\"*\",MG$100:MG$5100,0)-1,1))","v":""},{"$f":"IF(OR(MH$100=\"\",ISERROR(INDEX(MH$100:MH$5100,MATCH($G5263&\"*\",MH$100:MH$5100,0)-1,1))),\"\",INDEX(MH$100:MH$5100,MATCH($G5263&\"*\",MH$100:MH$5100,0)-1,1))","v":""},{"$f":"IF(OR(MI$100=\"\",ISERROR(INDEX(MI$100:MI$5100,MATCH($G5263&\"*\",MI$100:MI$5100,0)-1,1))),\"\",INDEX(MI$100:MI$5100,MATCH($G5263&\"*\",MI$100:MI$5100,0)-1,1))","v":""},{"$f":"IF(OR(MJ$100=\"\",ISERROR(INDEX(MJ$100:MJ$5100,MATCH($G5263&\"*\",MJ$100:MJ$5100,0)-1,1))),\"\",INDEX(MJ$100:MJ$5100,MATCH($G5263&\"*\",MJ$100:MJ$5100,0)-1,1))","v":""},{"$f":"IF(OR(MK$100=\"\",ISERROR(INDEX(MK$100:MK$5100,MATCH($G5263&\"*\",MK$100:MK$5100,0)-1,1))),\"\",INDEX(MK$100:MK$5100,MATCH($G5263&\"*\",MK$100:MK$5100,0)-1,1))","v":""},{"$f":"IF(OR(ML$100=\"\",ISERROR(INDEX(ML$100:ML$5100,MATCH($G5263&\"*\",ML$100:ML$5100,0)-1,1))),\"\",INDEX(ML$100:ML$5100,MATCH($G5263&\"*\",ML$100:ML$5100,0)-1,1))","v":""},{"$f":"IF(OR(MM$100=\"\",ISERROR(INDEX(MM$100:MM$5100,MATCH($G5263&\"*\",MM$100:MM$5100,0)-1,1))),\"\",INDEX(MM$100:MM$5100,MATCH($G5263&\"*\",MM$100:MM$5100,0)-1,1))","v":""},{"$f":"IF(OR(MN$100=\"\",ISERROR(INDEX(MN$100:MN$5100,MATCH($G5263&\"*\",MN$100:MN$5100,0)-1,1))),\"\",INDEX(MN$100:MN$5100,MATCH($G5263&\"*\",MN$100:MN$5100,0)-1,1))","v":""},{"$f":"IF(OR(MO$100=\"\",ISERROR(INDEX(MO$100:MO$5100,MATCH($G5263&\"*\",MO$100:MO$5100,0)-1,1))),\"\",INDEX(MO$100:MO$5100,MATCH($G5263&\"*\",MO$100:MO$5100,0)-1,1))","v":""},{"$f":"IF(OR(MP$100=\"\",ISERROR(INDEX(MP$100:MP$5100,MATCH($G5263&\"*\",MP$100:MP$5100,0)-1,1))),\"\",INDEX(MP$100:MP$5100,MATCH($G5263&\"*\",MP$100:MP$5100,0)-1,1))","v":""},{"$f":"IF(OR(MQ$100=\"\",ISERROR(INDEX(MQ$100:MQ$5100,MATCH($G5263&\"*\",MQ$100:MQ$5100,0)-1,1))),\"\",INDEX(MQ$100:MQ$5100,MATCH($G5263&\"*\",MQ$100:MQ$5100,0)-1,1))","v":""},{"$f":"IF(OR(MR$100=\"\",ISERROR(INDEX(MR$100:MR$5100,MATCH($G5263&\"*\",MR$100:MR$5100,0)-1,1))),\"\",INDEX(MR$100:MR$5100,MATCH($G5263&\"*\",MR$100:MR$5100,0)-1,1))","v":""},{"$f":"IF(OR(MS$100=\"\",ISERROR(INDEX(MS$100:MS$5100,MATCH($G5263&\"*\",MS$100:MS$5100,0)-1,1))),\"\",INDEX(MS$100:MS$5100,MATCH($G5263&\"*\",MS$100:MS$5100,0)-1,1))","v":""},{"$f":"IF(OR(MT$100=\"\",ISERROR(INDEX(MT$100:MT$5100,MATCH($G5263&\"*\",MT$100:MT$5100,0)-1,1))),\"\",INDEX(MT$100:MT$5100,MATCH($G5263&\"*\",MT$100:MT$5100,0)-1,1))","v":""},{"$f":"IF(OR(MU$100=\"\",ISERROR(INDEX(MU$100:MU$5100,MATCH($G5263&\"*\",MU$100:MU$5100,0)-1,1))),\"\",INDEX(MU$100:MU$5100,MATCH($G5263&\"*\",MU$100:MU$5100,0)-1,1))","v":""},{"$f":"IF(OR(MV$100=\"\",ISERROR(INDEX(MV$100:MV$5100,MATCH($G5263&\"*\",MV$100:MV$5100,0)-1,1))),\"\",INDEX(MV$100:MV$5100,MATCH($G5263&\"*\",MV$100:MV$5100,0)-1,1))","v":""},{"$f":"IF(OR(MW$100=\"\",ISERROR(INDEX(MW$100:MW$5100,MATCH($G5263&\"*\",MW$100:MW$5100,0)-1,1))),\"\",INDEX(MW$100:MW$5100,MATCH($G5263&\"*\",MW$100:MW$5100,0)-1,1))","v":""},{"$f":"IF(OR(MX$100=\"\",ISERROR(INDEX(MX$100:MX$5100,MATCH($G5263&\"*\",MX$100:MX$5100,0)-1,1))),\"\",INDEX(MX$100:MX$5100,MATCH($G5263&\"*\",MX$100:MX$5100,0)-1,1))","v":""},{"$f":"IF(OR(MY$100=\"\",ISERROR(INDEX(MY$100:MY$5100,MATCH($G5263&\"*\",MY$100:MY$5100,0)-1,1))),\"\",INDEX(MY$100:MY$5100,MATCH($G5263&\"*\",MY$100:MY$5100,0)-1,1))","v":""},{"$f":"IF(OR(MZ$100=\"\",ISERROR(INDEX(MZ$100:MZ$5100,MATCH($G5263&\"*\",MZ$100:MZ$5100,0)-1,1))),\"\",INDEX(MZ$100:MZ$5100,MATCH($G5263&\"*\",MZ$100:MZ$5100,0)-1,1))","v":""},{"$f":"IF(OR(NA$100=\"\",ISERROR(INDEX(NA$100:NA$5100,MATCH($G5263&\"*\",NA$100:NA$5100,0)-1,1))),\"\",INDEX(NA$100:NA$5100,MATCH($G5263&\"*\",NA$100:NA$5100,0)-1,1))","v":""},{"$f":"IF(OR(NB$100=\"\",ISERROR(INDEX(NB$100:NB$5100,MATCH($G5263&\"*\",NB$100:NB$5100,0)-1,1))),\"\",INDEX(NB$100:NB$5100,MATCH($G5263&\"*\",NB$100:NB$5100,0)-1,1))","v":""},{"$f":"IF(OR(NC$100=\"\",ISERROR(INDEX(NC$100:NC$5100,MATCH($G5263&\"*\",NC$100:NC$5100,0)-1,1))),\"\",INDEX(NC$100:NC$5100,MATCH($G5263&\"*\",NC$100:NC$5100,0)-1,1))","v":""},{"$f":"IF(OR(ND$100=\"\",ISERROR(INDEX(ND$100:ND$5100,MATCH($G5263&\"*\",ND$100:ND$5100,0)-1,1))),\"\",INDEX(ND$100:ND$5100,MATCH($G5263&\"*\",ND$100:ND$5100,0)-1,1))","v":""},{"$f":"IF(OR(NE$100=\"\",ISERROR(INDEX(NE$100:NE$5100,MATCH($G5263&\"*\",NE$100:NE$5100,0)-1,1))),\"\",INDEX(NE$100:NE$5100,MATCH($G5263&\"*\",NE$100:NE$5100,0)-1,1))","v":""},{"$f":"IF(OR(NF$100=\"\",ISERROR(INDEX(NF$100:NF$5100,MATCH($G5263&\"*\",NF$100:NF$5100,0)-1,1))),\"\",INDEX(NF$100:NF$5100,MATCH($G5263&\"*\",NF$100:NF$5100,0)-1,1))","v":""},{"$f":"IF(OR(NG$100=\"\",ISERROR(INDEX(NG$100:NG$5100,MATCH($G5263&\"*\",NG$100:NG$5100,0)-1,1))),\"\",INDEX(NG$100:NG$5100,MATCH($G5263&\"*\",NG$100:NG$5100,0)-1,1))","v":""},{"$f":"IF(OR(NH$100=\"\",ISERROR(INDEX(NH$100:NH$5100,MATCH($G5263&\"*\",NH$100:NH$5100,0)-1,1))),\"\",INDEX(NH$100:NH$5100,MATCH($G5263&\"*\",NH$100:NH$5100,0)-1,1))","v":""},{"$f":"IF(OR(NI$100=\"\",ISERROR(INDEX(NI$100:NI$5100,MATCH($G5263&\"*\",NI$100:NI$5100,0)-1,1))),\"\",INDEX(NI$100:NI$5100,MATCH($G5263&\"*\",NI$100:NI$5100,0)-1,1))","v":""},{"$f":"IF(OR(NJ$100=\"\",ISERROR(INDEX(NJ$100:NJ$5100,MATCH($G5263&\"*\",NJ$100:NJ$5100,0)-1,1))),\"\",INDEX(NJ$100:NJ$5100,MATCH($G5263&\"*\",NJ$100:NJ$5100,0)-1,1))","v":""},{"$f":"IF(OR(NK$100=\"\",ISERROR(INDEX(NK$100:NK$5100,MATCH($G5263&\"*\",NK$100:NK$5100,0)-1,1))),\"\",INDEX(NK$100:NK$5100,MATCH($G5263&\"*\",NK$100:NK$5100,0)-1,1))","v":""},{"$f":"IF(OR(NL$100=\"\",ISERROR(INDEX(NL$100:NL$5100,MATCH($G5263&\"*\",NL$100:NL$5100,0)-1,1))),\"\",INDEX(NL$100:NL$5100,MATCH($G5263&\"*\",NL$100:NL$5100,0)-1,1))","v":""},{"$f":"IF(OR(NM$100=\"\",ISERROR(INDEX(NM$100:NM$5100,MATCH($G5263&\"*\",NM$100:NM$5100,0)-1,1))),\"\",INDEX(NM$100:NM$5100,MATCH($G5263&\"*\",NM$100:NM$5100,0)-1,1))","v":""},{"$f":"IF(OR(NN$100=\"\",ISERROR(INDEX(NN$100:NN$5100,MATCH($G5263&\"*\",NN$100:NN$5100,0)-1,1))),\"\",INDEX(NN$100:NN$5100,MATCH($G5263&\"*\",NN$100:NN$5100,0)-1,1))","v":""},{"$f":"IF(OR(NO$100=\"\",ISERROR(INDEX(NO$100:NO$5100,MATCH($G5263&\"*\",NO$100:NO$5100,0)-1,1))),\"\",INDEX(NO$100:NO$5100,MATCH($G5263&\"*\",NO$100:NO$5100,0)-1,1))","v":""},{"$f":"IF(OR(NP$100=\"\",ISERROR(INDEX(NP$100:NP$5100,MATCH($G5263&\"*\",NP$100:NP$5100,0)-1,1))),\"\",INDEX(NP$100:NP$5100,MATCH($G5263&\"*\",NP$100:NP$5100,0)-1,1))","v":""},{"$f":"IF(OR(NQ$100=\"\",ISERROR(INDEX(NQ$100:NQ$5100,MATCH($G5263&\"*\",NQ$100:NQ$5100,0)-1,1))),\"\",INDEX(NQ$100:NQ$5100,MATCH($G5263&\"*\",NQ$100:NQ$5100,0)-1,1))","v":""},{"$f":"IF(OR(NR$100=\"\",ISERROR(INDEX(NR$100:NR$5100,MATCH($G5263&\"*\",NR$100:NR$5100,0)-1,1))),\"\",INDEX(NR$100:NR$5100,MATCH($G5263&\"*\",NR$100:NR$5100,0)-1,1))","v":""},{"$f":"IF(OR(NS$100=\"\",ISERROR(INDEX(NS$100:NS$5100,MATCH($G5263&\"*\",NS$100:NS$5100,0)-1,1))),\"\",INDEX(NS$100:NS$5100,MATCH($G5263&\"*\",NS$100:NS$5100,0)-1,1))","v":""},{"$f":"IF(OR(NT$100=\"\",ISERROR(INDEX(NT$100:NT$5100,MATCH($G5263&\"*\",NT$100:NT$5100,0)-1,1))),\"\",INDEX(NT$100:NT$5100,MATCH($G5263&\"*\",NT$100:NT$5100,0)-1,1))","v":""},{"$f":"IF(OR(NU$100=\"\",ISERROR(INDEX(NU$100:NU$5100,MATCH($G5263&\"*\",NU$100:NU$5100,0)-1,1))),\"\",INDEX(NU$100:NU$5100,MATCH($G5263&\"*\",NU$100:NU$5100,0)-1,1))","v":""},{"$f":"IF(OR(NV$100=\"\",ISERROR(INDEX(NV$100:NV$5100,MATCH($G5263&\"*\",NV$100:NV$5100,0)-1,1))),\"\",INDEX(NV$100:NV$5100,MATCH($G5263&\"*\",NV$100:NV$5100,0)-1,1))","v":""},{"$f":"IF(OR(NW$100=\"\",ISERROR(INDEX(NW$100:NW$5100,MATCH($G5263&\"*\",NW$100:NW$5100,0)-1,1))),\"\",INDEX(NW$100:NW$5100,MATCH($G5263&\"*\",NW$100:NW$5100,0)-1,1))","v":""},{"$f":"IF(OR(NX$100=\"\",ISERROR(INDEX(NX$100:NX$5100,MATCH($G5263&\"*\",NX$100:NX$5100,0)-1,1))),\"\",INDEX(NX$100:NX$5100,MATCH($G5263&\"*\",NX$100:NX$5100,0)-1,1))","v":""},{"$f":"IF(OR(NY$100=\"\",ISERROR(INDEX(NY$100:NY$5100,MATCH($G5263&\"*\",NY$100:NY$5100,0)-1,1))),\"\",INDEX(NY$100:NY$5100,MATCH($G5263&\"*\",NY$100:NY$5100,0)-1,1))","v":""},{"$f":"IF(OR(NZ$100=\"\",ISERROR(INDEX(NZ$100:NZ$5100,MATCH($G5263&\"*\",NZ$100:NZ$5100,0)-1,1))),\"\",INDEX(NZ$100:NZ$5100,MATCH($G5263&\"*\",NZ$100:NZ$5100,0)-1,1))","v":""},{"$f":"IF(OR(OA$100=\"\",ISERROR(INDEX(OA$100:OA$5100,MATCH($G5263&\"*\",OA$100:OA$5100,0)-1,1))),\"\",INDEX(OA$100:OA$5100,MATCH($G5263&\"*\",OA$100:OA$5100,0)-1,1))","v":""},{"$f":"IF(OR(OB$100=\"\",ISERROR(INDEX(OB$100:OB$5100,MATCH($G5263&\"*\",OB$100:OB$5100,0)-1,1))),\"\",INDEX(OB$100:OB$5100,MATCH($G5263&\"*\",OB$100:OB$5100,0)-1,1))","v":""},{"$f":"IF(OR(OC$100=\"\",ISERROR(INDEX(OC$100:OC$5100,MATCH($G5263&\"*\",OC$100:OC$5100,0)-1,1))),\"\",INDEX(OC$100:OC$5100,MATCH($G5263&\"*\",OC$100:OC$5100,0)-1,1))","v":""},{"$f":"IF(OR(OD$100=\"\",ISERROR(INDEX(OD$100:OD$5100,MATCH($G5263&\"*\",OD$100:OD$5100,0)-1,1))),\"\",INDEX(OD$100:OD$5100,MATCH($G5263&\"*\",OD$100:OD$5100,0)-1,1))","v":""},{"$f":"IF(OR(OE$100=\"\",ISERROR(INDEX(OE$100:OE$5100,MATCH($G5263&\"*\",OE$100:OE$5100,0)-1,1))),\"\",INDEX(OE$100:OE$5100,MATCH($G5263&\"*\",OE$100:OE$5100,0)-1,1))","v":""},{"$f":"IF(OR(OF$100=\"\",ISERROR(INDEX(OF$100:OF$5100,MATCH($G5263&\"*\",OF$100:OF$5100,0)-1,1))),\"\",INDEX(OF$100:OF$5100,MATCH($G5263&\"*\",OF$100:OF$5100,0)-1,1))","v":""},{"$f":"IF(OR(OG$100=\"\",ISERROR(INDEX(OG$100:OG$5100,MATCH($G5263&\"*\",OG$100:OG$5100,0)-1,1))),\"\",INDEX(OG$100:OG$5100,MATCH($G5263&\"*\",OG$100:OG$5100,0)-1,1))","v":""},{"$f":"IF(OR(OH$100=\"\",ISERROR(INDEX(OH$100:OH$5100,MATCH($G5263&\"*\",OH$100:OH$5100,0)-1,1))),\"\",INDEX(OH$100:OH$5100,MATCH($G5263&\"*\",OH$100:OH$5100,0)-1,1))","v":""},{"$f":"IF(OR(OI$100=\"\",ISERROR(INDEX(OI$100:OI$5100,MATCH($G5263&\"*\",OI$100:OI$5100,0)-1,1))),\"\",INDEX(OI$100:OI$5100,MATCH($G5263&\"*\",OI$100:OI$5100,0)-1,1))","v":""},{"$f":"IF(OR(OJ$100=\"\",ISERROR(INDEX(OJ$100:OJ$5100,MATCH($G5263&\"*\",OJ$100:OJ$5100,0)-1,1))),\"\",INDEX(OJ$100:OJ$5100,MATCH($G5263&\"*\",OJ$100:OJ$5100,0)-1,1))","v":""},{"$f":"IF(OR(OK$100=\"\",ISERROR(INDEX(OK$100:OK$5100,MATCH($G5263&\"*\",OK$100:OK$5100,0)-1,1))),\"\",INDEX(OK$100:OK$5100,MATCH($G5263&\"*\",OK$100:OK$5100,0)-1,1))","v":""},{"$f":"IF(OR(OL$100=\"\",ISERROR(INDEX(OL$100:OL$5100,MATCH($G5263&\"*\",OL$100:OL$5100,0)-1,1))),\"\",INDEX(OL$100:OL$5100,MATCH($G5263&\"*\",OL$100:OL$5100,0)-1,1))","v":""},{"$f":"IF(OR(OM$100=\"\",ISERROR(INDEX(OM$100:OM$5100,MATCH($G5263&\"*\",OM$100:OM$5100,0)-1,1))),\"\",INDEX(OM$100:OM$5100,MATCH($G5263&\"*\",OM$100:OM$5100,0)-1,1))","v":""},{"$f":"IF(OR(ON$100=\"\",ISERROR(INDEX(ON$100:ON$5100,MATCH($G5263&\"*\",ON$100:ON$5100,0)-1,1))),\"\",INDEX(ON$100:ON$5100,MATCH($G5263&\"*\",ON$100:ON$5100,0)-1,1))","v":""},{"$f":"IF(OR(OO$100=\"\",ISERROR(INDEX(OO$100:OO$5100,MATCH($G5263&\"*\",OO$100:OO$5100,0)-1,1))),\"\",INDEX(OO$100:OO$5100,MATCH($G5263&\"*\",OO$100:OO$5100,0)-1,1))","v":""},{"$f":"IF(OR(OP$100=\"\",ISERROR(INDEX(OP$100:OP$5100,MATCH($G5263&\"*\",OP$100:OP$5100,0)-1,1))),\"\",INDEX(OP$100:OP$5100,MATCH($G5263&\"*\",OP$100:OP$5100,0)-1,1))","v":""},{"$f":"IF(OR(OQ$100=\"\",ISERROR(INDEX(OQ$100:OQ$5100,MATCH($G5263&\"*\",OQ$100:OQ$5100,0)-1,1))),\"\",INDEX(OQ$100:OQ$5100,MATCH($G5263&\"*\",OQ$100:OQ$5100,0)-1,1))","v":""}]
[null,null,null,null,{"$f":"IF(E$100=\"\",\"\",IF(E101=\"１．計算条件\",INDEX(E$100:E$5100,MATCH(\"*\"&D5259&\"*\",E$100:E$5100,0)+13,1),IF(E101=\"標準入力法\",INDEX(E$100:E$5100,MATCH(\"*\"&D5259&\"*\",E$100:E$5100,0)+19,1),\"\")))","v":""},null,"外皮平均熱貫流率",{"$f":"IF(OR(H$100=\"\",ISERROR(INDEX(H$100:H$5100,MATCH(\"*\"&$G5264&\"*\",H$100:H$5100,0),1))),\"\",IF(RIGHT(INDEX(H$100:H$5100,MATCH(\"*\"&$G5264&\"*\",H$100:H$5100,0),1),1)=\"）\",LEFT(INDEX(H$100:H$5100,MATCH(\"*\"&$G5264&\"*\",H$100:H$5100,0),1),FIND(\"（\",INDEX(H$100:H$5100,MATCH(\"*\"&$G5264&\"*\",H$100:H$5100,0),1))-2),INDEX(H$100:H$5100,MATCH(\"*\"&$G5264&\"*\",H$100:H$5100,0),1)))","v":""},"","","","","","","","","","","","","","","","","","","","","","","","","","","","","","","","","","","","","","","","","","","","","","","","","","","","","","","","","","","","","","","",{"$f":"IF(OR(BT$100=\"\",ISERROR(INDEX(BT$100:BT$5100,MATCH(\"*\"&$G5264&\"*\",BT$100:BT$5100,0),1))),\"\",IF(RIGHT(INDEX(BT$100:BT$5100,MATCH(\"*\"&$G5264&\"*\",BT$100:BT$5100,0),1),1)=\"）\",LEFT(INDEX(BT$100:BT$5100,MATCH(\"*\"&$G5264&\"*\",BT$100:BT$5100,0),1),FIND(\"（\",INDEX(BT$100:BT$5100,MATCH(\"*\"&$G5264&\"*\",BT$100:BT$5100,0),1))-2),INDEX(BT$100:BT$5100,MATCH(\"*\"&$G5264&\"*\",BT$100:BT$5100,0),1)))","v":""},"","","","","","","","","","","","","","","","","","","","","","","","","","","","","","","","","","","","","","","","","","","","","","","","","","","","","","","","","","","","","","","",{"$f":"IF(OR(EF$100=\"\",ISERROR(INDEX(EF$100:EF$5100,MATCH(\"*\"&$G5264&\"*\",EF$100:EF$5100,0),1))),\"\",IF(RIGHT(INDEX(EF$100:EF$5100,MATCH(\"*\"&$G5264&\"*\",EF$100:EF$5100,0),1),1)=\"）\",LEFT(INDEX(EF$100:EF$5100,MATCH(\"*\"&$G5264&\"*\",EF$100:EF$5100,0),1),FIND(\"（\",INDEX(EF$100:EF$5100,MATCH(\"*\"&$G5264&\"*\",EF$100:EF$5100,0),1))-2),INDEX(EF$100:EF$5100,MATCH(\"*\"&$G5264&\"*\",EF$100:EF$5100,0),1)))","v":""},"","","","","","","","","","","","","","","","","","","","","","","","","","","","","","","","","","","","","","","","","","","","","","","","","","","","","","","","","","","","","","","",{"$f":"IF(OR(GR$100=\"\",ISERROR(INDEX(GR$100:GR$5100,MATCH(\"*\"&$G5264&\"*\",GR$100:GR$5100,0),1))),\"\",IF(RIGHT(INDEX(GR$100:GR$5100,MATCH(\"*\"&$G5264&\"*\",GR$100:GR$5100,0),1),1)=\"）\",LEFT(INDEX(GR$100:GR$5100,MATCH(\"*\"&$G5264&\"*\",GR$100:GR$5100,0),1),FIND(\"（\",INDEX(GR$100:GR$5100,MATCH(\"*\"&$G5264&\"*\",GR$100:GR$5100,0),1))-2),INDEX(GR$100:GR$5100,MATCH(\"*\"&$G5264&\"*\",GR$100:GR$5100,0),1)))","v":""},"","","","","","","","","","","","","","","","","","","","","","","","","","","","","","","","","","","","","","","","","","","","","","","","","","","","","","","","","","","","","","","",{"$f":"IF(OR(JD$100=\"\",ISERROR(INDEX(JD$100:JD$5100,MATCH(\"*\"&$G5264&\"*\",JD$100:JD$5100,0),1))),\"\",IF(RIGHT(INDEX(JD$100:JD$5100,MATCH(\"*\"&$G5264&\"*\",JD$100:JD$5100,0),1),1)=\"）\",LEFT(INDEX(JD$100:JD$5100,MATCH(\"*\"&$G5264&\"*\",JD$100:JD$5100,0),1),FIND(\"（\",INDEX(JD$100:JD$5100,MATCH(\"*\"&$G5264&\"*\",JD$100:JD$5100,0),1))-2),INDEX(JD$100:JD$5100,MATCH(\"*\"&$G5264&\"*\",JD$100:JD$5100,0),1)))","v":""},"","","","","","","","","","","","","","","","","","","","","","","","","","","","","","","","","","","","","","","","","","","","","","","","","","","","","","","","","","","","","","","",{"$f":"IF(OR(LP$100=\"\",ISERROR(INDEX(LP$100:LP$5100,MATCH(\"*\"&$G5264&\"*\",LP$100:LP$5100,0),1))),\"\",IF(RIGHT(INDEX(LP$100:LP$5100,MATCH(\"*\"&$G5264&\"*\",LP$100:LP$5100,0),1),1)=\"）\",LEFT(INDEX(LP$100:LP$5100,MATCH(\"*\"&$G5264&\"*\",LP$100:LP$5100,0),1),FIND(\"（\",INDEX(LP$100:LP$5100,MATCH(\"*\"&$G5264&\"*\",LP$100:LP$5100,0),1))-2),INDEX(LP$100:LP$5100,MATCH(\"*\"&$G5264&\"*\",LP$100:LP$5100,0),1)))","v":""},"","","","","","","","","","","","","","","","","","","","","","","","","","","","","","","","","","","","","","","","","","","","","","","","","","","","","","","","","","","","","","","",{"$f":"IF(OR(OB$100=\"\",ISERROR(INDEX(OB$100:OB$5100,MATCH(\"*\"&$G5264&\"*\",OB$100:OB$5100,0),1))),\"\",IF(RIGHT(INDEX(OB$100:OB$5100,MATCH(\"*\"&$G5264&\"*\",OB$100:OB$5100,0),1),1)=\"）\",LEFT(INDEX(OB$100:OB$5100,MATCH(\"*\"&$G5264&\"*\",OB$100:OB$5100,0),1),FIND(\"（\",INDEX(OB$100:OB$5100,MATCH(\"*\"&$G5264&\"*\",OB$100:OB$5100,0),1))-2),INDEX(OB$100:OB$5100,MATCH(\"*\"&$G5264&\"*\",OB$100:OB$5100,0),1)))","v":""},"","","","","","","","","","","","","","",""]
[null,null,null,null,null,null,"消費電力量[kWh] *1 ガス消費量[MJ] 灯油消費量[MJ] 相当値[MJ] *2",{"$f":"IF(OR(ISERROR(INDEX(H$100:H$5100,MATCH($G5266&\"*\",H$100:H$5100,0)+1,1)),H$100=\"\"),\"\",INDEX(H$100:H$5100,MATCH($G5266&\"*\",H$100:H$5100,0)+1,1))","v":""},"","","","","","","","","","","","","","","",{"$f":"IF(OR(ISERROR(INDEX(X$100:X$5100,MATCH($G5266&\"*\",X$100:X$5100,0)+1,1)),X$100=\"\"),\"\",INDEX(X$100:X$5100,MATCH($G5266&\"*\",X$100:X$5100,0)+1,1))","v":""},"","","","","","","","","","","","","","","","","","","","","","","","","","","","","","","","","","","","","","","","","","","","","","","","","","","","","","","","","","","","","","","",{"$f":"IF(OR(ISERROR(INDEX(CJ$100:CJ$5100,MATCH($G5266&\"*\",CJ$100:CJ$5100,0)+1,1)),CJ$100=\"\"),\"\",INDEX(CJ$100:CJ$5100,MATCH($G5266&\"*\",CJ$100:CJ$5100,0)+1,1))","v":""},"","","","","","","","","","","","","","","","","","","","","","","","","","","","","","","","","","","","","","","","","","","","","","","","","","","","","","","","","","","","","","","",{"$f":"IF(OR(ISERROR(INDEX(EV$100:EV$5100,MATCH($G5266&\"*\",EV$100:EV$5100,0)+1,1)),EV$100=\"\"),\"\",INDEX(EV$100:EV$5100,MATCH($G5266&\"*\",EV$100:EV$5100,0)+1,1))","v":""},"","","","","","","","","","","","","","","","","","","","","","","","","","","","","","","","","","","","","","","","","","","","","","","","","","","","","","","","","","","","","","","",{"$f":"IF(OR(ISERROR(INDEX(HH$100:HH$5100,MATCH($G5266&\"*\",HH$100:HH$5100,0)+1,1)),HH$100=\"\"),\"\",INDEX(HH$100:HH$5100,MATCH($G5266&\"*\",HH$100:HH$5100,0)+1,1))","v":""},"","","","","","","","","","","","","","","","","","","","","","","","","","","","","","","","","","","","","","","","","","","","","","","","","","","","","","","","","","","","","","","",{"$f":"IF(OR(ISERROR(INDEX(JT$100:JT$5100,MATCH($G5266&\"*\",JT$100:JT$5100,0)+1,1)),JT$100=\"\"),\"\",INDEX(JT$100:JT$5100,MATCH($G5266&\"*\",JT$100:JT$5100,0)+1,1))","v":""},"","","","","","","","","","","","","","","","","","","","","","","","","","","","","","","","","","","","","","","","","","","","","","","","","","","","","","","","","","","","","","","",{"$f":"IF(OR(ISERROR(INDEX(MF$100:MF$5100,MATCH($G5266&\"*\",MF$100:MF$5100,0)+1,1)),MF$100=\"\"),\"\",INDEX(MF$100:MF$5100,MATCH($G5266&\"*\",MF$100:MF$5100,0)+1,1))","v":""},"","","","","","","","","","","","","","","","","","","","","","","","","","","","","","","","","","","","","","","","","","","","","","","","","","","","","","","","","","","","","","",""]
[null,null,null,null,null,null,"コージェネレーション太陽光発電コージェネレーション太陽光発電","",{"$f":"IF(OR(I$100=\"\",ISERROR(INDEX(I$100:I$5100,MATCH($G5269&\"*\",I$100:I$5100,0)+1,1))),\"\",INDEX(I$100:I$5100,MATCH($G5269&\"*\",I$100:I$5100,0)+1,1))","v":""},"","","","","","","","","","","","","","","","","","","","","","","","","","","","","","","","","","","","","","","","","","","","","","","","","","","","","","","","","","","","","","","","","","","","","","","","","","","","","","","","","","","","","","","","","","","","","","","","","","","","","","","","","","","","","","","","","","","","","","","","","","","","","","","","","","","","","","","","","","","","","","","","","","","","","","","","","","","","","","","","","","","","","","","","","","","","","","","","","","","","","","","","","","","","","","","","","","","","","","","","","","","","","","","","","","","","","","","","","","","","","","","","","","","","","","","","","","","","","","","","","","","","","","","","","","","","","","","","","","","","","","","","","","","","","","","","","","","","","","","","","","","","","","","","","","","","","","","","","","","","","","","","","","","","","","","","","","","","","","","","","","","","","","","","","","","","","","","","","","","","","","","","","","","","","","","","","","","","","","","","","","","","","","","","","","","","","","","","","","","","","","","","","","","","","","","","","","","","","",""]
[null,null,null,null,null,"太陽光住戸","その1",{"$f":"IF(OR(H$100=\"\",ISERROR(INDEX(H$100:H$5100,MATCH($G5272&\"*\",H$100:H$5100,0),1))),\"\",INDEX(H$100:H$5100,MATCH($G5272&\"*\",H$100:H$5100,0),1))","v":""},"","","","","","","","","","","","","","","",{"$f":"IF(OR(X$100=\"\",ISERROR(INDEX(X$100:X$5100,MATCH($G5272&\"*\",X$100:X$5100,0),1))),\"\",INDEX(X$100:X$5100,MATCH($G5272&\"*\",X$100:X$5100,0),1))","v":""},"","","","","","","","","","","","","","","","","","","","","","","","","","","","","","","","","","","","","","","","","","","","","","","","","","","","","","","","","","","","","","","",{"$f":"IF(OR(CJ$100=\"\",ISERROR(INDEX(CJ$100:CJ$5100,MATCH($G5272&\"*\",CJ$100:CJ$5100,0),1))),\"\",INDEX(CJ$100:CJ$5100,MATCH($G5272&\"*\",CJ$100:CJ$5100,0),1))","v":""},"","","","","","","","","","","","","","","","","","","","","","","","","","","","","","","","","","","","","","","","","","","","","","","","","","","","","","","","","","","","","","","",{"$f":"IF(OR(EV$100=\"\",ISERROR(INDEX(EV$100:EV$5100,MATCH($G5272&\"*\",EV$100:EV$5100,0),1))),\"\",INDEX(EV$100:EV$5100,MATCH($G5272&\"*\",EV$100:EV$5100,0),1))","v":""},"","","","","","","","","","","","","","","","","","","","","","","","","","","","","","","","","","","","","","","","","","","","","","","","","","","","","","","","","","","","","","","",{"$f":"IF(OR(HH$100=\"\",ISERROR(INDEX(HH$100:HH$5100,MATCH($G5272&\"*\",HH$100:HH$5100,0),1))),\"\",INDEX(HH$100:HH$5100,MATCH($G5272&\"*\",HH$100:HH$5100,0),1))","v":""},"","","","","","","","","","","","","","","","","","","","","","","","","","","","","","","","","","","","","","","","","","","","","","","","","","","","","","","","","","","","","","","",{"$f":"IF(OR(JT$100=\"\",ISERROR(INDEX(JT$100:JT$5100,MATCH($G5272&\"*\",JT$100:JT$5100,0),1))),\"\",INDEX(JT$100:JT$5100,MATCH($G5272&\"*\",JT$100:JT$5100,0),1))","v":""},"","","","","","","","","","","","","","","","","","","","","","","","","","","","","","","","","","","","","","","","","","","","","","","","","","","","","","","","","","","","","","","",{"$f":"IF(OR(MF$100=\"\",ISERROR(INDEX(MF$100:MF$5100,MATCH($G5272&\"*\",MF$100:MF$5100,0),1))),\"\",INDEX(MF$100:MF$5100,MATCH($G5272&\"*\",MF$100:MF$5100,0),1))","v":""},"","","","","","","","","","","","","","","","","","","","","","","","","","","","","","","","","","","","","","","","","","","","","","","","","","","","","","","","","","","","","","",""]
[null,null,null,"★","🌟","☆","その4","","","","","","","","","","","","","","","","","","","","","","","","","","","","","","","","","","","","","","","","","","","","","","","","","","","","","","","","","","","","","","","","","","","","","","","","","","","","","","","","","","","","","","","","","","","","","","","","","","","","","","","","","","","","","","","","","","","","","","","","","","","","","","","","","","","","","","","","","","","","","","","",{"$f":"IF(OR(EU$100=\"\",ISERROR(INDEX(EU$100:EU$5100,MATCH($G5275&\"*\",EU$100:EU$5100,0),1))),\"\",INDEX(EU$100:EU$5100,MATCH($G5275&\"*\",EU$100:EU$5100,0),1))","v":""},"","","","","","","","","","","","","","","","","","","","","","","","","","","","","","","","","","","","","","","","","","","","","","","","","","","","","","","","","","","","","","","","","","","","","","","","","","","","","","","","","","","","","","","","","","","","","","","","","","","","","","","","","","","","","","","","","","","","","","","","","","","","","","","",{"$f":"IF(OR(JS$100=\"\",ISERROR(INDEX(JS$100:JS$5100,MATCH($G5275&\"*\",JS$100:JS$5100,0),1))),\"\",INDEX(JS$100:JS$5100,MATCH($G5275&\"*\",JS$100:JS$5100,0),1))","v":""},"","","","","","","","","","","","","","","","","","","","","","","","","","","","","","","","","","","","","","","","","","","","","","","","","","","","","","","","","","","","","","","","","","","","","","","","","","","","","","","","","","","","","","","","","","","","","","","","","","","","","","","","","","","","","","","","","","","","","","","","","","","","","","","",{"$f":"IF(OR(OQ$100=\"\",ISERROR(INDEX(OQ$100:OQ$5100,MATCH($G5275&\"*\",OQ$100:OQ$5100,0),1))),\"\",INDEX(OQ$100:OQ$5100,MATCH($G5275&\"*\",OQ$100:OQ$5100,0),1))","v":""}]
[null,null,null,null,{"$f":"IF(E37=\"\",\"\",IF(AND(E37=$H$5202,E84>=0),$D$5275,IF(AND(E37=$H$5202,1-E28>=0),$E$5275,IF(AND(E37=$H$5203,E84>=10),$D$5275,IF(AND(E37=$H$5203,1-E28>=0.1),$E$5275,$F$5275)))))","v":""},null,2,{"$f":"IF(OR(H37=\"\",H28=\"\"),\"\",IF(AND(H37=$H$5202,H88>=0),$D$5275,IF(AND(H37=$H$5202,1-H5287>=0),$E$5275,IF(AND(H37=$H$5203,H88>=10),$D$5275,IF(AND(H37=$H$5203,1-H5287>=0.1),$E$5275,$F$5275)))))","v":""},"","","","","","","","","","","","","","","","","","","","","","","","","","","","","","","","","","","","","","","","","","","","","","","","","","","","","","","","","","","","","","","",{"$f":"IF(OR(BT37=\"\",BT28=\"\"),\"\",IF(AND(BT37=$H$5202,BT88>=0),$D$5275,IF(AND(BT37=$H$5202,1-BT5287>=0),$E$5275,IF(AND(BT37=$H$5203,BT88>=10),$D$5275,IF(AND(BT37=$H$5203,1-BT5287>=0.1),$E$5275,$F$5275)))))","v":""},"","","","","","","","","","","","","","","","","","","","","","","","","","","","","","","","","","","","","","","","","","","","","","","","","","","","","","","","","","","","","","","",{"$f":"IF(OR(EF37=\"\",EF28=\"\"),\"\",IF(AND(EF37=$H$5202,EF88>=0),$D$5275,IF(AND(EF37=$H$5202,1-EF5287>=0),$E$5275,IF(AND(EF37=$H$5203,EF88>=10),$D$5275,IF(AND(EF37=$H$5203,1-EF5287>=0.1),$E$5275,$F$5275)))))","v":""},"","","","","","","","","","","","","","","","","","","","","","","","","","","","","","","","","","","","","","","","","","","","","","","","","","","","","","","","","","","","","","","",{"$f":"IF(OR(GR37=\"\",GR28=\"\"),\"\",IF(AND(GR37=$H$5202,GR88>=0),$D$5275,IF(AND(GR37=$H$5202,1-GR5287>=0),$E$5275,IF(AND(GR37=$H$5203,GR88>=10),$D$5275,IF(AND(GR37=$H$5203,1-GR5287>=0.1),$E$5275,$F$5275)))))","v":""},"","","","","","","","","","","","","","","","","","","","","","","","","","","","","","","","","","","","","","","","","","","","","","","","","","","","","","","","","","","","","","","",{"$f":"IF(OR(JD37=\"\",JD28=\"\"),\"\",IF(AND(JD37=$H$5202,JD88>=0),$D$5275,IF(AND(JD37=$H$5202,1-JD5287>=0),$E$5275,IF(AND(JD37=$H$5203,JD88>=10),$D$5275,IF(AND(JD37=$H$5203,1-JD5287>=0.1),$E$5275,$F$5275)))))","v":""},"","","","","","","","","","","","","","","","","","","","","","","","","","","","","","","","","","","","","","","","","","","","","","","","","","","","","","","","","","","","","","","",{"$f":"IF(OR(LP37=\"\",LP28=\"\"),\"\",IF(AND(LP37=$H$5202,LP88>=0),$D$5275,IF(AND(LP37=$H$5202,1-LP5287>=0),$E$5275,IF(AND(LP37=$H$5203,LP88>=10),$D$5275,IF(AND(LP37=$H$5203,1-LP5287>=0.1),$E$5275,$F$5275)))))","v":""},"","","","","","","","","","","","","","","","","","","","","","","","","","","","","","","","","","","","","","","","","","","","","","","","","","","","","","","","","","","","","","","",{"$f":"IF(OR(OB37=\"\",OB28=\"\"),\"\",IF(AND(OB37=$H$5202,OB88>=0),$D$5275,IF(AND(OB37=$H$5202,1-OB5287>=0),$E$5275,IF(AND(OB37=$H$5203,OB88>=10),$D$5275,IF(AND(OB37=$H$5203,1-OB5287>=0.1),$E$5275,$F$5275)))))","v":""},"","","","","","","","","","","","","","",""]
[null,null,null,null,{"$f":"IF(E37=\"\",\"\",IF(AND(E37=$H$5202,E84>=10),$D$5275,IF(AND(E37=$H$5202,1-E28>=0.1),$E$5275,IF(AND(E37=$H$5203,E84>=20),$D$5275,IF(AND(E37=$H$5203,1-E28>=0.2),$E$5275,$F$5275)))))","v":""},null,3,{"$f":"IF(OR(H37=\"\",H28=\"\"),\"\",IF(AND(H37=$H$5202,H88>=10),$D$5275,IF(AND(H37=$H$5202,1-H5287>=0.1),$E$5275,IF(AND(H37=$H$5203,H88>=20),$D$5275,IF(AND(H37=$H$5203,1-H5287>=0.2),$E$5275,$F$5275)))))","v":""},"","","","","","","","","","","","","","","","","","","","","","","","","","","","","","","","","","","","","","","","","","","","","","","","","","","","","","","","","","","","","","","",{"$f":"IF(OR(BT37=\"\",BT28=\"\"),\"\",IF(AND(BT37=$H$5202,BT88>=10),$D$5275,IF(AND(BT37=$H$5202,1-BT5287>=0.1),$E$5275,IF(AND(BT37=$H$5203,BT88>=20),$D$5275,IF(AND(BT37=$H$5203,1-BT5287>=0.2),$E$5275,$F$5275)))))","v":""},"","","","","","","","","","","","","","","","","","","","","","","","","","","","","","","","","","","","","","","","","","","","","","","","","","","","","","","","","","","","","","","",{"$f":"IF(OR(EF37=\"\",EF28=\"\"),\"\",IF(AND(EF37=$H$5202,EF88>=10),$D$5275,IF(AND(EF37=$H$5202,1-EF5287>=0.1),$E$5275,IF(AND(EF37=$H$5203,EF88>=20),$D$5275,IF(AND(EF37=$H$5203,1-EF5287>=0.2),$E$5275,$F$5275)))))","v":""},"","","","","","","","","","","","","","","","","","","","","","","","","","","","","","","","","","","","","","","","","","","","","","","","","","","","","","","","","","","","","","","",{"$f":"IF(OR(GR37=\"\",GR28=\"\"),\"\",IF(AND(GR37=$H$5202,GR88>=10),$D$5275,IF(AND(GR37=$H$5202,1-GR5287>=0.1),$E$5275,IF(AND(GR37=$H$5203,GR88>=20),$D$5275,IF(AND(GR37=$H$5203,1-GR5287>=0.2),$E$5275,$F$5275)))))","v":""},"","","","","","","","","","","","","","","","","","","","","","","","","","","","","","","","","","","","","","","","","","","","","","","","","","","","","","","","","","","","","","","",{"$f":"IF(OR(JD37=\"\",JD28=\"\"),\"\",IF(AND(JD37=$H$5202,JD88>=10),$D$5275,IF(AND(JD37=$H$5202,1-JD5287>=0.1),$E$5275,IF(AND(JD37=$H$5203,JD88>=20),$D$5275,IF(AND(JD37=$H$5203,1-JD5287>=0.2),$E$5275,$F$5275)))))","v":""},"","","","","","","","","","","","","","","","","","","","","","","","","","","","","","","","","","","","","","","","","","","","","","","","","","","","","","","","","","","","","","","",{"$f":"IF(OR(LP37=\"\",LP28=\"\"),\"\",IF(AND(LP37=$H$5202,LP88>=10),$D$5275,IF(AND(LP37=$H$5202,1-LP5287>=0.1),$E$5275,IF(AND(LP37=$H$5203,LP88>=20),$D$5275,IF(AND(LP37=$H$5203,1-LP5287>=0.2),$E$5275,$F$5275)))))","v":""},"","","","","","","","","","","","","","","","","","","","","","","","","","","","","","","","","","","","","","","","","","","","","","","","","","","","","","","","","","","","","","","",{"$f":"IF(OR(OB37=\"\",OB28=\"\"),\"\",IF(AND(OB37=$H$5202,OB88>=10),$D$5275,IF(AND(OB37=$H$5202,1-OB5287>=0.1),$E$5275,IF(AND(OB37=$H$5203,OB88>=20),$D$5275,IF(AND(OB37=$H$5203,1-OB5287>=0.2),$E$5275,$F$5275)))))","v":""},"","","","","","","","","","","","","","",""]
[null,null,null,null,{"$f":"IF(E37=\"\",\"\",IF(AND(E37=$H$5202,E84>=30),$D$5275,IF(AND(E37=$H$5202,1-E28>=0.3),$E$5275,IF(AND(E37=$H$5203,E84>=40),$D$5275,IF(AND(E37=$H$5203,1-E28>=0.4),$E$5275,$F$5275)))))","v":""},null,5,{"$f":"IF(OR(H37=\"\",H28=\"\"),\"\",IF(AND(H37=$H$5202,H88>=30),$D$5275,IF(AND(H37=$H$5202,1-H5287>=0.3),$E$5275,IF(AND(H37=$H$5203,H88>=40),$D$5275,IF(AND(H37=$H$5203,1-H5287>=0.4),$E$5275,$F$5275)))))","v":""},"","","","","","","","","","","","","","","","","","","","","","","","","","","","","","","","","","","","","","","","","","","","","","","","","","","","","","","","","","","","","","","",{"$f":"IF(OR(BT37=\"\",BT28=\"\"),\"\",IF(AND(BT37=$H$5202,BT88>=30),$D$5275,IF(AND(BT37=$H$5202,1-BT5287>=0.3),$E$5275,IF(AND(BT37=$H$5203,BT88>=40),$D$5275,IF(AND(BT37=$H$5203,1-BT5287>=0.4),$E$5275,$F$5275)))))","v":""},"","","","","","","","","","","","","","","","","","","","","","","","","","","","","","","","","","","","","","","","","","","","","","","","","","","","","","","","","","","","","","","",{"$f":"IF(OR(EF37=\"\",EF28=\"\"),\"\",IF(AND(EF37=$H$5202,EF88>=30),$D$5275,IF(AND(EF37=$H$5202,1-EF5287>=0.3),$E$5275,IF(AND(EF37=$H$5203,EF88>=40),$D$5275,IF(AND(EF37=$H$5203,1-EF5287>=0.4),$E$5275,$F$5275)))))","v":""},"","","","","","","","","","","","","","","","","","","","","","","","","","","","","","","","","","","","","","","","","","","","","","","","","","","","","","","","","","","","","","","",{"$f":"IF(OR(GR37=\"\",GR28=\"\"),\"\",IF(AND(GR37=$H$5202,GR88>=30),$D$5275,IF(AND(GR37=$H$5202,1-GR5287>=0.3),$E$5275,IF(AND(GR37=$H$5203,GR88>=40),$D$5275,IF(AND(GR37=$H$5203,1-GR5287>=0.4),$E$5275,$F$5275)))))","v":""},"","","","","","","","","","","","","","","","","","","","","","","","","","","","","","","","","","","","","","","","","","","","","","","","","","","","","","","","","","","","","","","",{"$f":"IF(OR(JD37=\"\",JD28=\"\"),\"\",IF(AND(JD37=$H$5202,JD88>=30),$D$5275,IF(AND(JD37=$H$5202,1-JD5287>=0.3),$E$5275,IF(AND(JD37=$H$5203,JD88>=40),$D$5275,IF(AND(JD37=$H$5203,1-JD5287>=0.4),$E$5275,$F$5275)))))","v":""},"","","","","","","","","","","","","","","","","","","","","","","","","","","","","","","","","","","","","","","","","","","","","","","","","","","","","","","","","","","","","","","",{"$f":"IF(OR(LP37=\"\",LP28=\"\"),\"\",IF(AND(LP37=$H$5202,LP88>=30),$D$5275,IF(AND(LP37=$H$5202,1-LP5287>=0.3),$E$5275,IF(AND(LP37=$H$5203,LP88>=40),$D$5275,IF(AND(LP37=$H$5203,1-LP5287>=0.4),$E$5275,$F$5275)))))","v":""},"","","","","","","","","","","","","","","","","","","","","","","","","","","","","","","","","","","","","","","","","","","","","","","","","","","","","","","","","","","","","","","",{"$f":"IF(OR(OB37=\"\",OB28=\"\"),\"\",IF(AND(OB37=$H$5202,OB88>=30),$D$5275,IF(AND(OB37=$H$5202,1-OB5287>=0.3),$E$5275,IF(AND(OB37=$H$5203,OB88>=40),$D$5275,IF(AND(OB37=$H$5203,1-OB5287>=0.4),$E$5275,$F$5275)))))","v":""},"","","","","","","","","","","","","","",""]
[null,null,null,null,null,null,"下段",{"$f":"H5279&H5280&H5281","v":""},{"$f":"I5279&I5280&I5281","v":""},"","","","","","","","","","","","","","","","","","","","","","","","","","","","","","","","","","","","","","","","","","","","","","","","","","","","","","","","","","","","","","","",{"$f":"BU5279&BU5280&BU5281","v":""},"","","","","","","","","","","","","","","","","","","","","","","","","","","","","","","","","","","","","","","","","","","","","","","","","","","","","","","","","","","","","","","",{"$f":"EG5279&EG5280&EG5281","v":""},"","","","","","","","","","","","","","","","","","","","","","","","","","","","","","","","","","","","","","","","","","","","","","","","","","","","","","","","","","","","","","","",{"$f":"GS5279&GS5280&GS5281","v":""},"","","","","","","","","","","","","","","","","","","","","","","","","","","","","","","","","","","","","","","","","","","","","","","","","","","","","","","","","","","","","","","",{"$f":"JE5279&JE5280&JE5281","v":""},"","","","","","","","","","","","","","","","","","","","","","","","","","","","","","","","","","","","","","","","","","","","","","","","","","","","","","","","","","","","","","","",{"$f":"LQ5279&LQ5280&LQ5281","v":""},"","","","","","","","","","","","","","","","","","","","","","","","","","","","","","","","","","","","","","","","","","","","","","","","","","","","","","","","","","","","","","","",{"$f":"OC5279&OC5280&OC5281","v":""},"","","","","","","","","","","","","",""]
[null,null,null,null,null,"（読込）","設計一次",{"$f":"IF(OR(ISBLANK(H100),H5255=\"\"),\"\",IF(ISERROR(-LOOKUP(1,-RIGHT(H5255,ROW($1:$80)))),TEXT(H5294,\"####################.0\")*1,-LOOKUP(1,-RIGHT(H5255,ROW($1:$80)))))","v":""},{"$f":"IF(OR(ISBLANK(I100),I5255=\"\"),\"\",IF(ISERROR(-LOOKUP(1,-RIGHT(I5255,ROW($1:$80)))),TEXT(I5294,\"####################.0\")*1,-LOOKUP(1,-RIGHT(I5255,ROW($1:$80)))))","v":""},{"$f":"IF(OR(ISBLANK(J100),J5255=\"\"),\"\",IF(ISERROR(-LOOKUP(1,-RIGHT(J5255,ROW($1:$80)))),TEXT(J5294,\"####################.0\")*1,-LOOKUP(1,-RIGHT(J5255,ROW($1:$80)))))","v":""},{"$f":"IF(OR(ISBLANK(K100),K5255=\"\"),\"\",IF(ISERROR(-LOOKUP(1,-RIGHT(K5255,ROW($1:$80)))),TEXT(K5294,\"####################.0\")*1,-LOOKUP(1,-RIGHT(K5255,ROW($1:$80)))))","v":""},{"$f":"IF(OR(ISBLANK(L100),L5255=\"\"),\"\",IF(ISERROR(-LOOKUP(1,-RIGHT(L5255,ROW($1:$80)))),TEXT(L5294,\"####################.0\")*1,-LOOKUP(1,-RIGHT(L5255,ROW($1:$80)))))","v":""},{"$f":"IF(OR(ISBLANK(M100),M5255=\"\"),\"\",IF(ISERROR(-LOOKUP(1,-RIGHT(M5255,ROW($1:$80)))),TEXT(M5294,\"####################.0\")*1,-LOOKUP(1,-RIGHT(M5255,ROW($1:$80)))))","v":""},{"$f":"IF(OR(ISBLANK(N100),N5255=\"\"),\"\",IF(ISERROR(-LOOKUP(1,-RIGHT(N5255,ROW($1:$80)))),TEXT(N5294,\"####################.0\")*1,-LOOKUP(1,-RIGHT(N5255,ROW($1:$80)))))","v":""},{"$f":"IF(OR(ISBLANK(O100),O5255=\"\"),\"\",IF(ISERROR(-LOOKUP(1,-RIGHT(O5255,ROW($1:$80)))),TEXT(O5294,\"####################.0\")*1,-LOOKUP(1,-RIGHT(O5255,ROW($1:$80)))))","v":""},{"$f":"IF(OR(ISBLANK(P100),P5255=\"\"),\"\",IF(ISERROR(-LOOKUP(1,-RIGHT(P5255,ROW($1:$80)))),TEXT(P5294,\"####################.0\")*1,-LOOKUP(1,-RIGHT(P5255,ROW($1:$80)))))","v":""},{"$f":"IF(OR(ISBLANK(Q100),Q5255=\"\"),\"\",IF(ISERROR(-LOOKUP(1,-RIGHT(Q5255,ROW($1:$80)))),TEXT(Q5294,\"####################.0\")*1,-LOOKUP(1,-RIGHT(Q5255,ROW($1:$80)))))","v":""},{"$f":"IF(OR(ISBLANK(R100),R5255=\"\"),\"\",IF(ISERROR(-LOOKUP(1,-RIGHT(R5255,ROW($1:$80)))),TEXT(R5294,\"####################.0\")*1,-LOOKUP(1,-RIGHT(R5255,ROW($1:$80)))))","v":""},{"$f":"IF(OR(ISBLANK(S100),S5255=\"\"),\"\",IF(ISERROR(-LOOKUP(1,-RIGHT(S5255,ROW($1:$80)))),TEXT(S5294,\"####################.0\")*1,-LOOKUP(1,-RIGHT(S5255,ROW($1:$80)))))","v":""},{"$f":"IF(OR(ISBLANK(T100),T5255=\"\"),\"\",IF(ISERROR(-LOOKUP(1,-RIGHT(T5255,ROW($1:$80)))),TEXT(T5294,\"####################.0\")*1,-LOOKUP(1,-RIGHT(T5255,ROW($1:$80)))))","v":""},{"$f":"IF(OR(ISBLANK(U100),U5255=\"\"),\"\",IF(ISERROR(-LOOKUP(1,-RIGHT(U5255,ROW($1:$80)))),TEXT(U5294,\"####################.0\")*1,-LOOKUP(1,-RIGHT(U5255,ROW($1:$80)))))","v":""},{"$f":"IF(OR(ISBLANK(V100),V5255=\"\"),\"\",IF(ISERROR(-LOOKUP(1,-RIGHT(V5255,ROW($1:$80)))),TEXT(V5294,\"####################.0\")*1,-LOOKUP(1,-RIGHT(V5255,ROW($1:$80)))))","v":""},{"$f":"IF(OR(ISBLANK(W100),W5255=\"\"),\"\",IF(ISERROR(-LOOKUP(1,-RIGHT(W5255,ROW($1:$80)))),TEXT(W5294,\"####################.0\")*1,-LOOKUP(1,-RIGHT(W5255,ROW($1:$80)))))","v":""},{"$f":"IF(OR(ISBLANK(X100),X5255=\"\"),\"\",IF(ISERROR(-LOOKUP(1,-RIGHT(X5255,ROW($1:$80)))),TEXT(X5294,\"####################.0\")*1,-LOOKUP(1,-RIGHT(X5255,ROW($1:$80)))))","v":""},{"$f":"IF(OR(ISBLANK(Y100),Y5255=\"\"),\"\",IF(ISERROR(-LOOKUP(1,-RIGHT(Y5255,ROW($1:$80)))),TEXT(Y5294,\"####################.0\")*1,-LOOKUP(1,-RIGHT(Y5255,ROW($1:$80)))))","v":""},{"$f":"IF(OR(ISBLANK(Z100),Z5255=\"\"),\"\",IF(ISERROR(-LOOKUP(1,-RIGHT(Z5255,ROW($1:$80)))),TEXT(Z5294,\"####################.0\")*1,-LOOKUP(1,-RIGHT(Z5255,ROW($1:$80)))))","v":""},{"$f":"IF(OR(ISBLANK(AA100),AA5255=\"\"),\"\",IF(ISERROR(-LOOKUP(1,-RIGHT(AA5255,ROW($1:$80)))),TEXT(AA5294,\"####################.0\")*1,-LOOKUP(1,-RIGHT(AA5255,ROW($1:$80)))))","v":""},{"$f":"IF(OR(ISBLANK(AB100),AB5255=\"\"),\"\",IF(ISERROR(-LOOKUP(1,-RIGHT(AB5255,ROW($1:$80)))),TEXT(AB5294,\"####################.0\")*1,-LOOKUP(1,-RIGHT(AB5255,ROW($1:$80)))))","v":""},{"$f":"IF(OR(ISBLANK(AC100),AC5255=\"\"),\"\",IF(ISERROR(-LOOKUP(1,-RIGHT(AC5255,ROW($1:$80)))),TEXT(AC5294,\"####################.0\")*1,-LOOKUP(1,-RIGHT(AC5255,ROW($1:$80)))))","v":""},{"$f":"IF(OR(ISBLANK(AD100),AD5255=\"\"),\"\",IF(ISERROR(-LOOKUP(1,-RIGHT(AD5255,ROW($1:$80)))),TEXT(AD5294,\"####################.0\")*1,-LOOKUP(1,-RIGHT(AD5255,ROW($1:$80)))))","v":""},{"$f":"IF(OR(ISBLANK(AE100),AE5255=\"\"),\"\",IF(ISERROR(-LOOKUP(1,-RIGHT(AE5255,ROW($1:$80)))),TEXT(AE5294,\"####################.0\")*1,-LOOKUP(1,-RIGHT(AE5255,ROW($1:$80)))))","v":""},{"$f":"IF(OR(ISBLANK(AF100),AF5255=\"\"),\"\",IF(ISERROR(-LOOKUP(1,-RIGHT(AF5255,ROW($1:$80)))),TEXT(AF5294,\"####################.0\")*1,-LOOKUP(1,-RIGHT(AF5255,ROW($1:$80)))))","v":""},{"$f":"IF(OR(ISBLANK(AG100),AG5255=\"\"),\"\",IF(ISERROR(-LOOKUP(1,-RIGHT(AG5255,ROW($1:$80)))),TEXT(AG5294,\"####################.0\")*1,-LOOKUP(1,-RIGHT(AG5255,ROW($1:$80)))))","v":""},{"$f":"IF(OR(ISBLANK(AH100),AH5255=\"\"),\"\",IF(ISERROR(-LOOKUP(1,-RIGHT(AH5255,ROW($1:$80)))),TEXT(AH5294,\"####################.0\")*1,-LOOKUP(1,-RIGHT(AH5255,ROW($1:$80)))))","v":""},{"$f":"IF(OR(ISBLANK(AI100),AI5255=\"\"),\"\",IF(ISERROR(-LOOKUP(1,-RIGHT(AI5255,ROW($1:$80)))),TEXT(AI5294,\"####################.0\")*1,-LOOKUP(1,-RIGHT(AI5255,ROW($1:$80)))))","v":""},{"$f":"IF(OR(ISBLANK(AJ100),AJ5255=\"\"),\"\",IF(ISERROR(-LOOKUP(1,-RIGHT(AJ5255,ROW($1:$80)))),TEXT(AJ5294,\"####################.0\")*1,-LOOKUP(1,-RIGHT(AJ5255,ROW($1:$80)))))","v":""},{"$f":"IF(OR(ISBLANK(AK100),AK5255=\"\"),\"\",IF(ISERROR(-LOOKUP(1,-RIGHT(AK5255,ROW($1:$80)))),TEXT(AK5294,\"####################.0\")*1,-LOOKUP(1,-RIGHT(AK5255,ROW($1:$80)))))","v":""},{"$f":"IF(OR(ISBLANK(AL100),AL5255=\"\"),\"\",IF(ISERROR(-LOOKUP(1,-RIGHT(AL5255,ROW($1:$80)))),TEXT(AL5294,\"####################.0\")*1,-LOOKUP(1,-RIGHT(AL5255,ROW($1:$80)))))","v":""},{"$f":"IF(OR(ISBLANK(AM100),AM5255=\"\"),\"\",IF(ISERROR(-LOOKUP(1,-RIGHT(AM5255,ROW($1:$80)))),TEXT(AM5294,\"####################.0\")*1,-LOOKUP(1,-RIGHT(AM5255,ROW($1:$80)))))","v":""},{"$f":"IF(OR(ISBLANK(AN100),AN5255=\"\"),\"\",IF(ISERROR(-LOOKUP(1,-RIGHT(AN5255,ROW($1:$80)))),TEXT(AN5294,\"####################.0\")*1,-LOOKUP(1,-RIGHT(AN5255,ROW($1:$80)))))","v":""},{"$f":"IF(OR(ISBLANK(AO100),AO5255=\"\"),\"\",IF(ISERROR(-LOOKUP(1,-RIGHT(AO5255,ROW($1:$80)))),TEXT(AO5294,\"####################.0\")*1,-LOOKUP(1,-RIGHT(AO5255,ROW($1:$80)))))","v":""},{"$f":"IF(OR(ISBLANK(AP100),AP5255=\"\"),\"\",IF(ISERROR(-LOOKUP(1,-RIGHT(AP5255,ROW($1:$80)))),TEXT(AP5294,\"####################.0\")*1,-LOOKUP(1,-RIGHT(AP5255,ROW($1:$80)))))","v":""},{"$f":"IF(OR(ISBLANK(AQ100),AQ5255=\"\"),\"\",IF(ISERROR(-LOOKUP(1,-RIGHT(AQ5255,ROW($1:$80)))),TEXT(AQ5294,\"####################.0\")*1,-LOOKUP(1,-RIGHT(AQ5255,ROW($1:$80)))))","v":""},{"$f":"IF(OR(ISBLANK(AR100),AR5255=\"\"),\"\",IF(ISERROR(-LOOKUP(1,-RIGHT(AR5255,ROW($1:$80)))),TEXT(AR5294,\"####################.0\")*1,-LOOKUP(1,-RIGHT(AR5255,ROW($1:$80)))))","v":""},{"$f":"IF(OR(ISBLANK(AS100),AS5255=\"\"),\"\",IF(ISERROR(-LOOKUP(1,-RIGHT(AS5255,ROW($1:$80)))),TEXT(AS5294,\"####################.0\")*1,-LOOKUP(1,-RIGHT(AS5255,ROW($1:$80)))))","v":""},{"$f":"IF(OR(ISBLANK(AT100),AT5255=\"\"),\"\",IF(ISERROR(-LOOKUP(1,-RIGHT(AT5255,ROW($1:$80)))),TEXT(AT5294,\"####################.0\")*1,-LOOKUP(1,-RIGHT(AT5255,ROW($1:$80)))))","v":""},{"$f":"IF(OR(ISBLANK(AU100),AU5255=\"\"),\"\",IF(ISERROR(-LOOKUP(1,-RIGHT(AU5255,ROW($1:$80)))),TEXT(AU5294,\"####################.0\")*1,-LOOKUP(1,-RIGHT(AU5255,ROW($1:$80)))))","v":""},{"$f":"IF(OR(ISBLANK(AV100),AV5255=\"\"),\"\",IF(ISERROR(-LOOKUP(1,-RIGHT(AV5255,ROW($1:$80)))),TEXT(AV5294,\"####################.0\")*1,-LOOKUP(1,-RIGHT(AV5255,ROW($1:$80)))))","v":""},{"$f":"IF(OR(ISBLANK(AW100),AW5255=\"\"),\"\",IF(ISERROR(-LOOKUP(1,-RIGHT(AW5255,ROW($1:$80)))),TEXT(AW5294,\"####################.0\")*1,-LOOKUP(1,-RIGHT(AW5255,ROW($1:$80)))))","v":""},{"$f":"IF(OR(ISBLANK(AX100),AX5255=\"\"),\"\",IF(ISERROR(-LOOKUP(1,-RIGHT(AX5255,ROW($1:$80)))),TEXT(AX5294,\"####################.0\")*1,-LOOKUP(1,-RIGHT(AX5255,ROW($1:$80)))))","v":""},{"$f":"IF(OR(ISBLANK(AY100),AY5255=\"\"),\"\",IF(ISERROR(-LOOKUP(1,-RIGHT(AY5255,ROW($1:$80)))),TEXT(AY5294,\"####################.0\")*1,-LOOKUP(1,-RIGHT(AY5255,ROW($1:$80)))))","v":""},{"$f":"IF(OR(ISBLANK(AZ100),AZ5255=\"\"),\"\",IF(ISERROR(-LOOKUP(1,-RIGHT(AZ5255,ROW($1:$80)))),TEXT(AZ5294,\"####################.0\")*1,-LOOKUP(1,-RIGHT(AZ5255,ROW($1:$80)))))","v":""},{"$f":"IF(OR(ISBLANK(BA100),BA5255=\"\"),\"\",IF(ISERROR(-LOOKUP(1,-RIGHT(BA5255,ROW($1:$80)))),TEXT(BA5294,\"####################.0\")*1,-LOOKUP(1,-RIGHT(BA5255,ROW($1:$80)))))","v":""},{"$f":"IF(OR(ISBLANK(BB100),BB5255=\"\"),\"\",IF(ISERROR(-LOOKUP(1,-RIGHT(BB5255,ROW($1:$80)))),TEXT(BB5294,\"####################.0\")*1,-LOOKUP(1,-RIGHT(BB5255,ROW($1:$80)))))","v":""},{"$f":"IF(OR(ISBLANK(BC100),BC5255=\"\"),\"\",IF(ISERROR(-LOOKUP(1,-RIGHT(BC5255,ROW($1:$80)))),TEXT(BC5294,\"####################.0\")*1,-LOOKUP(1,-RIGHT(BC5255,ROW($1:$80)))))","v":""},{"$f":"IF(OR(ISBLANK(BD100),BD5255=\"\"),\"\",IF(ISERROR(-LOOKUP(1,-RIGHT(BD5255,ROW($1:$80)))),TEXT(BD5294,\"####################.0\")*1,-LOOKUP(1,-RIGHT(BD5255,ROW($1:$80)))))","v":""},{"$f":"IF(OR(ISBLANK(BE100),BE5255=\"\"),\"\",IF(ISERROR(-LOOKUP(1,-RIGHT(BE5255,ROW($1:$80)))),TEXT(BE5294,\"####################.0\")*1,-LOOKUP(1,-RIGHT(BE5255,ROW($1:$80)))))","v":""},{"$f":"IF(OR(ISBLANK(BF100),BF5255=\"\"),\"\",IF(ISERROR(-LOOKUP(1,-RIGHT(BF5255,ROW($1:$80)))),TEXT(BF5294,\"####################.0\")*1,-LOOKUP(1,-RIGHT(BF5255,ROW($1:$80)))))","v":""},{"$f":"IF(OR(ISBLANK(BG100),BG5255=\"\"),\"\",IF(ISERROR(-LOOKUP(1,-RIGHT(BG5255,ROW($1:$80)))),TEXT(BG5294,\"####################.0\")*1,-LOOKUP(1,-RIGHT(BG5255,ROW($1:$80)))))","v":""},{"$f":"IF(OR(ISBLANK(BH100),BH5255=\"\"),\"\",IF(ISERROR(-LOOKUP(1,-RIGHT(BH5255,ROW($1:$80)))),TEXT(BH5294,\"####################.0\")*1,-LOOKUP(1,-RIGHT(BH5255,ROW($1:$80)))))","v":""},{"$f":"IF(OR(ISBLANK(BI100),BI5255=\"\"),\"\",IF(ISERROR(-LOOKUP(1,-RIGHT(BI5255,ROW($1:$80)))),TEXT(BI5294,\"####################.0\")*1,-LOOKUP(1,-RIGHT(BI5255,ROW($1:$80)))))","v":""},{"$f":"IF(OR(ISBLANK(BJ100),BJ5255=\"\"),\"\",IF(ISERROR(-LOOKUP(1,-RIGHT(BJ5255,ROW($1:$80)))),TEXT(BJ5294,\"####################.0\")*1,-LOOKUP(1,-RIGHT(BJ5255,ROW($1:$80)))))","v":""},{"$f":"IF(OR(ISBLANK(BK100),BK5255=\"\"),\"\",IF(ISERROR(-LOOKUP(1,-RIGHT(BK5255,ROW($1:$80)))),TEXT(BK5294,\"####################.0\")*1,-LOOKUP(1,-RIGHT(BK5255,ROW($1:$80)))))","v":""},{"$f":"IF(OR(ISBLANK(BL100),BL5255=\"\"),\"\",IF(ISERROR(-LOOKUP(1,-RIGHT(BL5255,ROW($1:$80)))),TEXT(BL5294,\"####################.0\")*1,-LOOKUP(1,-RIGHT(BL5255,ROW($1:$80)))))","v":""},{"$f":"IF(OR(ISBLANK(BM100),BM5255=\"\"),\"\",IF(ISERROR(-LOOKUP(1,-RIGHT(BM5255,ROW($1:$80)))),TEXT(BM5294,\"####################.0\")*1,-LOOKUP(1,-RIGHT(BM5255,ROW($1:$80)))))","v":""},{"$f":"IF(OR(ISBLANK(BN100),BN5255=\"\"),\"\",IF(ISERROR(-LOOKUP(1,-RIGHT(BN5255,ROW($1:$80)))),TEXT(BN5294,\"####################.0\")*1,-LOOKUP(1,-RIGHT(BN5255,ROW($1:$80)))))","v":""},{"$f":"IF(OR(ISBLANK(BO100),BO5255=\"\"),\"\",IF(ISERROR(-LOOKUP(1,-RIGHT(BO5255,ROW($1:$80)))),TEXT(BO5294,\"####################.0\")*1,-LOOKUP(1,-RIGHT(BO5255,ROW($1:$80)))))","v":""},{"$f":"IF(OR(ISBLANK(BP100),BP5255=\"\"),\"\",IF(ISERROR(-LOOKUP(1,-RIGHT(BP5255,ROW($1:$80)))),TEXT(BP5294,\"####################.0\")*1,-LOOKUP(1,-RIGHT(BP5255,ROW($1:$80)))))","v":""},{"$f":"IF(OR(ISBLANK(BQ100),BQ5255=\"\"),\"\",IF(ISERROR(-LOOKUP(1,-RIGHT(BQ5255,ROW($1:$80)))),TEXT(BQ5294,\"####################.0\")*1,-LOOKUP(1,-RIGHT(BQ5255,ROW($1:$80)))))","v":""},{"$f":"IF(OR(ISBLANK(BR100),BR5255=\"\"),\"\",IF(ISERROR(-LOOKUP(1,-RIGHT(BR5255,ROW($1:$80)))),TEXT(BR5294,\"####################.0\")*1,-LOOKUP(1,-RIGHT(BR5255,ROW($1:$80)))))","v":""},{"$f":"IF(OR(ISBLANK(BS100),BS5255=\"\"),\"\",IF(ISERROR(-LOOKUP(1,-RIGHT(BS5255,ROW($1:$80)))),TEXT(BS5294,\"####################.0\")*1,-LOOKUP(1,-RIGHT(BS5255,ROW($1:$80)))))","v":""},{"$f":"IF(OR(ISBLANK(BT100),BT5255=\"\"),\"\",IF(ISERROR(-LOOKUP(1,-RIGHT(BT5255,ROW($1:$80)))),TEXT(BT5294,\"####################.0\")*1,-LOOKUP(1,-RIGHT(BT5255,ROW($1:$80)))))","v":""},{"$f":"IF(OR(ISBLANK(BU100),BU5255=\"\"),\"\",IF(ISERROR(-LOOKUP(1,-RIGHT(BU5255,ROW($1:$80)))),TEXT(BU5294,\"####################.0\")*1,-LOOKUP(1,-RIGHT(BU5255,ROW($1:$80)))))","v":""},{"$f":"IF(OR(ISBLANK(BV100),BV5255=\"\"),\"\",IF(ISERROR(-LOOKUP(1,-RIGHT(BV5255,ROW($1:$80)))),TEXT(BV5294,\"####################.0\")*1,-LOOKUP(1,-RIGHT(BV5255,ROW($1:$80)))))","v":""},{"$f":"IF(OR(ISBLANK(BW100),BW5255=\"\"),\"\",IF(ISERROR(-LOOKUP(1,-RIGHT(BW5255,ROW($1:$80)))),TEXT(BW5294,\"####################.0\")*1,-LOOKUP(1,-RIGHT(BW5255,ROW($1:$80)))))","v":""},{"$f":"IF(OR(ISBLANK(BX100),BX5255=\"\"),\"\",IF(ISERROR(-LOOKUP(1,-RIGHT(BX5255,ROW($1:$80)))),TEXT(BX5294,\"####################.0\")*1,-LOOKUP(1,-RIGHT(BX5255,ROW($1:$80)))))","v":""},{"$f":"IF(OR(ISBLANK(BY100),BY5255=\"\"),\"\",IF(ISERROR(-LOOKUP(1,-RIGHT(BY5255,ROW($1:$80)))),TEXT(BY5294,\"####################.0\")*1,-LOOKUP(1,-RIGHT(BY5255,ROW($1:$80)))))","v":""},{"$f":"IF(OR(ISBLANK(BZ100),BZ5255=\"\"),\"\",IF(ISERROR(-LOOKUP(1,-RIGHT(BZ5255,ROW($1:$80)))),TEXT(BZ5294,\"####################.0\")*1,-LOOKUP(1,-RIGHT(BZ5255,ROW($1:$80)))))","v":""},{"$f":"IF(OR(ISBLANK(CA100),CA5255=\"\"),\"\",IF(ISERROR(-LOOKUP(1,-RIGHT(CA5255,ROW($1:$80)))),TEXT(CA5294,\"####################.0\")*1,-LOOKUP(1,-RIGHT(CA5255,ROW($1:$80)))))","v":""},{"$f":"IF(OR(ISBLANK(CB100),CB5255=\"\"),\"\",IF(ISERROR(-LOOKUP(1,-RIGHT(CB5255,ROW($1:$80)))),TEXT(CB5294,\"####################.0\")*1,-LOOKUP(1,-RIGHT(CB5255,ROW($1:$80)))))","v":""},{"$f":"IF(OR(ISBLANK(CC100),CC5255=\"\"),\"\",IF(ISERROR(-LOOKUP(1,-RIGHT(CC5255,ROW($1:$80)))),TEXT(CC5294,\"####################.0\")*1,-LOOKUP(1,-RIGHT(CC5255,ROW($1:$80)))))","v":""},{"$f":"IF(OR(ISBLANK(CD100),CD5255=\"\"),\"\",IF(ISERROR(-LOOKUP(1,-RIGHT(CD5255,ROW($1:$80)))),TEXT(CD5294,\"####################.0\")*1,-LOOKUP(1,-RIGHT(CD5255,ROW($1:$80)))))","v":""},{"$f":"IF(OR(ISBLANK(CE100),CE5255=\"\"),\"\",IF(ISERROR(-LOOKUP(1,-RIGHT(CE5255,ROW($1:$80)))),TEXT(CE5294,\"####################.0\")*1,-LOOKUP(1,-RIGHT(CE5255,ROW($1:$80)))))","v":""},{"$f":"IF(OR(ISBLANK(CF100),CF5255=\"\"),\"\",IF(ISERROR(-LOOKUP(1,-RIGHT(CF5255,ROW($1:$80)))),TEXT(CF5294,\"####################.0\")*1,-LOOKUP(1,-RIGHT(CF5255,ROW($1:$80)))))","v":""},{"$f":"IF(OR(ISBLANK(CG100),CG5255=\"\"),\"\",IF(ISERROR(-LOOKUP(1,-RIGHT(CG5255,ROW($1:$80)))),TEXT(CG5294,\"####################.0\")*1,-LOOKUP(1,-RIGHT(CG5255,ROW($1:$80)))))","v":""},{"$f":"IF(OR(ISBLANK(CH100),CH5255=\"\"),\"\",IF(ISERROR(-LOOKUP(1,-RIGHT(CH5255,ROW($1:$80)))),TEXT(CH5294,\"####################.0\")*1,-LOOKUP(1,-RIGHT(CH5255,ROW($1:$80)))))","v":""},{"$f":"IF(OR(ISBLANK(CI100),CI5255=\"\"),\"\",IF(ISERROR(-LOOKUP(1,-RIGHT(CI5255,ROW($1:$80)))),TEXT(CI5294,\"####################.0\")*1,-LOOKUP(1,-RIGHT(CI5255,ROW($1:$80)))))","v":""},{"$f":"IF(OR(ISBLANK(CJ100),CJ5255=\"\"),\"\",IF(ISERROR(-LOOKUP(1,-RIGHT(CJ5255,ROW($1:$80)))),TEXT(CJ5294,\"####################.0\")*1,-LOOKUP(1,-RIGHT(CJ5255,ROW($1:$80)))))","v":""},{"$f":"IF(OR(ISBLANK(CK100),CK5255=\"\"),\"\",IF(ISERROR(-LOOKUP(1,-RIGHT(CK5255,ROW($1:$80)))),TEXT(CK5294,\"####################.0\")*1,-LOOKUP(1,-RIGHT(CK5255,ROW($1:$80)))))","v":""},{"$f":"IF(OR(ISBLANK(CL100),CL5255=\"\"),\"\",IF(ISERROR(-LOOKUP(1,-RIGHT(CL5255,ROW($1:$80)))),TEXT(CL5294,\"####################.0\")*1,-LOOKUP(1,-RIGHT(CL5255,ROW($1:$80)))))","v":""},{"$f":"IF(OR(ISBLANK(CM100),CM5255=\"\"),\"\",IF(ISERROR(-LOOKUP(1,-RIGHT(CM5255,ROW($1:$80)))),TEXT(CM5294,\"####################.0\")*1,-LOOKUP(1,-RIGHT(CM5255,ROW($1:$80)))))","v":""},{"$f":"IF(OR(ISBLANK(CN100),CN5255=\"\"),\"\",IF(ISERROR(-LOOKUP(1,-RIGHT(CN5255,ROW($1:$80)))),TEXT(CN5294,\"####################.0\")*1,-LOOKUP(1,-RIGHT(CN5255,ROW($1:$80)))))","v":""},{"$f":"IF(OR(ISBLANK(CO100),CO5255=\"\"),\"\",IF(ISERROR(-LOOKUP(1,-RIGHT(CO5255,ROW($1:$80)))),TEXT(CO5294,\"####################.0\")*1,-LOOKUP(1,-RIGHT(CO5255,ROW($1:$80)))))","v":""},{"$f":"IF(OR(ISBLANK(CP100),CP5255=\"\"),\"\",IF(ISERROR(-LOOKUP(1,-RIGHT(CP5255,ROW($1:$80)))),TEXT(CP5294,\"####################.0\")*1,-LOOKUP(1,-RIGHT(CP5255,ROW($1:$80)))))","v":""},{"$f":"IF(OR(ISBLANK(CQ100),CQ5255=\"\"),\"\",IF(ISERROR(-LOOKUP(1,-RIGHT(CQ5255,ROW($1:$80)))),TEXT(CQ5294,\"####################.0\")*1,-LOOKUP(1,-RIGHT(CQ5255,ROW($1:$80)))))","v":""},{"$f":"IF(OR(ISBLANK(CR100),CR5255=\"\"),\"\",IF(ISERROR(-LOOKUP(1,-RIGHT(CR5255,ROW($1:$80)))),TEXT(CR5294,\"####################.0\")*1,-LOOKUP(1,-RIGHT(CR5255,ROW($1:$80)))))","v":""},{"$f":"IF(OR(ISBLANK(CS100),CS5255=\"\"),\"\",IF(ISERROR(-LOOKUP(1,-RIGHT(CS5255,ROW($1:$80)))),TEXT(CS5294,\"####################.0\")*1,-LOOKUP(1,-RIGHT(CS5255,ROW($1:$80)))))","v":""},{"$f":"IF(OR(ISBLANK(CT100),CT5255=\"\"),\"\",IF(ISERROR(-LOOKUP(1,-RIGHT(CT5255,ROW($1:$80)))),TEXT(CT5294,\"####################.0\")*1,-LOOKUP(1,-RIGHT(CT5255,ROW($1:$80)))))","v":""},{"$f":"IF(OR(ISBLANK(CU100),CU5255=\"\"),\"\",IF(ISERROR(-LOOKUP(1,-RIGHT(CU5255,ROW($1:$80)))),TEXT(CU5294,\"####################.0\")*1,-LOOKUP(1,-RIGHT(CU5255,ROW($1:$80)))))","v":""},{"$f":"IF(OR(ISBLANK(CV100),CV5255=\"\"),\"\",IF(ISERROR(-LOOKUP(1,-RIGHT(CV5255,ROW($1:$80)))),TEXT(CV5294,\"####################.0\")*1,-LOOKUP(1,-RIGHT(CV5255,ROW($1:$80)))))","v":""},{"$f":"IF(OR(ISBLANK(CW100),CW5255=\"\"),\"\",IF(ISERROR(-LOOKUP(1,-RIGHT(CW5255,ROW($1:$80)))),TEXT(CW5294,\"####################.0\")*1,-LOOKUP(1,-RIGHT(CW5255,ROW($1:$80)))))","v":""},{"$f":"IF(OR(ISBLANK(CX100),CX5255=\"\"),\"\",IF(ISERROR(-LOOKUP(1,-RIGHT(CX5255,ROW($1:$80)))),TEXT(CX5294,\"####################.0\")*1,-LOOKUP(1,-RIGHT(CX5255,ROW($1:$80)))))","v":""},{"$f":"IF(OR(ISBLANK(CY100),CY5255=\"\"),\"\",IF(ISERROR(-LOOKUP(1,-RIGHT(CY5255,ROW($1:$80)))),TEXT(CY5294,\"####################.0\")*1,-LOOKUP(1,-RIGHT(CY5255,ROW($1:$80)))))","v":""},{"$f":"IF(OR(ISBLANK(CZ100),CZ5255=\"\"),\"\",IF(ISERROR(-LOOKUP(1,-RIGHT(CZ5255,ROW($1:$80)))),TEXT(CZ5294,\"####################.0\")*1,-LOOKUP(1,-RIGHT(CZ5255,ROW($1:$80)))))","v":""},{"$f":"IF(OR(ISBLANK(DA100),DA5255=\"\"),\"\",IF(ISERROR(-LOOKUP(1,-RIGHT(DA5255,ROW($1:$80)))),TEXT(DA5294,\"####################.0\")*1,-LOOKUP(1,-RIGHT(DA5255,ROW($1:$80)))))","v":""},{"$f":"IF(OR(ISBLANK(DB100),DB5255=\"\"),\"\",IF(ISERROR(-LOOKUP(1,-RIGHT(DB5255,ROW($1:$80)))),TEXT(DB5294,\"####################.0\")*1,-LOOKUP(1,-RIGHT(DB5255,ROW($1:$80)))))","v":""},{"$f":"IF(OR(ISBLANK(DC100),DC5255=\"\"),\"\",IF(ISERROR(-LOOKUP(1,-RIGHT(DC5255,ROW($1:$80)))),TEXT(DC5294,\"####################.0\")*1,-LOOKUP(1,-RIGHT(DC5255,ROW($1:$80)))))","v":""},{"$f":"IF(OR(ISBLANK(DD100),DD5255=\"\"),\"\",IF(ISERROR(-LOOKUP(1,-RIGHT(DD5255,ROW($1:$80)))),TEXT(DD5294,\"####################.0\")*1,-LOOKUP(1,-RIGHT(DD5255,ROW($1:$80)))))","v":""},{"$f":"IF(OR(ISBLANK(DE100),DE5255=\"\"),\"\",IF(ISERROR(-LOOKUP(1,-RIGHT(DE5255,ROW($1:$80)))),TEXT(DE5294,\"####################.0\")*1,-LOOKUP(1,-RIGHT(DE5255,ROW($1:$80)))))","v":""},{"$f":"IF(OR(ISBLANK(DF100),DF5255=\"\"),\"\",IF(ISERROR(-LOOKUP(1,-RIGHT(DF5255,ROW($1:$80)))),TEXT(DF5294,\"####################.0\")*1,-LOOKUP(1,-RIGHT(DF5255,ROW($1:$80)))))","v":""},{"$f":"IF(OR(ISBLANK(DG100),DG5255=\"\"),\"\",IF(ISERROR(-LOOKUP(1,-RIGHT(DG5255,ROW($1:$80)))),TEXT(DG5294,\"####################.0\")*1,-LOOKUP(1,-RIGHT(DG5255,ROW($1:$80)))))","v":""},{"$f":"IF(OR(ISBLANK(DH100),DH5255=\"\"),\"\",IF(ISERROR(-LOOKUP(1,-RIGHT(DH5255,ROW($1:$80)))),TEXT(DH5294,\"####################.0\")*1,-LOOKUP(1,-RIGHT(DH5255,ROW($1:$80)))))","v":""},{"$f":"IF(OR(ISBLANK(DI100),DI5255=\"\"),\"\",IF(ISERROR(-LOOKUP(1,-RIGHT(DI5255,ROW($1:$80)))),TEXT(DI5294,\"####################.0\")*1,-LOOKUP(1,-RIGHT(DI5255,ROW($1:$80)))))","v":""},{"$f":"IF(OR(ISBLANK(DJ100),DJ5255=\"\"),\"\",IF(ISERROR(-LOOKUP(1,-RIGHT(DJ5255,ROW($1:$80)))),TEXT(DJ5294,\"####################.0\")*1,-LOOKUP(1,-RIGHT(DJ5255,ROW($1:$80)))))","v":""},{"$f":"IF(OR(ISBLANK(DK100),DK5255=\"\"),\"\",IF(ISERROR(-LOOKUP(1,-RIGHT(DK5255,ROW($1:$80)))),TEXT(DK5294,\"####################.0\")*1,-LOOKUP(1,-RIGHT(DK5255,ROW($1:$80)))))","v":""},{"$f":"IF(OR(ISBLANK(DL100),DL5255=\"\"),\"\",IF(ISERROR(-LOOKUP(1,-RIGHT(DL5255,ROW($1:$80)))),TEXT(DL5294,\"####################.0\")*1,-LOOKUP(1,-RIGHT(DL5255,ROW($1:$80)))))","v":""},{"$f":"IF(OR(ISBLANK(DM100),DM5255=\"\"),\"\",IF(ISERROR(-LOOKUP(1,-RIGHT(DM5255,ROW($1:$80)))),TEXT(DM5294,\"####################.0\")*1,-LOOKUP(1,-RIGHT(DM5255,ROW($1:$80)))))","v":""},{"$f":"IF(OR(ISBLANK(DN100),DN5255=\"\"),\"\",IF(ISERROR(-LOOKUP(1,-RIGHT(DN5255,ROW($1:$80)))),TEXT(DN5294,\"####################.0\")*1,-LOOKUP(1,-RIGHT(DN5255,ROW($1:$80)))))","v":""},{"$f":"IF(OR(ISBLANK(DO100),DO5255=\"\"),\"\",IF(ISERROR(-LOOKUP(1,-RIGHT(DO5255,ROW($1:$80)))),TEXT(DO5294,\"####################.0\")*1,-LOOKUP(1,-RIGHT(DO5255,ROW($1:$80)))))","v":""},{"$f":"IF(OR(ISBLANK(DP100),DP5255=\"\"),\"\",IF(ISERROR(-LOOKUP(1,-RIGHT(DP5255,ROW($1:$80)))),TEXT(DP5294,\"####################.0\")*1,-LOOKUP(1,-RIGHT(DP5255,ROW($1:$80)))))","v":""},{"$f":"IF(OR(ISBLANK(DQ100),DQ5255=\"\"),\"\",IF(ISERROR(-LOOKUP(1,-RIGHT(DQ5255,ROW($1:$80)))),TEXT(DQ5294,\"####################.0\")*1,-LOOKUP(1,-RIGHT(DQ5255,ROW($1:$80)))))","v":""},{"$f":"IF(OR(ISBLANK(DR100),DR5255=\"\"),\"\",IF(ISERROR(-LOOKUP(1,-RIGHT(DR5255,ROW($1:$80)))),TEXT(DR5294,\"####################.0\")*1,-LOOKUP(1,-RIGHT(DR5255,ROW($1:$80)))))","v":""},{"$f":"IF(OR(ISBLANK(DS100),DS5255=\"\"),\"\",IF(ISERROR(-LOOKUP(1,-RIGHT(DS5255,ROW($1:$80)))),TEXT(DS5294,\"####################.0\")*1,-LOOKUP(1,-RIGHT(DS5255,ROW($1:$80)))))","v":""},{"$f":"IF(OR(ISBLANK(DT100),DT5255=\"\"),\"\",IF(ISERROR(-LOOKUP(1,-RIGHT(DT5255,ROW($1:$80)))),TEXT(DT5294,\"####################.0\")*1,-LOOKUP(1,-RIGHT(DT5255,ROW($1:$80)))))","v":""},{"$f":"IF(OR(ISBLANK(DU100),DU5255=\"\"),\"\",IF(ISERROR(-LOOKUP(1,-RIGHT(DU5255,ROW($1:$80)))),TEXT(DU5294,\"####################.0\")*1,-LOOKUP(1,-RIGHT(DU5255,ROW($1:$80)))))","v":""},{"$f":"IF(OR(ISBLANK(DV100),DV5255=\"\"),\"\",IF(ISERROR(-LOOKUP(1,-RIGHT(DV5255,ROW($1:$80)))),TEXT(DV5294,\"####################.0\")*1,-LOOKUP(1,-RIGHT(DV5255,ROW($1:$80)))))","v":""},{"$f":"IF(OR(ISBLANK(DW100),DW5255=\"\"),\"\",IF(ISERROR(-LOOKUP(1,-RIGHT(DW5255,ROW($1:$80)))),TEXT(DW5294,\"####################.0\")*1,-LOOKUP(1,-RIGHT(DW5255,ROW($1:$80)))))","v":""},{"$f":"IF(OR(ISBLANK(DX100),DX5255=\"\"),\"\",IF(ISERROR(-LOOKUP(1,-RIGHT(DX5255,ROW($1:$80)))),TEXT(DX5294,\"####################.0\")*1,-LOOKUP(1,-RIGHT(DX5255,ROW($1:$80)))))","v":""},{"$f":"IF(OR(ISBLANK(DY100),DY5255=\"\"),\"\",IF(ISERROR(-LOOKUP(1,-RIGHT(DY5255,ROW($1:$80)))),TEXT(DY5294,\"####################.0\")*1,-LOOKUP(1,-RIGHT(DY5255,ROW($1:$80)))))","v":""},{"$f":"IF(OR(ISBLANK(DZ100),DZ5255=\"\"),\"\",IF(ISERROR(-LOOKUP(1,-RIGHT(DZ5255,ROW($1:$80)))),TEXT(DZ5294,\"####################.0\")*1,-LOOKUP(1,-RIGHT(DZ5255,ROW($1:$80)))))","v":""},{"$f":"IF(OR(ISBLANK(EA100),EA5255=\"\"),\"\",IF(ISERROR(-LOOKUP(1,-RIGHT(EA5255,ROW($1:$80)))),TEXT(EA5294,\"####################.0\")*1,-LOOKUP(1,-RIGHT(EA5255,ROW($1:$80)))))","v":""},{"$f":"IF(OR(ISBLANK(EB100),EB5255=\"\"),\"\",IF(ISERROR(-LOOKUP(1,-RIGHT(EB5255,ROW($1:$80)))),TEXT(EB5294,\"####################.0\")*1,-LOOKUP(1,-RIGHT(EB5255,ROW($1:$80)))))","v":""},{"$f":"IF(OR(ISBLANK(EC100),EC5255=\"\"),\"\",IF(ISERROR(-LOOKUP(1,-RIGHT(EC5255,ROW($1:$80)))),TEXT(EC5294,\"####################.0\")*1,-LOOKUP(1,-RIGHT(EC5255,ROW($1:$80)))))","v":""},{"$f":"IF(OR(ISBLANK(ED100),ED5255=\"\"),\"\",IF(ISERROR(-LOOKUP(1,-RIGHT(ED5255,ROW($1:$80)))),TEXT(ED5294,\"####################.0\")*1,-LOOKUP(1,-RIGHT(ED5255,ROW($1:$80)))))","v":""},{"$f":"IF(OR(ISBLANK(EE100),EE5255=\"\"),\"\",IF(ISERROR(-LOOKUP(1,-RIGHT(EE5255,ROW($1:$80)))),TEXT(EE5294,\"####################.0\")*1,-LOOKUP(1,-RIGHT(EE5255,ROW($1:$80)))))","v":""},{"$f":"IF(OR(ISBLANK(EF100),EF5255=\"\"),\"\",IF(ISERROR(-LOOKUP(1,-RIGHT(EF5255,ROW($1:$80)))),TEXT(EF5294,\"####################.0\")*1,-LOOKUP(1,-RIGHT(EF5255,ROW($1:$80)))))","v":""},{"$f":"IF(OR(ISBLANK(EG100),EG5255=\"\"),\"\",IF(ISERROR(-LOOKUP(1,-RIGHT(EG5255,ROW($1:$80)))),TEXT(EG5294,\"####################.0\")*1,-LOOKUP(1,-RIGHT(EG5255,ROW($1:$80)))))","v":""},{"$f":"IF(OR(ISBLANK(EH100),EH5255=\"\"),\"\",IF(ISERROR(-LOOKUP(1,-RIGHT(EH5255,ROW($1:$80)))),TEXT(EH5294,\"####################.0\")*1,-LOOKUP(1,-RIGHT(EH5255,ROW($1:$80)))))","v":""},{"$f":"IF(OR(ISBLANK(EI100),EI5255=\"\"),\"\",IF(ISERROR(-LOOKUP(1,-RIGHT(EI5255,ROW($1:$80)))),TEXT(EI5294,\"####################.0\")*1,-LOOKUP(1,-RIGHT(EI5255,ROW($1:$80)))))","v":""},{"$f":"IF(OR(ISBLANK(EJ100),EJ5255=\"\"),\"\",IF(ISERROR(-LOOKUP(1,-RIGHT(EJ5255,ROW($1:$80)))),TEXT(EJ5294,\"####################.0\")*1,-LOOKUP(1,-RIGHT(EJ5255,ROW($1:$80)))))","v":""},{"$f":"IF(OR(ISBLANK(EK100),EK5255=\"\"),\"\",IF(ISERROR(-LOOKUP(1,-RIGHT(EK5255,ROW($1:$80)))),TEXT(EK5294,\"####################.0\")*1,-LOOKUP(1,-RIGHT(EK5255,ROW($1:$80)))))","v":""},{"$f":"IF(OR(ISBLANK(EL100),EL5255=\"\"),\"\",IF(ISERROR(-LOOKUP(1,-RIGHT(EL5255,ROW($1:$80)))),TEXT(EL5294,\"####################.0\")*1,-LOOKUP(1,-RIGHT(EL5255,ROW($1:$80)))))","v":""},{"$f":"IF(OR(ISBLANK(EM100),EM5255=\"\"),\"\",IF(ISERROR(-LOOKUP(1,-RIGHT(EM5255,ROW($1:$80)))),TEXT(EM5294,\"####################.0\")*1,-LOOKUP(1,-RIGHT(EM5255,ROW($1:$80)))))","v":""},{"$f":"IF(OR(ISBLANK(EN100),EN5255=\"\"),\"\",IF(ISERROR(-LOOKUP(1,-RIGHT(EN5255,ROW($1:$80)))),TEXT(EN5294,\"####################.0\")*1,-LOOKUP(1,-RIGHT(EN5255,ROW($1:$80)))))","v":""},{"$f":"IF(OR(ISBLANK(EO100),EO5255=\"\"),\"\",IF(ISERROR(-LOOKUP(1,-RIGHT(EO5255,ROW($1:$80)))),TEXT(EO5294,\"####################.0\")*1,-LOOKUP(1,-RIGHT(EO5255,ROW($1:$80)))))","v":""},{"$f":"IF(OR(ISBLANK(EP100),EP5255=\"\"),\"\",IF(ISERROR(-LOOKUP(1,-RIGHT(EP5255,ROW($1:$80)))),TEXT(EP5294,\"####################.0\")*1,-LOOKUP(1,-RIGHT(EP5255,ROW($1:$80)))))","v":""},{"$f":"IF(OR(ISBLANK(EQ100),EQ5255=\"\"),\"\",IF(ISERROR(-LOOKUP(1,-RIGHT(EQ5255,ROW($1:$80)))),TEXT(EQ5294,\"####################.0\")*1,-LOOKUP(1,-RIGHT(EQ5255,ROW($1:$80)))))","v":""},{"$f":"IF(OR(ISBLANK(ER100),ER5255=\"\"),\"\",IF(ISERROR(-LOOKUP(1,-RIGHT(ER5255,ROW($1:$80)))),TEXT(ER5294,\"####################.0\")*1,-LOOKUP(1,-RIGHT(ER5255,ROW($1:$80)))))","v":""},{"$f":"IF(OR(ISBLANK(ES100),ES5255=\"\"),\"\",IF(ISERROR(-LOOKUP(1,-RIGHT(ES5255,ROW($1:$80)))),TEXT(ES5294,\"####################.0\")*1,-LOOKUP(1,-RIGHT(ES5255,ROW($1:$80)))))","v":""},{"$f":"IF(OR(ISBLANK(ET100),ET5255=\"\"),\"\",IF(ISERROR(-LOOKUP(1,-RIGHT(ET5255,ROW($1:$80)))),TEXT(ET5294,\"####################.0\")*1,-LOOKUP(1,-RIGHT(ET5255,ROW($1:$80)))))","v":""},{"$f":"IF(OR(ISBLANK(EU100),EU5255=\"\"),\"\",IF(ISERROR(-LOOKUP(1,-RIGHT(EU5255,ROW($1:$80)))),TEXT(EU5294,\"####################.0\")*1,-LOOKUP(1,-RIGHT(EU5255,ROW($1:$80)))))","v":""},{"$f":"IF(OR(ISBLANK(EV100),EV5255=\"\"),\"\",IF(ISERROR(-LOOKUP(1,-RIGHT(EV5255,ROW($1:$80)))),TEXT(EV5294,\"####################.0\")*1,-LOOKUP(1,-RIGHT(EV5255,ROW($1:$80)))))","v":""},{"$f":"IF(OR(ISBLANK(EW100),EW5255=\"\"),\"\",IF(ISERROR(-LOOKUP(1,-RIGHT(EW5255,ROW($1:$80)))),TEXT(EW5294,\"####################.0\")*1,-LOOKUP(1,-RIGHT(EW5255,ROW($1:$80)))))","v":""},{"$f":"IF(OR(ISBLANK(EX100),EX5255=\"\"),\"\",IF(ISERROR(-LOOKUP(1,-RIGHT(EX5255,ROW($1:$80)))),TEXT(EX5294,\"####################.0\")*1,-LOOKUP(1,-RIGHT(EX5255,ROW($1:$80)))))","v":""},{"$f":"IF(OR(ISBLANK(EY100),EY5255=\"\"),\"\",IF(ISERROR(-LOOKUP(1,-RIGHT(EY5255,ROW($1:$80)))),TEXT(EY5294,\"####################.0\")*1,-LOOKUP(1,-RIGHT(EY5255,ROW($1:$80)))))","v":""},{"$f":"IF(OR(ISBLANK(EZ100),EZ5255=\"\"),\"\",IF(ISERROR(-LOOKUP(1,-RIGHT(EZ5255,ROW($1:$80)))),TEXT(EZ5294,\"####################.0\")*1,-LOOKUP(1,-RIGHT(EZ5255,ROW($1:$80)))))","v":""},{"$f":"IF(OR(ISBLANK(FA100),FA5255=\"\"),\"\",IF(ISERROR(-LOOKUP(1,-RIGHT(FA5255,ROW($1:$80)))),TEXT(FA5294,\"####################.0\")*1,-LOOKUP(1,-RIGHT(FA5255,ROW($1:$80)))))","v":""},{"$f":"IF(OR(ISBLANK(FB100),FB5255=\"\"),\"\",IF(ISERROR(-LOOKUP(1,-RIGHT(FB5255,ROW($1:$80)))),TEXT(FB5294,\"####################.0\")*1,-LOOKUP(1,-RIGHT(FB5255,ROW($1:$80)))))","v":""},{"$f":"IF(OR(ISBLANK(FC100),FC5255=\"\"),\"\",IF(ISERROR(-LOOKUP(1,-RIGHT(FC5255,ROW($1:$80)))),TEXT(FC5294,\"####################.0\")*1,-LOOKUP(1,-RIGHT(FC5255,ROW($1:$80)))))","v":""},{"$f":"IF(OR(ISBLANK(FD100),FD5255=\"\"),\"\",IF(ISERROR(-LOOKUP(1,-RIGHT(FD5255,ROW($1:$80)))),TEXT(FD5294,\"####################.0\")*1,-LOOKUP(1,-RIGHT(FD5255,ROW($1:$80)))))","v":""},{"$f":"IF(OR(ISBLANK(FE100),FE5255=\"\"),\"\",IF(ISERROR(-LOOKUP(1,-RIGHT(FE5255,ROW($1:$80)))),TEXT(FE5294,\"####################.0\")*1,-LOOKUP(1,-RIGHT(FE5255,ROW($1:$80)))))","v":""},{"$f":"IF(OR(ISBLANK(FF100),FF5255=\"\"),\"\",IF(ISERROR(-LOOKUP(1,-RIGHT(FF5255,ROW($1:$80)))),TEXT(FF5294,\"####################.0\")*1,-LOOKUP(1,-RIGHT(FF5255,ROW($1:$80)))))","v":""},{"$f":"IF(OR(ISBLANK(FG100),FG5255=\"\"),\"\",IF(ISERROR(-LOOKUP(1,-RIGHT(FG5255,ROW($1:$80)))),TEXT(FG5294,\"####################.0\")*1,-LOOKUP(1,-RIGHT(FG5255,ROW($1:$80)))))","v":""},{"$f":"IF(OR(ISBLANK(FH100),FH5255=\"\"),\"\",IF(ISERROR(-LOOKUP(1,-RIGHT(FH5255,ROW($1:$80)))),TEXT(FH5294,\"####################.0\")*1,-LOOKUP(1,-RIGHT(FH5255,ROW($1:$80)))))","v":""},{"$f":"IF(OR(ISBLANK(FI100),FI5255=\"\"),\"\",IF(ISERROR(-LOOKUP(1,-RIGHT(FI5255,ROW($1:$80)))),TEXT(FI5294,\"####################.0\")*1,-LOOKUP(1,-RIGHT(FI5255,ROW($1:$80)))))","v":""},{"$f":"IF(OR(ISBLANK(FJ100),FJ5255=\"\"),\"\",IF(ISERROR(-LOOKUP(1,-RIGHT(FJ5255,ROW($1:$80)))),TEXT(FJ5294,\"####################.0\")*1,-LOOKUP(1,-RIGHT(FJ5255,ROW($1:$80)))))","v":""},{"$f":"IF(OR(ISBLANK(FK100),FK5255=\"\"),\"\",IF(ISERROR(-LOOKUP(1,-RIGHT(FK5255,ROW($1:$80)))),TEXT(FK5294,\"####################.0\")*1,-LOOKUP(1,-RIGHT(FK5255,ROW($1:$80)))))","v":""},{"$f":"IF(OR(ISBLANK(FL100),FL5255=\"\"),\"\",IF(ISERROR(-LOOKUP(1,-RIGHT(FL5255,ROW($1:$80)))),TEXT(FL5294,\"####################.0\")*1,-LOOKUP(1,-RIGHT(FL5255,ROW($1:$80)))))","v":""},{"$f":"IF(OR(ISBLANK(FM100),FM5255=\"\"),\"\",IF(ISERROR(-LOOKUP(1,-RIGHT(FM5255,ROW($1:$80)))),TEXT(FM5294,\"####################.0\")*1,-LOOKUP(1,-RIGHT(FM5255,ROW($1:$80)))))","v":""},{"$f":"IF(OR(ISBLANK(FN100),FN5255=\"\"),\"\",IF(ISERROR(-LOOKUP(1,-RIGHT(FN5255,ROW($1:$80)))),TEXT(FN5294,\"####################.0\")*1,-LOOKUP(1,-RIGHT(FN5255,ROW($1:$80)))))","v":""},{"$f":"IF(OR(ISBLANK(FO100),FO5255=\"\"),\"\",IF(ISERROR(-LOOKUP(1,-RIGHT(FO5255,ROW($1:$80)))),TEXT(FO5294,\"####################.0\")*1,-LOOKUP(1,-RIGHT(FO5255,ROW($1:$80)))))","v":""},{"$f":"IF(OR(ISBLANK(FP100),FP5255=\"\"),\"\",IF(ISERROR(-LOOKUP(1,-RIGHT(FP5255,ROW($1:$80)))),TEXT(FP5294,\"####################.0\")*1,-LOOKUP(1,-RIGHT(FP5255,ROW($1:$80)))))","v":""},{"$f":"IF(OR(ISBLANK(FQ100),FQ5255=\"\"),\"\",IF(ISERROR(-LOOKUP(1,-RIGHT(FQ5255,ROW($1:$80)))),TEXT(FQ5294,\"####################.0\")*1,-LOOKUP(1,-RIGHT(FQ5255,ROW($1:$80)))))","v":""},{"$f":"IF(OR(ISBLANK(FR100),FR5255=\"\"),\"\",IF(ISERROR(-LOOKUP(1,-RIGHT(FR5255,ROW($1:$80)))),TEXT(FR5294,\"####################.0\")*1,-LOOKUP(1,-RIGHT(FR5255,ROW($1:$80)))))","v":""},{"$f":"IF(OR(ISBLANK(FS100),FS5255=\"\"),\"\",IF(ISERROR(-LOOKUP(1,-RIGHT(FS5255,ROW($1:$80)))),TEXT(FS5294,\"####################.0\")*1,-LOOKUP(1,-RIGHT(FS5255,ROW($1:$80)))))","v":""},{"$f":"IF(OR(ISBLANK(FT100),FT5255=\"\"),\"\",IF(ISERROR(-LOOKUP(1,-RIGHT(FT5255,ROW($1:$80)))),TEXT(FT5294,\"####################.0\")*1,-LOOKUP(1,-RIGHT(FT5255,ROW($1:$80)))))","v":""},{"$f":"IF(OR(ISBLANK(FU100),FU5255=\"\"),\"\",IF(ISERROR(-LOOKUP(1,-RIGHT(FU5255,ROW($1:$80)))),TEXT(FU5294,\"####################.0\")*1,-LOOKUP(1,-RIGHT(FU5255,ROW($1:$80)))))","v":""},{"$f":"IF(OR(ISBLANK(FV100),FV5255=\"\"),\"\",IF(ISERROR(-LOOKUP(1,-RIGHT(FV5255,ROW($1:$80)))),TEXT(FV5294,\"####################.0\")*1,-LOOKUP(1,-RIGHT(FV5255,ROW($1:$80)))))","v":""},{"$f":"IF(OR(ISBLANK(FW100),FW5255=\"\"),\"\",IF(ISERROR(-LOOKUP(1,-RIGHT(FW5255,ROW($1:$80)))),TEXT(FW5294,\"####################.0\")*1,-LOOKUP(1,-RIGHT(FW5255,ROW($1:$80)))))","v":""},{"$f":"IF(OR(ISBLANK(FX100),FX5255=\"\"),\"\",IF(ISERROR(-LOOKUP(1,-RIGHT(FX5255,ROW($1:$80)))),TEXT(FX5294,\"####################.0\")*1,-LOOKUP(1,-RIGHT(FX5255,ROW($1:$80)))))","v":""},{"$f":"IF(OR(ISBLANK(FY100),FY5255=\"\"),\"\",IF(ISERROR(-LOOKUP(1,-RIGHT(FY5255,ROW($1:$80)))),TEXT(FY5294,\"####################.0\")*1,-LOOKUP(1,-RIGHT(FY5255,ROW($1:$80)))))","v":""},{"$f":"IF(OR(ISBLANK(FZ100),FZ5255=\"\"),\"\",IF(ISERROR(-LOOKUP(1,-RIGHT(FZ5255,ROW($1:$80)))),TEXT(FZ5294,\"####################.0\")*1,-LOOKUP(1,-RIGHT(FZ5255,ROW($1:$80)))))","v":""},{"$f":"IF(OR(ISBLANK(GA100),GA5255=\"\"),\"\",IF(ISERROR(-LOOKUP(1,-RIGHT(GA5255,ROW($1:$80)))),TEXT(GA5294,\"####################.0\")*1,-LOOKUP(1,-RIGHT(GA5255,ROW($1:$80)))))","v":""},{"$f":"IF(OR(ISBLANK(GB100),GB5255=\"\"),\"\",IF(ISERROR(-LOOKUP(1,-RIGHT(GB5255,ROW($1:$80)))),TEXT(GB5294,\"####################.0\")*1,-LOOKUP(1,-RIGHT(GB5255,ROW($1:$80)))))","v":""},{"$f":"IF(OR(ISBLANK(GC100),GC5255=\"\"),\"\",IF(ISERROR(-LOOKUP(1,-RIGHT(GC5255,ROW($1:$80)))),TEXT(GC5294,\"####################.0\")*1,-LOOKUP(1,-RIGHT(GC5255,ROW($1:$80)))))","v":""},{"$f":"IF(OR(ISBLANK(GD100),GD5255=\"\"),\"\",IF(ISERROR(-LOOKUP(1,-RIGHT(GD5255,ROW($1:$80)))),TEXT(GD5294,\"####################.0\")*1,-LOOKUP(1,-RIGHT(GD5255,ROW($1:$80)))))","v":""},{"$f":"IF(OR(ISBLANK(GE100),GE5255=\"\"),\"\",IF(ISERROR(-LOOKUP(1,-RIGHT(GE5255,ROW($1:$80)))),TEXT(GE5294,\"####################.0\")*1,-LOOKUP(1,-RIGHT(GE5255,ROW($1:$80)))))","v":""},{"$f":"IF(OR(ISBLANK(GF100),GF5255=\"\"),\"\",IF(ISERROR(-LOOKUP(1,-RIGHT(GF5255,ROW($1:$80)))),TEXT(GF5294,\"####################.0\")*1,-LOOKUP(1,-RIGHT(GF5255,ROW($1:$80)))))","v":""},{"$f":"IF(OR(ISBLANK(GG100),GG5255=\"\"),\"\",IF(ISERROR(-LOOKUP(1,-RIGHT(GG5255,ROW($1:$80)))),TEXT(GG5294,\"####################.0\")*1,-LOOKUP(1,-RIGHT(GG5255,ROW($1:$80)))))","v":""},{"$f":"IF(OR(ISBLANK(GH100),GH5255=\"\"),\"\",IF(ISERROR(-LOOKUP(1,-RIGHT(GH5255,ROW($1:$80)))),TEXT(GH5294,\"####################.0\")*1,-LOOKUP(1,-RIGHT(GH5255,ROW($1:$80)))))","v":""},{"$f":"IF(OR(ISBLANK(GI100),GI5255=\"\"),\"\",IF(ISERROR(-LOOKUP(1,-RIGHT(GI5255,ROW($1:$80)))),TEXT(GI5294,\"####################.0\")*1,-LOOKUP(1,-RIGHT(GI5255,ROW($1:$80)))))","v":""},{"$f":"IF(OR(ISBLANK(GJ100),GJ5255=\"\"),\"\",IF(ISERROR(-LOOKUP(1,-RIGHT(GJ5255,ROW($1:$80)))),TEXT(GJ5294,\"####################.0\")*1,-LOOKUP(1,-RIGHT(GJ5255,ROW($1:$80)))))","v":""},{"$f":"IF(OR(ISBLANK(GK100),GK5255=\"\"),\"\",IF(ISERROR(-LOOKUP(1,-RIGHT(GK5255,ROW($1:$80)))),TEXT(GK5294,\"####################.0\")*1,-LOOKUP(1,-RIGHT(GK5255,ROW($1:$80)))))","v":""},{"$f":"IF(OR(ISBLANK(GL100),GL5255=\"\"),\"\",IF(ISERROR(-LOOKUP(1,-RIGHT(GL5255,ROW($1:$80)))),TEXT(GL5294,\"####################.0\")*1,-LOOKUP(1,-RIGHT(GL5255,ROW($1:$80)))))","v":""},{"$f":"IF(OR(ISBLANK(GM100),GM5255=\"\"),\"\",IF(ISERROR(-LOOKUP(1,-RIGHT(GM5255,ROW($1:$80)))),TEXT(GM5294,\"####################.0\")*1,-LOOKUP(1,-RIGHT(GM5255,ROW($1:$80)))))","v":""},{"$f":"IF(OR(ISBLANK(GN100),GN5255=\"\"),\"\",IF(ISERROR(-LOOKUP(1,-RIGHT(GN5255,ROW($1:$80)))),TEXT(GN5294,\"####################.0\")*1,-LOOKUP(1,-RIGHT(GN5255,ROW($1:$80)))))","v":""},{"$f":"IF(OR(ISBLANK(GO100),GO5255=\"\"),\"\",IF(ISERROR(-LOOKUP(1,-RIGHT(GO5255,ROW($1:$80)))),TEXT(GO5294,\"####################.0\")*1,-LOOKUP(1,-RIGHT(GO5255,ROW($1:$80)))))","v":""},{"$f":"IF(OR(ISBLANK(GP100),GP5255=\"\"),\"\",IF(ISERROR(-LOOKUP(1,-RIGHT(GP5255,ROW($1:$80)))),TEXT(GP5294,\"####################.0\")*1,-LOOKUP(1,-RIGHT(GP5255,ROW($1:$80)))))","v":""},{"$f":"IF(OR(ISBLANK(GQ100),GQ5255=\"\"),\"\",IF(ISERROR(-LOOKUP(1,-RIGHT(GQ5255,ROW($1:$80)))),TEXT(GQ5294,\"####################.0\")*1,-LOOKUP(1,-RIGHT(GQ5255,ROW($1:$80)))))","v":""},{"$f":"IF(OR(ISBLANK(GR100),GR5255=\"\"),\"\",IF(ISERROR(-LOOKUP(1,-RIGHT(GR5255,ROW($1:$80)))),TEXT(GR5294,\"####################.0\")*1,-LOOKUP(1,-RIGHT(GR5255,ROW($1:$80)))))","v":""},{"$f":"IF(OR(ISBLANK(GS100),GS5255=\"\"),\"\",IF(ISERROR(-LOOKUP(1,-RIGHT(GS5255,ROW($1:$80)))),TEXT(GS5294,\"####################.0\")*1,-LOOKUP(1,-RIGHT(GS5255,ROW($1:$80)))))","v":""},{"$f":"IF(OR(ISBLANK(GT100),GT5255=\"\"),\"\",IF(ISERROR(-LOOKUP(1,-RIGHT(GT5255,ROW($1:$80)))),TEXT(GT5294,\"####################.0\")*1,-LOOKUP(1,-RIGHT(GT5255,ROW($1:$80)))))","v":""},{"$f":"IF(OR(ISBLANK(GU100),GU5255=\"\"),\"\",IF(ISERROR(-LOOKUP(1,-RIGHT(GU5255,ROW($1:$80)))),TEXT(GU5294,\"####################.0\")*1,-LOOKUP(1,-RIGHT(GU5255,ROW($1:$80)))))","v":""},{"$f":"IF(OR(ISBLANK(GV100),GV5255=\"\"),\"\",IF(ISERROR(-LOOKUP(1,-RIGHT(GV5255,ROW($1:$80)))),TEXT(GV5294,\"####################.0\")*1,-LOOKUP(1,-RIGHT(GV5255,ROW($1:$80)))))","v":""},{"$f":"IF(OR(ISBLANK(GW100),GW5255=\"\"),\"\",IF(ISERROR(-LOOKUP(1,-RIGHT(GW5255,ROW($1:$80)))),TEXT(GW5294,\"####################.0\")*1,-LOOKUP(1,-RIGHT(GW5255,ROW($1:$80)))))","v":""},{"$f":"IF(OR(ISBLANK(GX100),GX5255=\"\"),\"\",IF(ISERROR(-LOOKUP(1,-RIGHT(GX5255,ROW($1:$80)))),TEXT(GX5294,\"####################.0\")*1,-LOOKUP(1,-RIGHT(GX5255,ROW($1:$80)))))","v":""},{"$f":"IF(OR(ISBLANK(GY100),GY5255=\"\"),\"\",IF(ISERROR(-LOOKUP(1,-RIGHT(GY5255,ROW($1:$80)))),TEXT(GY5294,\"####################.0\")*1,-LOOKUP(1,-RIGHT(GY5255,ROW($1:$80)))))","v":""},{"$f":"IF(OR(ISBLANK(GZ100),GZ5255=\"\"),\"\",IF(ISERROR(-LOOKUP(1,-RIGHT(GZ5255,ROW($1:$80)))),TEXT(GZ5294,\"####################.0\")*1,-LOOKUP(1,-RIGHT(GZ5255,ROW($1:$80)))))","v":""},{"$f":"IF(OR(ISBLANK(HA100),HA5255=\"\"),\"\",IF(ISERROR(-LOOKUP(1,-RIGHT(HA5255,ROW($1:$80)))),TEXT(HA5294,\"####################.0\")*1,-LOOKUP(1,-RIGHT(HA5255,ROW($1:$80)))))","v":""},{"$f":"IF(OR(ISBLANK(HB100),HB5255=\"\"),\"\",IF(ISERROR(-LOOKUP(1,-RIGHT(HB5255,ROW($1:$80)))),TEXT(HB5294,\"####################.0\")*1,-LOOKUP(1,-RIGHT(HB5255,ROW($1:$80)))))","v":""},{"$f":"IF(OR(ISBLANK(HC100),HC5255=\"\"),\"\",IF(ISERROR(-LOOKUP(1,-RIGHT(HC5255,ROW($1:$80)))),TEXT(HC5294,\"####################.0\")*1,-LOOKUP(1,-RIGHT(HC5255,ROW($1:$80)))))","v":""},{"$f":"IF(OR(ISBLANK(HD100),HD5255=\"\"),\"\",IF(ISERROR(-LOOKUP(1,-RIGHT(HD5255,ROW($1:$80)))),TEXT(HD5294,\"####################.0\")*1,-LOOKUP(1,-RIGHT(HD5255,ROW($1:$80)))))","v":""},{"$f":"IF(OR(ISBLANK(HE100),HE5255=\"\"),\"\",IF(ISERROR(-LOOKUP(1,-RIGHT(HE5255,ROW($1:$80)))),TEXT(HE5294,\"####################.0\")*1,-LOOKUP(1,-RIGHT(HE5255,ROW($1:$80)))))","v":""},{"$f":"IF(OR(ISBLANK(HF100),HF5255=\"\"),\"\",IF(ISERROR(-LOOKUP(1,-RIGHT(HF5255,ROW($1:$80)))),TEXT(HF5294,\"####################.0\")*1,-LOOKUP(1,-RIGHT(HF5255,ROW($1:$80)))))","v":""},{"$f":"IF(OR(ISBLANK(HG100),HG5255=\"\"),\"\",IF(ISERROR(-LOOKUP(1,-RIGHT(HG5255,ROW($1:$80)))),TEXT(HG5294,\"####################.0\")*1,-LOOKUP(1,-RIGHT(HG5255,ROW($1:$80)))))","v":""},{"$f":"IF(OR(ISBLANK(HH100),HH5255=\"\"),\"\",IF(ISERROR(-LOOKUP(1,-RIGHT(HH5255,ROW($1:$80)))),TEXT(HH5294,\"####################.0\")*1,-LOOKUP(1,-RIGHT(HH5255,ROW($1:$80)))))","v":""},{"$f":"IF(OR(ISBLANK(HI100),HI5255=\"\"),\"\",IF(ISERROR(-LOOKUP(1,-RIGHT(HI5255,ROW($1:$80)))),TEXT(HI5294,\"####################.0\")*1,-LOOKUP(1,-RIGHT(HI5255,ROW($1:$80)))))","v":""},{"$f":"IF(OR(ISBLANK(HJ100),HJ5255=\"\"),\"\",IF(ISERROR(-LOOKUP(1,-RIGHT(HJ5255,ROW($1:$80)))),TEXT(HJ5294,\"####################.0\")*1,-LOOKUP(1,-RIGHT(HJ5255,ROW($1:$80)))))","v":""},{"$f":"IF(OR(ISBLANK(HK100),HK5255=\"\"),\"\",IF(ISERROR(-LOOKUP(1,-RIGHT(HK5255,ROW($1:$80)))),TEXT(HK5294,\"####################.0\")*1,-LOOKUP(1,-RIGHT(HK5255,ROW($1:$80)))))","v":""},{"$f":"IF(OR(ISBLANK(HL100),HL5255=\"\"),\"\",IF(ISERROR(-LOOKUP(1,-RIGHT(HL5255,ROW($1:$80)))),TEXT(HL5294,\"####################.0\")*1,-LOOKUP(1,-RIGHT(HL5255,ROW($1:$80)))))","v":""},{"$f":"IF(OR(ISBLANK(HM100),HM5255=\"\"),\"\",IF(ISERROR(-LOOKUP(1,-RIGHT(HM5255,ROW($1:$80)))),TEXT(HM5294,\"####################.0\")*1,-LOOKUP(1,-RIGHT(HM5255,ROW($1:$80)))))","v":""},{"$f":"IF(OR(ISBLANK(HN100),HN5255=\"\"),\"\",IF(ISERROR(-LOOKUP(1,-RIGHT(HN5255,ROW($1:$80)))),TEXT(HN5294,\"####################.0\")*1,-LOOKUP(1,-RIGHT(HN5255,ROW($1:$80)))))","v":""},{"$f":"IF(OR(ISBLANK(HO100),HO5255=\"\"),\"\",IF(ISERROR(-LOOKUP(1,-RIGHT(HO5255,ROW($1:$80)))),TEXT(HO5294,\"####################.0\")*1,-LOOKUP(1,-RIGHT(HO5255,ROW($1:$80)))))","v":""},{"$f":"IF(OR(ISBLANK(HP100),HP5255=\"\"),\"\",IF(ISERROR(-LOOKUP(1,-RIGHT(HP5255,ROW($1:$80)))),TEXT(HP5294,\"####################.0\")*1,-LOOKUP(1,-RIGHT(HP5255,ROW($1:$80)))))","v":""},{"$f":"IF(OR(ISBLANK(HQ100),HQ5255=\"\"),\"\",IF(ISERROR(-LOOKUP(1,-RIGHT(HQ5255,ROW($1:$80)))),TEXT(HQ5294,\"####################.0\")*1,-LOOKUP(1,-RIGHT(HQ5255,ROW($1:$80)))))","v":""},{"$f":"IF(OR(ISBLANK(HR100),HR5255=\"\"),\"\",IF(ISERROR(-LOOKUP(1,-RIGHT(HR5255,ROW($1:$80)))),TEXT(HR5294,\"####################.0\")*1,-LOOKUP(1,-RIGHT(HR5255,ROW($1:$80)))))","v":""},{"$f":"IF(OR(ISBLANK(HS100),HS5255=\"\"),\"\",IF(ISERROR(-LOOKUP(1,-RIGHT(HS5255,ROW($1:$80)))),TEXT(HS5294,\"####################.0\")*1,-LOOKUP(1,-RIGHT(HS5255,ROW($1:$80)))))","v":""},{"$f":"IF(OR(ISBLANK(HT100),HT5255=\"\"),\"\",IF(ISERROR(-LOOKUP(1,-RIGHT(HT5255,ROW($1:$80)))),TEXT(HT5294,\"####################.0\")*1,-LOOKUP(1,-RIGHT(HT5255,ROW($1:$80)))))","v":""},{"$f":"IF(OR(ISBLANK(HU100),HU5255=\"\"),\"\",IF(ISERROR(-LOOKUP(1,-RIGHT(HU5255,ROW($1:$80)))),TEXT(HU5294,\"####################.0\")*1,-LOOKUP(1,-RIGHT(HU5255,ROW($1:$80)))))","v":""},{"$f":"IF(OR(ISBLANK(HV100),HV5255=\"\"),\"\",IF(ISERROR(-LOOKUP(1,-RIGHT(HV5255,ROW($1:$80)))),TEXT(HV5294,\"####################.0\")*1,-LOOKUP(1,-RIGHT(HV5255,ROW($1:$80)))))","v":""},{"$f":"IF(OR(ISBLANK(HW100),HW5255=\"\"),\"\",IF(ISERROR(-LOOKUP(1,-RIGHT(HW5255,ROW($1:$80)))),TEXT(HW5294,\"####################.0\")*1,-LOOKUP(1,-RIGHT(HW5255,ROW($1:$80)))))","v":""},{"$f":"IF(OR(ISBLANK(HX100),HX5255=\"\"),\"\",IF(ISERROR(-LOOKUP(1,-RIGHT(HX5255,ROW($1:$80)))),TEXT(HX5294,\"####################.0\")*1,-LOOKUP(1,-RIGHT(HX5255,ROW($1:$80)))))","v":""},{"$f":"IF(OR(ISBLANK(HY100),HY5255=\"\"),\"\",IF(ISERROR(-LOOKUP(1,-RIGHT(HY5255,ROW($1:$80)))),TEXT(HY5294,\"####################.0\")*1,-LOOKUP(1,-RIGHT(HY5255,ROW($1:$80)))))","v":""},{"$f":"IF(OR(ISBLANK(HZ100),HZ5255=\"\"),\"\",IF(ISERROR(-LOOKUP(1,-RIGHT(HZ5255,ROW($1:$80)))),TEXT(HZ5294,\"####################.0\")*1,-LOOKUP(1,-RIGHT(HZ5255,ROW($1:$80)))))","v":""},{"$f":"IF(OR(ISBLANK(IA100),IA5255=\"\"),\"\",IF(ISERROR(-LOOKUP(1,-RIGHT(IA5255,ROW($1:$80)))),TEXT(IA5294,\"####################.0\")*1,-LOOKUP(1,-RIGHT(IA5255,ROW($1:$80)))))","v":""},{"$f":"IF(OR(ISBLANK(IB100),IB5255=\"\"),\"\",IF(ISERROR(-LOOKUP(1,-RIGHT(IB5255,ROW($1:$80)))),TEXT(IB5294,\"####################.0\")*1,-LOOKUP(1,-RIGHT(IB5255,ROW($1:$80)))))","v":""},{"$f":"IF(OR(ISBLANK(IC100),IC5255=\"\"),\"\",IF(ISERROR(-LOOKUP(1,-RIGHT(IC5255,ROW($1:$80)))),TEXT(IC5294,\"####################.0\")*1,-LOOKUP(1,-RIGHT(IC5255,ROW($1:$80)))))","v":""},{"$f":"IF(OR(ISBLANK(ID100),ID5255=\"\"),\"\",IF(ISERROR(-LOOKUP(1,-RIGHT(ID5255,ROW($1:$80)))),TEXT(ID5294,\"####################.0\")*1,-LOOKUP(1,-RIGHT(ID5255,ROW($1:$80)))))","v":""},{"$f":"IF(OR(ISBLANK(IE100),IE5255=\"\"),\"\",IF(ISERROR(-LOOKUP(1,-RIGHT(IE5255,ROW($1:$80)))),TEXT(IE5294,\"####################.0\")*1,-LOOKUP(1,-RIGHT(IE5255,ROW($1:$80)))))","v":""},{"$f":"IF(OR(ISBLANK(IF100),IF5255=\"\"),\"\",IF(ISERROR(-LOOKUP(1,-RIGHT(IF5255,ROW($1:$80)))),TEXT(IF5294,\"####################.0\")*1,-LOOKUP(1,-RIGHT(IF5255,ROW($1:$80)))))","v":""},{"$f":"IF(OR(ISBLANK(IG100),IG5255=\"\"),\"\",IF(ISERROR(-LOOKUP(1,-RIGHT(IG5255,ROW($1:$80)))),TEXT(IG5294,\"####################.0\")*1,-LOOKUP(1,-RIGHT(IG5255,ROW($1:$80)))))","v":""},{"$f":"IF(OR(ISBLANK(IH100),IH5255=\"\"),\"\",IF(ISERROR(-LOOKUP(1,-RIGHT(IH5255,ROW($1:$80)))),TEXT(IH5294,\"####################.0\")*1,-LOOKUP(1,-RIGHT(IH5255,ROW($1:$80)))))","v":""},{"$f":"IF(OR(ISBLANK(II100),II5255=\"\"),\"\",IF(ISERROR(-LOOKUP(1,-RIGHT(II5255,ROW($1:$80)))),TEXT(II5294,\"####################.0\")*1,-LOOKUP(1,-RIGHT(II5255,ROW($1:$80)))))","v":""},{"$f":"IF(OR(ISBLANK(IJ100),IJ5255=\"\"),\"\",IF(ISERROR(-LOOKUP(1,-RIGHT(IJ5255,ROW($1:$80)))),TEXT(IJ5294,\"####################.0\")*1,-LOOKUP(1,-RIGHT(IJ5255,ROW($1:$80)))))","v":""},{"$f":"IF(OR(ISBLANK(IK100),IK5255=\"\"),\"\",IF(ISERROR(-LOOKUP(1,-RIGHT(IK5255,ROW($1:$80)))),TEXT(IK5294,\"####################.0\")*1,-LOOKUP(1,-RIGHT(IK5255,ROW($1:$80)))))","v":""},{"$f":"IF(OR(ISBLANK(IL100),IL5255=\"\"),\"\",IF(ISERROR(-LOOKUP(1,-RIGHT(IL5255,ROW($1:$80)))),TEXT(IL5294,\"####################.0\")*1,-LOOKUP(1,-RIGHT(IL5255,ROW($1:$80)))))","v":""},{"$f":"IF(OR(ISBLANK(IM100),IM5255=\"\"),\"\",IF(ISERROR(-LOOKUP(1,-RIGHT(IM5255,ROW($1:$80)))),TEXT(IM5294,\"####################.0\")*1,-LOOKUP(1,-RIGHT(IM5255,ROW($1:$80)))))","v":""},{"$f":"IF(OR(ISBLANK(IN100),IN5255=\"\"),\"\",IF(ISERROR(-LOOKUP(1,-RIGHT(IN5255,ROW($1:$80)))),TEXT(IN5294,\"####################.0\")*1,-LOOKUP(1,-RIGHT(IN5255,ROW($1:$80)))))","v":""},{"$f":"IF(OR(ISBLANK(IO100),IO5255=\"\"),\"\",IF(ISERROR(-LOOKUP(1,-RIGHT(IO5255,ROW($1:$80)))),TEXT(IO5294,\"####################.0\")*1,-LOOKUP(1,-RIGHT(IO5255,ROW($1:$80)))))","v":""},{"$f":"IF(OR(ISBLANK(IP100),IP5255=\"\"),\"\",IF(ISERROR(-LOOKUP(1,-RIGHT(IP5255,ROW($1:$80)))),TEXT(IP5294,\"####################.0\")*1,-LOOKUP(1,-RIGHT(IP5255,ROW($1:$80)))))","v":""},{"$f":"IF(OR(ISBLANK(IQ100),IQ5255=\"\"),\"\",IF(ISERROR(-LOOKUP(1,-RIGHT(IQ5255,ROW($1:$80)))),TEXT(IQ5294,\"####################.0\")*1,-LOOKUP(1,-RIGHT(IQ5255,ROW($1:$80)))))","v":""},{"$f":"IF(OR(ISBLANK(IR100),IR5255=\"\"),\"\",IF(ISERROR(-LOOKUP(1,-RIGHT(IR5255,ROW($1:$80)))),TEXT(IR5294,\"####################.0\")*1,-LOOKUP(1,-RIGHT(IR5255,ROW($1:$80)))))","v":""},{"$f":"IF(OR(ISBLANK(IS100),IS5255=\"\"),\"\",IF(ISERROR(-LOOKUP(1,-RIGHT(IS5255,ROW($1:$80)))),TEXT(IS5294,\"####################.0\")*1,-LOOKUP(1,-RIGHT(IS5255,ROW($1:$80)))))","v":""},{"$f":"IF(OR(ISBLANK(IT100),IT5255=\"\"),\"\",IF(ISERROR(-LOOKUP(1,-RIGHT(IT5255,ROW($1:$80)))),TEXT(IT5294,\"####################.0\")*1,-LOOKUP(1,-RIGHT(IT5255,ROW($1:$80)))))","v":""},{"$f":"IF(OR(ISBLANK(IU100),IU5255=\"\"),\"\",IF(ISERROR(-LOOKUP(1,-RIGHT(IU5255,ROW($1:$80)))),TEXT(IU5294,\"####################.0\")*1,-LOOKUP(1,-RIGHT(IU5255,ROW($1:$80)))))","v":""},{"$f":"IF(OR(ISBLANK(IV100),IV5255=\"\"),\"\",IF(ISERROR(-LOOKUP(1,-RIGHT(IV5255,ROW($1:$80)))),TEXT(IV5294,\"####################.0\")*1,-LOOKUP(1,-RIGHT(IV5255,ROW($1:$80)))))","v":""},{"$f":"IF(OR(ISBLANK(IW100),IW5255=\"\"),\"\",IF(ISERROR(-LOOKUP(1,-RIGHT(IW5255,ROW($1:$80)))),TEXT(IW5294,\"####################.0\")*1,-LOOKUP(1,-RIGHT(IW5255,ROW($1:$80)))))","v":""},{"$f":"IF(OR(ISBLANK(IX100),IX5255=\"\"),\"\",IF(ISERROR(-LOOKUP(1,-RIGHT(IX5255,ROW($1:$80)))),TEXT(IX5294,\"####################.0\")*1,-LOOKUP(1,-RIGHT(IX5255,ROW($1:$80)))))","v":""},{"$f":"IF(OR(ISBLANK(IY100),IY5255=\"\"),\"\",IF(ISERROR(-LOOKUP(1,-RIGHT(IY5255,ROW($1:$80)))),TEXT(IY5294,\"####################.0\")*1,-LOOKUP(1,-RIGHT(IY5255,ROW($1:$80)))))","v":""},{"$f":"IF(OR(ISBLANK(IZ100),IZ5255=\"\"),\"\",IF(ISERROR(-LOOKUP(1,-RIGHT(IZ5255,ROW($1:$80)))),TEXT(IZ5294,\"####################.0\")*1,-LOOKUP(1,-RIGHT(IZ5255,ROW($1:$80)))))","v":""},{"$f":"IF(OR(ISBLANK(JA100),JA5255=\"\"),\"\",IF(ISERROR(-LOOKUP(1,-RIGHT(JA5255,ROW($1:$80)))),TEXT(JA5294,\"####################.0\")*1,-LOOKUP(1,-RIGHT(JA5255,ROW($1:$80)))))","v":""},{"$f":"IF(OR(ISBLANK(JB100),JB5255=\"\"),\"\",IF(ISERROR(-LOOKUP(1,-RIGHT(JB5255,ROW($1:$80)))),TEXT(JB5294,\"####################.0\")*1,-LOOKUP(1,-RIGHT(JB5255,ROW($1:$80)))))","v":""},{"$f":"IF(OR(ISBLANK(JC100),JC5255=\"\"),\"\",IF(ISERROR(-LOOKUP(1,-RIGHT(JC5255,ROW($1:$80)))),TEXT(JC5294,\"####################.0\")*1,-LOOKUP(1,-RIGHT(JC5255,ROW($1:$80)))))","v":""},{"$f":"IF(OR(ISBLANK(JD100),JD5255=\"\"),\"\",IF(ISERROR(-LOOKUP(1,-RIGHT(JD5255,ROW($1:$80)))),TEXT(JD5294,\"####################.0\")*1,-LOOKUP(1,-RIGHT(JD5255,ROW($1:$80)))))","v":""},{"$f":"IF(OR(ISBLANK(JE100),JE5255=\"\"),\"\",IF(ISERROR(-LOOKUP(1,-RIGHT(JE5255,ROW($1:$80)))),TEXT(JE5294,\"####################.0\")*1,-LOOKUP(1,-RIGHT(JE5255,ROW($1:$80)))))","v":""},{"$f":"IF(OR(ISBLANK(JF100),JF5255=\"\"),\"\",IF(ISERROR(-LOOKUP(1,-RIGHT(JF5255,ROW($1:$80)))),TEXT(JF5294,\"####################.0\")*1,-LOOKUP(1,-RIGHT(JF5255,ROW($1:$80)))))","v":""},{"$f":"IF(OR(ISBLANK(JG100),JG5255=\"\"),\"\",IF(ISERROR(-LOOKUP(1,-RIGHT(JG5255,ROW($1:$80)))),TEXT(JG5294,\"####################.0\")*1,-LOOKUP(1,-RIGHT(JG5255,ROW($1:$80)))))","v":""},{"$f":"IF(OR(ISBLANK(JH100),JH5255=\"\"),\"\",IF(ISERROR(-LOOKUP(1,-RIGHT(JH5255,ROW($1:$80)))),TEXT(JH5294,\"####################.0\")*1,-LOOKUP(1,-RIGHT(JH5255,ROW($1:$80)))))","v":""},{"$f":"IF(OR(ISBLANK(JI100),JI5255=\"\"),\"\",IF(ISERROR(-LOOKUP(1,-RIGHT(JI5255,ROW($1:$80)))),TEXT(JI5294,\"####################.0\")*1,-LOOKUP(1,-RIGHT(JI5255,ROW($1:$80)))))","v":""},{"$f":"IF(OR(ISBLANK(JJ100),JJ5255=\"\"),\"\",IF(ISERROR(-LOOKUP(1,-RIGHT(JJ5255,ROW($1:$80)))),TEXT(JJ5294,\"####################.0\")*1,-LOOKUP(1,-RIGHT(JJ5255,ROW($1:$80)))))","v":""},{"$f":"IF(OR(ISBLANK(JK100),JK5255=\"\"),\"\",IF(ISERROR(-LOOKUP(1,-RIGHT(JK5255,ROW($1:$80)))),TEXT(JK5294,\"####################.0\")*1,-LOOKUP(1,-RIGHT(JK5255,ROW($1:$80)))))","v":""},{"$f":"IF(OR(ISBLANK(JL100),JL5255=\"\"),\"\",IF(ISERROR(-LOOKUP(1,-RIGHT(JL5255,ROW($1:$80)))),TEXT(JL5294,\"####################.0\")*1,-LOOKUP(1,-RIGHT(JL5255,ROW($1:$80)))))","v":""},{"$f":"IF(OR(ISBLANK(JM100),JM5255=\"\"),\"\",IF(ISERROR(-LOOKUP(1,-RIGHT(JM5255,ROW($1:$80)))),TEXT(JM5294,\"####################.0\")*1,-LOOKUP(1,-RIGHT(JM5255,ROW($1:$80)))))","v":""},{"$f":"IF(OR(ISBLANK(JN100),JN5255=\"\"),\"\",IF(ISERROR(-LOOKUP(1,-RIGHT(JN5255,ROW($1:$80)))),TEXT(JN5294,\"####################.0\")*1,-LOOKUP(1,-RIGHT(JN5255,ROW($1:$80)))))","v":""},{"$f":"IF(OR(ISBLANK(JO100),JO5255=\"\"),\"\",IF(ISERROR(-LOOKUP(1,-RIGHT(JO5255,ROW($1:$80)))),TEXT(JO5294,\"####################.0\")*1,-LOOKUP(1,-RIGHT(JO5255,ROW($1:$80)))))","v":""},{"$f":"IF(OR(ISBLANK(JP100),JP5255=\"\"),\"\",IF(ISERROR(-LOOKUP(1,-RIGHT(JP5255,ROW($1:$80)))),TEXT(JP5294,\"####################.0\")*1,-LOOKUP(1,-RIGHT(JP5255,ROW($1:$80)))))","v":""},{"$f":"IF(OR(ISBLANK(JQ100),JQ5255=\"\"),\"\",IF(ISERROR(-LOOKUP(1,-RIGHT(JQ5255,ROW($1:$80)))),TEXT(JQ5294,\"####################.0\")*1,-LOOKUP(1,-RIGHT(JQ5255,ROW($1:$80)))))","v":""},{"$f":"IF(OR(ISBLANK(JR100),JR5255=\"\"),\"\",IF(ISERROR(-LOOKUP(1,-RIGHT(JR5255,ROW($1:$80)))),TEXT(JR5294,\"####################.0\")*1,-LOOKUP(1,-RIGHT(JR5255,ROW($1:$80)))))","v":""},{"$f":"IF(OR(ISBLANK(JS100),JS5255=\"\"),\"\",IF(ISERROR(-LOOKUP(1,-RIGHT(JS5255,ROW($1:$80)))),TEXT(JS5294,\"####################.0\")*1,-LOOKUP(1,-RIGHT(JS5255,ROW($1:$80)))))","v":""},{"$f":"IF(OR(ISBLANK(JT100),JT5255=\"\"),\"\",IF(ISERROR(-LOOKUP(1,-RIGHT(JT5255,ROW($1:$80)))),TEXT(JT5294,\"####################.0\")*1,-LOOKUP(1,-RIGHT(JT5255,ROW($1:$80)))))","v":""},{"$f":"IF(OR(ISBLANK(JU100),JU5255=\"\"),\"\",IF(ISERROR(-LOOKUP(1,-RIGHT(JU5255,ROW($1:$80)))),TEXT(JU5294,\"####################.0\")*1,-LOOKUP(1,-RIGHT(JU5255,ROW($1:$80)))))","v":""},{"$f":"IF(OR(ISBLANK(JV100),JV5255=\"\"),\"\",IF(ISERROR(-LOOKUP(1,-RIGHT(JV5255,ROW($1:$80)))),TEXT(JV5294,\"####################.0\")*1,-LOOKUP(1,-RIGHT(JV5255,ROW($1:$80)))))","v":""},{"$f":"IF(OR(ISBLANK(JW100),JW5255=\"\"),\"\",IF(ISERROR(-LOOKUP(1,-RIGHT(JW5255,ROW($1:$80)))),TEXT(JW5294,\"####################.0\")*1,-LOOKUP(1,-RIGHT(JW5255,ROW($1:$80)))))","v":""},{"$f":"IF(OR(ISBLANK(JX100),JX5255=\"\"),\"\",IF(ISERROR(-LOOKUP(1,-RIGHT(JX5255,ROW($1:$80)))),TEXT(JX5294,\"####################.0\")*1,-LOOKUP(1,-RIGHT(JX5255,ROW($1:$80)))))","v":""},{"$f":"IF(OR(ISBLANK(JY100),JY5255=\"\"),\"\",IF(ISERROR(-LOOKUP(1,-RIGHT(JY5255,ROW($1:$80)))),TEXT(JY5294,\"####################.0\")*1,-LOOKUP(1,-RIGHT(JY5255,ROW($1:$80)))))","v":""},{"$f":"IF(OR(ISBLANK(JZ100),JZ5255=\"\"),\"\",IF(ISERROR(-LOOKUP(1,-RIGHT(JZ5255,ROW($1:$80)))),TEXT(JZ5294,\"####################.0\")*1,-LOOKUP(1,-RIGHT(JZ5255,ROW($1:$80)))))","v":""},{"$f":"IF(OR(ISBLANK(KA100),KA5255=\"\"),\"\",IF(ISERROR(-LOOKUP(1,-RIGHT(KA5255,ROW($1:$80)))),TEXT(KA5294,\"####################.0\")*1,-LOOKUP(1,-RIGHT(KA5255,ROW($1:$80)))))","v":""},{"$f":"IF(OR(ISBLANK(KB100),KB5255=\"\"),\"\",IF(ISERROR(-LOOKUP(1,-RIGHT(KB5255,ROW($1:$80)))),TEXT(KB5294,\"####################.0\")*1,-LOOKUP(1,-RIGHT(KB5255,ROW($1:$80)))))","v":""},{"$f":"IF(OR(ISBLANK(KC100),KC5255=\"\"),\"\",IF(ISERROR(-LOOKUP(1,-RIGHT(KC5255,ROW($1:$80)))),TEXT(KC5294,\"####################.0\")*1,-LOOKUP(1,-RIGHT(KC5255,ROW($1:$80)))))","v":""},{"$f":"IF(OR(ISBLANK(KD100),KD5255=\"\"),\"\",IF(ISERROR(-LOOKUP(1,-RIGHT(KD5255,ROW($1:$80)))),TEXT(KD5294,\"####################.0\")*1,-LOOKUP(1,-RIGHT(KD5255,ROW($1:$80)))))","v":""},{"$f":"IF(OR(ISBLANK(KE100),KE5255=\"\"),\"\",IF(ISERROR(-LOOKUP(1,-RIGHT(KE5255,ROW($1:$80)))),TEXT(KE5294,\"####################.0\")*1,-LOOKUP(1,-RIGHT(KE5255,ROW($1:$80)))))","v":""},{"$f":"IF(OR(ISBLANK(KF100),KF5255=\"\"),\"\",IF(ISERROR(-LOOKUP(1,-RIGHT(KF5255,ROW($1:$80)))),TEXT(KF5294,\"####################.0\")*1,-LOOKUP(1,-RIGHT(KF5255,ROW($1:$80)))))","v":""},{"$f":"IF(OR(ISBLANK(KG100),KG5255=\"\"),\"\",IF(ISERROR(-LOOKUP(1,-RIGHT(KG5255,ROW($1:$80)))),TEXT(KG5294,\"####################.0\")*1,-LOOKUP(1,-RIGHT(KG5255,ROW($1:$80)))))","v":""},{"$f":"IF(OR(ISBLANK(KH100),KH5255=\"\"),\"\",IF(ISERROR(-LOOKUP(1,-RIGHT(KH5255,ROW($1:$80)))),TEXT(KH5294,\"####################.0\")*1,-LOOKUP(1,-RIGHT(KH5255,ROW($1:$80)))))","v":""},{"$f":"IF(OR(ISBLANK(KI100),KI5255=\"\"),\"\",IF(ISERROR(-LOOKUP(1,-RIGHT(KI5255,ROW($1:$80)))),TEXT(KI5294,\"####################.0\")*1,-LOOKUP(1,-RIGHT(KI5255,ROW($1:$80)))))","v":""},{"$f":"IF(OR(ISBLANK(KJ100),KJ5255=\"\"),\"\",IF(ISERROR(-LOOKUP(1,-RIGHT(KJ5255,ROW($1:$80)))),TEXT(KJ5294,\"####################.0\")*1,-LOOKUP(1,-RIGHT(KJ5255,ROW($1:$80)))))","v":""},{"$f":"IF(OR(ISBLANK(KK100),KK5255=\"\"),\"\",IF(ISERROR(-LOOKUP(1,-RIGHT(KK5255,ROW($1:$80)))),TEXT(KK5294,\"####################.0\")*1,-LOOKUP(1,-RIGHT(KK5255,ROW($1:$80)))))","v":""},{"$f":"IF(OR(ISBLANK(KL100),KL5255=\"\"),\"\",IF(ISERROR(-LOOKUP(1,-RIGHT(KL5255,ROW($1:$80)))),TEXT(KL5294,\"####################.0\")*1,-LOOKUP(1,-RIGHT(KL5255,ROW($1:$80)))))","v":""},{"$f":"IF(OR(ISBLANK(KM100),KM5255=\"\"),\"\",IF(ISERROR(-LOOKUP(1,-RIGHT(KM5255,ROW($1:$80)))),TEXT(KM5294,\"####################.0\")*1,-LOOKUP(1,-RIGHT(KM5255,ROW($1:$80)))))","v":""},{"$f":"IF(OR(ISBLANK(KN100),KN5255=\"\"),\"\",IF(ISERROR(-LOOKUP(1,-RIGHT(KN5255,ROW($1:$80)))),TEXT(KN5294,\"####################.0\")*1,-LOOKUP(1,-RIGHT(KN5255,ROW($1:$80)))))","v":""},{"$f":"IF(OR(ISBLANK(KO100),KO5255=\"\"),\"\",IF(ISERROR(-LOOKUP(1,-RIGHT(KO5255,ROW($1:$80)))),TEXT(KO5294,\"####################.0\")*1,-LOOKUP(1,-RIGHT(KO5255,ROW($1:$80)))))","v":""},{"$f":"IF(OR(ISBLANK(KP100),KP5255=\"\"),\"\",IF(ISERROR(-LOOKUP(1,-RIGHT(KP5255,ROW($1:$80)))),TEXT(KP5294,\"####################.0\")*1,-LOOKUP(1,-RIGHT(KP5255,ROW($1:$80)))))","v":""},{"$f":"IF(OR(ISBLANK(KQ100),KQ5255=\"\"),\"\",IF(ISERROR(-LOOKUP(1,-RIGHT(KQ5255,ROW($1:$80)))),TEXT(KQ5294,\"####################.0\")*1,-LOOKUP(1,-RIGHT(KQ5255,ROW($1:$80)))))","v":""},{"$f":"IF(OR(ISBLANK(KR100),KR5255=\"\"),\"\",IF(ISERROR(-LOOKUP(1,-RIGHT(KR5255,ROW($1:$80)))),TEXT(KR5294,\"####################.0\")*1,-LOOKUP(1,-RIGHT(KR5255,ROW($1:$80)))))","v":""},{"$f":"IF(OR(ISBLANK(KS100),KS5255=\"\"),\"\",IF(ISERROR(-LOOKUP(1,-RIGHT(KS5255,ROW($1:$80)))),TEXT(KS5294,\"####################.0\")*1,-LOOKUP(1,-RIGHT(KS5255,ROW($1:$80)))))","v":""},{"$f":"IF(OR(ISBLANK(KT100),KT5255=\"\"),\"\",IF(ISERROR(-LOOKUP(1,-RIGHT(KT5255,ROW($1:$80)))),TEXT(KT5294,\"####################.0\")*1,-LOOKUP(1,-RIGHT(KT5255,ROW($1:$80)))))","v":""},{"$f":"IF(OR(ISBLANK(KU100),KU5255=\"\"),\"\",IF(ISERROR(-LOOKUP(1,-RIGHT(KU5255,ROW($1:$80)))),TEXT(KU5294,\"####################.0\")*1,-LOOKUP(1,-RIGHT(KU5255,ROW($1:$80)))))","v":""},{"$f":"IF(OR(ISBLANK(KV100),KV5255=\"\"),\"\",IF(ISERROR(-LOOKUP(1,-RIGHT(KV5255,ROW($1:$80)))),TEXT(KV5294,\"####################.0\")*1,-LOOKUP(1,-RIGHT(KV5255,ROW($1:$80)))))","v":""},{"$f":"IF(OR(ISBLANK(KW100),KW5255=\"\"),\"\",IF(ISERROR(-LOOKUP(1,-RIGHT(KW5255,ROW($1:$80)))),TEXT(KW5294,\"####################.0\")*1,-LOOKUP(1,-RIGHT(KW5255,ROW($1:$80)))))","v":""},{"$f":"IF(OR(ISBLANK(KX100),KX5255=\"\"),\"\",IF(ISERROR(-LOOKUP(1,-RIGHT(KX5255,ROW($1:$80)))),TEXT(KX5294,\"####################.0\")*1,-LOOKUP(1,-RIGHT(KX5255,ROW($1:$80)))))","v":""},{"$f":"IF(OR(ISBLANK(KY100),KY5255=\"\"),\"\",IF(ISERROR(-LOOKUP(1,-RIGHT(KY5255,ROW($1:$80)))),TEXT(KY5294,\"####################.0\")*1,-LOOKUP(1,-RIGHT(KY5255,ROW($1:$80)))))","v":""},{"$f":"IF(OR(ISBLANK(KZ100),KZ5255=\"\"),\"\",IF(ISERROR(-LOOKUP(1,-RIGHT(KZ5255,ROW($1:$80)))),TEXT(KZ5294,\"####################.0\")*1,-LOOKUP(1,-RIGHT(KZ5255,ROW($1:$80)))))","v":""},{"$f":"IF(OR(ISBLANK(LA100),LA5255=\"\"),\"\",IF(ISERROR(-LOOKUP(1,-RIGHT(LA5255,ROW($1:$80)))),TEXT(LA5294,\"####################.0\")*1,-LOOKUP(1,-RIGHT(LA5255,ROW($1:$80)))))","v":""},{"$f":"IF(OR(ISBLANK(LB100),LB5255=\"\"),\"\",IF(ISERROR(-LOOKUP(1,-RIGHT(LB5255,ROW($1:$80)))),TEXT(LB5294,\"####################.0\")*1,-LOOKUP(1,-RIGHT(LB5255,ROW($1:$80)))))","v":""},{"$f":"IF(OR(ISBLANK(LC100),LC5255=\"\"),\"\",IF(ISERROR(-LOOKUP(1,-RIGHT(LC5255,ROW($1:$80)))),TEXT(LC5294,\"####################.0\")*1,-LOOKUP(1,-RIGHT(LC5255,ROW($1:$80)))))","v":""},{"$f":"IF(OR(ISBLANK(LD100),LD5255=\"\"),\"\",IF(ISERROR(-LOOKUP(1,-RIGHT(LD5255,ROW($1:$80)))),TEXT(LD5294,\"####################.0\")*1,-LOOKUP(1,-RIGHT(LD5255,ROW($1:$80)))))","v":""},{"$f":"IF(OR(ISBLANK(LE100),LE5255=\"\"),\"\",IF(ISERROR(-LOOKUP(1,-RIGHT(LE5255,ROW($1:$80)))),TEXT(LE5294,\"####################.0\")*1,-LOOKUP(1,-RIGHT(LE5255,ROW($1:$80)))))","v":""},{"$f":"IF(OR(ISBLANK(LF100),LF5255=\"\"),\"\",IF(ISERROR(-LOOKUP(1,-RIGHT(LF5255,ROW($1:$80)))),TEXT(LF5294,\"####################.0\")*1,-LOOKUP(1,-RIGHT(LF5255,ROW($1:$80)))))","v":""},{"$f":"IF(OR(ISBLANK(LG100),LG5255=\"\"),\"\",IF(ISERROR(-LOOKUP(1,-RIGHT(LG5255,ROW($1:$80)))),TEXT(LG5294,\"####################.0\")*1,-LOOKUP(1,-RIGHT(LG5255,ROW($1:$80)))))","v":""},{"$f":"IF(OR(ISBLANK(LH100),LH5255=\"\"),\"\",IF(ISERROR(-LOOKUP(1,-RIGHT(LH5255,ROW($1:$80)))),TEXT(LH5294,\"####################.0\")*1,-LOOKUP(1,-RIGHT(LH5255,ROW($1:$80)))))","v":""},{"$f":"IF(OR(ISBLANK(LI100),LI5255=\"\"),\"\",IF(ISERROR(-LOOKUP(1,-RIGHT(LI5255,ROW($1:$80)))),TEXT(LI5294,\"####################.0\")*1,-LOOKUP(1,-RIGHT(LI5255,ROW($1:$80)))))","v":""},{"$f":"IF(OR(ISBLANK(LJ100),LJ5255=\"\"),\"\",IF(ISERROR(-LOOKUP(1,-RIGHT(LJ5255,ROW($1:$80)))),TEXT(LJ5294,\"####################.0\")*1,-LOOKUP(1,-RIGHT(LJ5255,ROW($1:$80)))))","v":""},{"$f":"IF(OR(ISBLANK(LK100),LK5255=\"\"),\"\",IF(ISERROR(-LOOKUP(1,-RIGHT(LK5255,ROW($1:$80)))),TEXT(LK5294,\"####################.0\")*1,-LOOKUP(1,-RIGHT(LK5255,ROW($1:$80)))))","v":""},{"$f":"IF(OR(ISBLANK(LL100),LL5255=\"\"),\"\",IF(ISERROR(-LOOKUP(1,-RIGHT(LL5255,ROW($1:$80)))),TEXT(LL5294,\"####################.0\")*1,-LOOKUP(1,-RIGHT(LL5255,ROW($1:$80)))))","v":""},{"$f":"IF(OR(ISBLANK(LM100),LM5255=\"\"),\"\",IF(ISERROR(-LOOKUP(1,-RIGHT(LM5255,ROW($1:$80)))),TEXT(LM5294,\"####################.0\")*1,-LOOKUP(1,-RIGHT(LM5255,ROW($1:$80)))))","v":""},{"$f":"IF(OR(ISBLANK(LN100),LN5255=\"\"),\"\",IF(ISERROR(-LOOKUP(1,-RIGHT(LN5255,ROW($1:$80)))),TEXT(LN5294,\"####################.0\")*1,-LOOKUP(1,-RIGHT(LN5255,ROW($1:$80)))))","v":""},{"$f":"IF(OR(ISBLANK(LO100),LO5255=\"\"),\"\",IF(ISERROR(-LOOKUP(1,-RIGHT(LO5255,ROW($1:$80)))),TEXT(LO5294,\"####################.0\")*1,-LOOKUP(1,-RIGHT(LO5255,ROW($1:$80)))))","v":""},{"$f":"IF(OR(ISBLANK(LP100),LP5255=\"\"),\"\",IF(ISERROR(-LOOKUP(1,-RIGHT(LP5255,ROW($1:$80)))),TEXT(LP5294,\"####################.0\")*1,-LOOKUP(1,-RIGHT(LP5255,ROW($1:$80)))))","v":""},{"$f":"IF(OR(ISBLANK(LQ100),LQ5255=\"\"),\"\",IF(ISERROR(-LOOKUP(1,-RIGHT(LQ5255,ROW($1:$80)))),TEXT(LQ5294,\"####################.0\")*1,-LOOKUP(1,-RIGHT(LQ5255,ROW($1:$80)))))","v":""},{"$f":"IF(OR(ISBLANK(LR100),LR5255=\"\"),\"\",IF(ISERROR(-LOOKUP(1,-RIGHT(LR5255,ROW($1:$80)))),TEXT(LR5294,\"####################.0\")*1,-LOOKUP(1,-RIGHT(LR5255,ROW($1:$80)))))","v":""},{"$f":"IF(OR(ISBLANK(LS100),LS5255=\"\"),\"\",IF(ISERROR(-LOOKUP(1,-RIGHT(LS5255,ROW($1:$80)))),TEXT(LS5294,\"####################.0\")*1,-LOOKUP(1,-RIGHT(LS5255,ROW($1:$80)))))","v":""},{"$f":"IF(OR(ISBLANK(LT100),LT5255=\"\"),\"\",IF(ISERROR(-LOOKUP(1,-RIGHT(LT5255,ROW($1:$80)))),TEXT(LT5294,\"####################.0\")*1,-LOOKUP(1,-RIGHT(LT5255,ROW($1:$80)))))","v":""},{"$f":"IF(OR(ISBLANK(LU100),LU5255=\"\"),\"\",IF(ISERROR(-LOOKUP(1,-RIGHT(LU5255,ROW($1:$80)))),TEXT(LU5294,\"####################.0\")*1,-LOOKUP(1,-RIGHT(LU5255,ROW($1:$80)))))","v":""},{"$f":"IF(OR(ISBLANK(LV100),LV5255=\"\"),\"\",IF(ISERROR(-LOOKUP(1,-RIGHT(LV5255,ROW($1:$80)))),TEXT(LV5294,\"####################.0\")*1,-LOOKUP(1,-RIGHT(LV5255,ROW($1:$80)))))","v":""},{"$f":"IF(OR(ISBLANK(LW100),LW5255=\"\"),\"\",IF(ISERROR(-LOOKUP(1,-RIGHT(LW5255,ROW($1:$80)))),TEXT(LW5294,\"####################.0\")*1,-LOOKUP(1,-RIGHT(LW5255,ROW($1:$80)))))","v":""},{"$f":"IF(OR(ISBLANK(LX100),LX5255=\"\"),\"\",IF(ISERROR(-LOOKUP(1,-RIGHT(LX5255,ROW($1:$80)))),TEXT(LX5294,\"####################.0\")*1,-LOOKUP(1,-RIGHT(LX5255,ROW($1:$80)))))","v":""},{"$f":"IF(OR(ISBLANK(LY100),LY5255=\"\"),\"\",IF(ISERROR(-LOOKUP(1,-RIGHT(LY5255,ROW($1:$80)))),TEXT(LY5294,\"####################.0\")*1,-LOOKUP(1,-RIGHT(LY5255,ROW($1:$80)))))","v":""},{"$f":"IF(OR(ISBLANK(LZ100),LZ5255=\"\"),\"\",IF(ISERROR(-LOOKUP(1,-RIGHT(LZ5255,ROW($1:$80)))),TEXT(LZ5294,\"####################.0\")*1,-LOOKUP(1,-RIGHT(LZ5255,ROW($1:$80)))))","v":""},{"$f":"IF(OR(ISBLANK(MA100),MA5255=\"\"),\"\",IF(ISERROR(-LOOKUP(1,-RIGHT(MA5255,ROW($1:$80)))),TEXT(MA5294,\"####################.0\")*1,-LOOKUP(1,-RIGHT(MA5255,ROW($1:$80)))))","v":""},{"$f":"IF(OR(ISBLANK(MB100),MB5255=\"\"),\"\",IF(ISERROR(-LOOKUP(1,-RIGHT(MB5255,ROW($1:$80)))),TEXT(MB5294,\"####################.0\")*1,-LOOKUP(1,-RIGHT(MB5255,ROW($1:$80)))))","v":""},{"$f":"IF(OR(ISBLANK(MC100),MC5255=\"\"),\"\",IF(ISERROR(-LOOKUP(1,-RIGHT(MC5255,ROW($1:$80)))),TEXT(MC5294,\"####################.0\")*1,-LOOKUP(1,-RIGHT(MC5255,ROW($1:$80)))))","v":""},{"$f":"IF(OR(ISBLANK(MD100),MD5255=\"\"),\"\",IF(ISERROR(-LOOKUP(1,-RIGHT(MD5255,ROW($1:$80)))),TEXT(MD5294,\"####################.0\")*1,-LOOKUP(1,-RIGHT(MD5255,ROW($1:$80)))))","v":""},{"$f":"IF(OR(ISBLANK(ME100),ME5255=\"\"),\"\",IF(ISERROR(-LOOKUP(1,-RIGHT(ME5255,ROW($1:$80)))),TEXT(ME5294,\"####################.0\")*1,-LOOKUP(1,-RIGHT(ME5255,ROW($1:$80)))))","v":""},{"$f":"IF(OR(ISBLANK(MF100),MF5255=\"\"),\"\",IF(ISERROR(-LOOKUP(1,-RIGHT(MF5255,ROW($1:$80)))),TEXT(MF5294,\"####################.0\")*1,-LOOKUP(1,-RIGHT(MF5255,ROW($1:$80)))))","v":""},{"$f":"IF(OR(ISBLANK(MG100),MG5255=\"\"),\"\",IF(ISERROR(-LOOKUP(1,-RIGHT(MG5255,ROW($1:$80)))),TEXT(MG5294,\"####################.0\")*1,-LOOKUP(1,-RIGHT(MG5255,ROW($1:$80)))))","v":""},{"$f":"IF(OR(ISBLANK(MH100),MH5255=\"\"),\"\",IF(ISERROR(-LOOKUP(1,-RIGHT(MH5255,ROW($1:$80)))),TEXT(MH5294,\"####################.0\")*1,-LOOKUP(1,-RIGHT(MH5255,ROW($1:$80)))))","v":""},{"$f":"IF(OR(ISBLANK(MI100),MI5255=\"\"),\"\",IF(ISERROR(-LOOKUP(1,-RIGHT(MI5255,ROW($1:$80)))),TEXT(MI5294,\"####################.0\")*1,-LOOKUP(1,-RIGHT(MI5255,ROW($1:$80)))))","v":""},{"$f":"IF(OR(ISBLANK(MJ100),MJ5255=\"\"),\"\",IF(ISERROR(-LOOKUP(1,-RIGHT(MJ5255,ROW($1:$80)))),TEXT(MJ5294,\"####################.0\")*1,-LOOKUP(1,-RIGHT(MJ5255,ROW($1:$80)))))","v":""},{"$f":"IF(OR(ISBLANK(MK100),MK5255=\"\"),\"\",IF(ISERROR(-LOOKUP(1,-RIGHT(MK5255,ROW($1:$80)))),TEXT(MK5294,\"####################.0\")*1,-LOOKUP(1,-RIGHT(MK5255,ROW($1:$80)))))","v":""},{"$f":"IF(OR(ISBLANK(ML100),ML5255=\"\"),\"\",IF(ISERROR(-LOOKUP(1,-RIGHT(ML5255,ROW($1:$80)))),TEXT(ML5294,\"####################.0\")*1,-LOOKUP(1,-RIGHT(ML5255,ROW($1:$80)))))","v":""},{"$f":"IF(OR(ISBLANK(MM100),MM5255=\"\"),\"\",IF(ISERROR(-LOOKUP(1,-RIGHT(MM5255,ROW($1:$80)))),TEXT(MM5294,\"####################.0\")*1,-LOOKUP(1,-RIGHT(MM5255,ROW($1:$80)))))","v":""},{"$f":"IF(OR(ISBLANK(MN100),MN5255=\"\"),\"\",IF(ISERROR(-LOOKUP(1,-RIGHT(MN5255,ROW($1:$80)))),TEXT(MN5294,\"####################.0\")*1,-LOOKUP(1,-RIGHT(MN5255,ROW($1:$80)))))","v":""},{"$f":"IF(OR(ISBLANK(MO100),MO5255=\"\"),\"\",IF(ISERROR(-LOOKUP(1,-RIGHT(MO5255,ROW($1:$80)))),TEXT(MO5294,\"####################.0\")*1,-LOOKUP(1,-RIGHT(MO5255,ROW($1:$80)))))","v":""},{"$f":"IF(OR(ISBLANK(MP100),MP5255=\"\"),\"\",IF(ISERROR(-LOOKUP(1,-RIGHT(MP5255,ROW($1:$80)))),TEXT(MP5294,\"####################.0\")*1,-LOOKUP(1,-RIGHT(MP5255,ROW($1:$80)))))","v":""},{"$f":"IF(OR(ISBLANK(MQ100),MQ5255=\"\"),\"\",IF(ISERROR(-LOOKUP(1,-RIGHT(MQ5255,ROW($1:$80)))),TEXT(MQ5294,\"####################.0\")*1,-LOOKUP(1,-RIGHT(MQ5255,ROW($1:$80)))))","v":""},{"$f":"IF(OR(ISBLANK(MR100),MR5255=\"\"),\"\",IF(ISERROR(-LOOKUP(1,-RIGHT(MR5255,ROW($1:$80)))),TEXT(MR5294,\"####################.0\")*1,-LOOKUP(1,-RIGHT(MR5255,ROW($1:$80)))))","v":""},{"$f":"IF(OR(ISBLANK(MS100),MS5255=\"\"),\"\",IF(ISERROR(-LOOKUP(1,-RIGHT(MS5255,ROW($1:$80)))),TEXT(MS5294,\"####################.0\")*1,-LOOKUP(1,-RIGHT(MS5255,ROW($1:$80)))))","v":""},{"$f":"IF(OR(ISBLANK(MT100),MT5255=\"\"),\"\",IF(ISERROR(-LOOKUP(1,-RIGHT(MT5255,ROW($1:$80)))),TEXT(MT5294,\"####################.0\")*1,-LOOKUP(1,-RIGHT(MT5255,ROW($1:$80)))))","v":""},{"$f":"IF(OR(ISBLANK(MU100),MU5255=\"\"),\"\",IF(ISERROR(-LOOKUP(1,-RIGHT(MU5255,ROW($1:$80)))),TEXT(MU5294,\"####################.0\")*1,-LOOKUP(1,-RIGHT(MU5255,ROW($1:$80)))))","v":""},{"$f":"IF(OR(ISBLANK(MV100),MV5255=\"\"),\"\",IF(ISERROR(-LOOKUP(1,-RIGHT(MV5255,ROW($1:$80)))),TEXT(MV5294,\"####################.0\")*1,-LOOKUP(1,-RIGHT(MV5255,ROW($1:$80)))))","v":""},{"$f":"IF(OR(ISBLANK(MW100),MW5255=\"\"),\"\",IF(ISERROR(-LOOKUP(1,-RIGHT(MW5255,ROW($1:$80)))),TEXT(MW5294,\"####################.0\")*1,-LOOKUP(1,-RIGHT(MW5255,ROW($1:$80)))))","v":""},{"$f":"IF(OR(ISBLANK(MX100),MX5255=\"\"),\"\",IF(ISERROR(-LOOKUP(1,-RIGHT(MX5255,ROW($1:$80)))),TEXT(MX5294,\"####################.0\")*1,-LOOKUP(1,-RIGHT(MX5255,ROW($1:$80)))))","v":""},{"$f":"IF(OR(ISBLANK(MY100),MY5255=\"\"),\"\",IF(ISERROR(-LOOKUP(1,-RIGHT(MY5255,ROW($1:$80)))),TEXT(MY5294,\"####################.0\")*1,-LOOKUP(1,-RIGHT(MY5255,ROW($1:$80)))))","v":""},{"$f":"IF(OR(ISBLANK(MZ100),MZ5255=\"\"),\"\",IF(ISERROR(-LOOKUP(1,-RIGHT(MZ5255,ROW($1:$80)))),TEXT(MZ5294,\"####################.0\")*1,-LOOKUP(1,-RIGHT(MZ5255,ROW($1:$80)))))","v":""},{"$f":"IF(OR(ISBLANK(NA100),NA5255=\"\"),\"\",IF(ISERROR(-LOOKUP(1,-RIGHT(NA5255,ROW($1:$80)))),TEXT(NA5294,\"####################.0\")*1,-LOOKUP(1,-RIGHT(NA5255,ROW($1:$80)))))","v":""},{"$f":"IF(OR(ISBLANK(NB100),NB5255=\"\"),\"\",IF(ISERROR(-LOOKUP(1,-RIGHT(NB5255,ROW($1:$80)))),TEXT(NB5294,\"####################.0\")*1,-LOOKUP(1,-RIGHT(NB5255,ROW($1:$80)))))","v":""},{"$f":"IF(OR(ISBLANK(NC100),NC5255=\"\"),\"\",IF(ISERROR(-LOOKUP(1,-RIGHT(NC5255,ROW($1:$80)))),TEXT(NC5294,\"####################.0\")*1,-LOOKUP(1,-RIGHT(NC5255,ROW($1:$80)))))","v":""},{"$f":"IF(OR(ISBLANK(ND100),ND5255=\"\"),\"\",IF(ISERROR(-LOOKUP(1,-RIGHT(ND5255,ROW($1:$80)))),TEXT(ND5294,\"####################.0\")*1,-LOOKUP(1,-RIGHT(ND5255,ROW($1:$80)))))","v":""},{"$f":"IF(OR(ISBLANK(NE100),NE5255=\"\"),\"\",IF(ISERROR(-LOOKUP(1,-RIGHT(NE5255,ROW($1:$80)))),TEXT(NE5294,\"####################.0\")*1,-LOOKUP(1,-RIGHT(NE5255,ROW($1:$80)))))","v":""},{"$f":"IF(OR(ISBLANK(NF100),NF5255=\"\"),\"\",IF(ISERROR(-LOOKUP(1,-RIGHT(NF5255,ROW($1:$80)))),TEXT(NF5294,\"####################.0\")*1,-LOOKUP(1,-RIGHT(NF5255,ROW($1:$80)))))","v":""},{"$f":"IF(OR(ISBLANK(NG100),NG5255=\"\"),\"\",IF(ISERROR(-LOOKUP(1,-RIGHT(NG5255,ROW($1:$80)))),TEXT(NG5294,\"####################.0\")*1,-LOOKUP(1,-RIGHT(NG5255,ROW($1:$80)))))","v":""},{"$f":"IF(OR(ISBLANK(NH100),NH5255=\"\"),\"\",IF(ISERROR(-LOOKUP(1,-RIGHT(NH5255,ROW($1:$80)))),TEXT(NH5294,\"####################.0\")*1,-LOOKUP(1,-RIGHT(NH5255,ROW($1:$80)))))","v":""},{"$f":"IF(OR(ISBLANK(NI100),NI5255=\"\"),\"\",IF(ISERROR(-LOOKUP(1,-RIGHT(NI5255,ROW($1:$80)))),TEXT(NI5294,\"####################.0\")*1,-LOOKUP(1,-RIGHT(NI5255,ROW($1:$80)))))","v":""},{"$f":"IF(OR(ISBLANK(NJ100),NJ5255=\"\"),\"\",IF(ISERROR(-LOOKUP(1,-RIGHT(NJ5255,ROW($1:$80)))),TEXT(NJ5294,\"####################.0\")*1,-LOOKUP(1,-RIGHT(NJ5255,ROW($1:$80)))))","v":""},{"$f":"IF(OR(ISBLANK(NK100),NK5255=\"\"),\"\",IF(ISERROR(-LOOKUP(1,-RIGHT(NK5255,ROW($1:$80)))),TEXT(NK5294,\"####################.0\")*1,-LOOKUP(1,-RIGHT(NK5255,ROW($1:$80)))))","v":""},{"$f":"IF(OR(ISBLANK(NL100),NL5255=\"\"),\"\",IF(ISERROR(-LOOKUP(1,-RIGHT(NL5255,ROW($1:$80)))),TEXT(NL5294,\"####################.0\")*1,-LOOKUP(1,-RIGHT(NL5255,ROW($1:$80)))))","v":""},{"$f":"IF(OR(ISBLANK(NM100),NM5255=\"\"),\"\",IF(ISERROR(-LOOKUP(1,-RIGHT(NM5255,ROW($1:$80)))),TEXT(NM5294,\"####################.0\")*1,-LOOKUP(1,-RIGHT(NM5255,ROW($1:$80)))))","v":""},{"$f":"IF(OR(ISBLANK(NN100),NN5255=\"\"),\"\",IF(ISERROR(-LOOKUP(1,-RIGHT(NN5255,ROW($1:$80)))),TEXT(NN5294,\"####################.0\")*1,-LOOKUP(1,-RIGHT(NN5255,ROW($1:$80)))))","v":""},{"$f":"IF(OR(ISBLANK(NO100),NO5255=\"\"),\"\",IF(ISERROR(-LOOKUP(1,-RIGHT(NO5255,ROW($1:$80)))),TEXT(NO5294,\"####################.0\")*1,-LOOKUP(1,-RIGHT(NO5255,ROW($1:$80)))))","v":""},{"$f":"IF(OR(ISBLANK(NP100),NP5255=\"\"),\"\",IF(ISERROR(-LOOKUP(1,-RIGHT(NP5255,ROW($1:$80)))),TEXT(NP5294,\"####################.0\")*1,-LOOKUP(1,-RIGHT(NP5255,ROW($1:$80)))))","v":""},{"$f":"IF(OR(ISBLANK(NQ100),NQ5255=\"\"),\"\",IF(ISERROR(-LOOKUP(1,-RIGHT(NQ5255,ROW($1:$80)))),TEXT(NQ5294,\"####################.0\")*1,-LOOKUP(1,-RIGHT(NQ5255,ROW($1:$80)))))","v":""},{"$f":"IF(OR(ISBLANK(NR100),NR5255=\"\"),\"\",IF(ISERROR(-LOOKUP(1,-RIGHT(NR5255,ROW($1:$80)))),TEXT(NR5294,\"####################.0\")*1,-LOOKUP(1,-RIGHT(NR5255,ROW($1:$80)))))","v":""},{"$f":"IF(OR(ISBLANK(NS100),NS5255=\"\"),\"\",IF(ISERROR(-LOOKUP(1,-RIGHT(NS5255,ROW($1:$80)))),TEXT(NS5294,\"####################.0\")*1,-LOOKUP(1,-RIGHT(NS5255,ROW($1:$80)))))","v":""},{"$f":"IF(OR(ISBLANK(NT100),NT5255=\"\"),\"\",IF(ISERROR(-LOOKUP(1,-RIGHT(NT5255,ROW($1:$80)))),TEXT(NT5294,\"####################.0\")*1,-LOOKUP(1,-RIGHT(NT5255,ROW($1:$80)))))","v":""},{"$f":"IF(OR(ISBLANK(NU100),NU5255=\"\"),\"\",IF(ISERROR(-LOOKUP(1,-RIGHT(NU5255,ROW($1:$80)))),TEXT(NU5294,\"####################.0\")*1,-LOOKUP(1,-RIGHT(NU5255,ROW($1:$80)))))","v":""},{"$f":"IF(OR(ISBLANK(NV100),NV5255=\"\"),\"\",IF(ISERROR(-LOOKUP(1,-RIGHT(NV5255,ROW($1:$80)))),TEXT(NV5294,\"####################.0\")*1,-LOOKUP(1,-RIGHT(NV5255,ROW($1:$80)))))","v":""},{"$f":"IF(OR(ISBLANK(NW100),NW5255=\"\"),\"\",IF(ISERROR(-LOOKUP(1,-RIGHT(NW5255,ROW($1:$80)))),TEXT(NW5294,\"####################.0\")*1,-LOOKUP(1,-RIGHT(NW5255,ROW($1:$80)))))","v":""},{"$f":"IF(OR(ISBLANK(NX100),NX5255=\"\"),\"\",IF(ISERROR(-LOOKUP(1,-RIGHT(NX5255,ROW($1:$80)))),TEXT(NX5294,\"####################.0\")*1,-LOOKUP(1,-RIGHT(NX5255,ROW($1:$80)))))","v":""},{"$f":"IF(OR(ISBLANK(NY100),NY5255=\"\"),\"\",IF(ISERROR(-LOOKUP(1,-RIGHT(NY5255,ROW($1:$80)))),TEXT(NY5294,\"####################.0\")*1,-LOOKUP(1,-RIGHT(NY5255,ROW($1:$80)))))","v":""},{"$f":"IF(OR(ISBLANK(NZ100),NZ5255=\"\"),\"\",IF(ISERROR(-LOOKUP(1,-RIGHT(NZ5255,ROW($1:$80)))),TEXT(NZ5294,\"####################.0\")*1,-LOOKUP(1,-RIGHT(NZ5255,ROW($1:$80)))))","v":""},{"$f":"IF(OR(ISBLANK(OA100),OA5255=\"\"),\"\",IF(ISERROR(-LOOKUP(1,-RIGHT(OA5255,ROW($1:$80)))),TEXT(OA5294,\"####################.0\")*1,-LOOKUP(1,-RIGHT(OA5255,ROW($1:$80)))))","v":""},{"$f":"IF(OR(ISBLANK(OB100),OB5255=\"\"),\"\",IF(ISERROR(-LOOKUP(1,-RIGHT(OB5255,ROW($1:$80)))),TEXT(OB5294,\"####################.0\")*1,-LOOKUP(1,-RIGHT(OB5255,ROW($1:$80)))))","v":""},{"$f":"IF(OR(ISBLANK(OC100),OC5255=\"\"),\"\",IF(ISERROR(-LOOKUP(1,-RIGHT(OC5255,ROW($1:$80)))),TEXT(OC5294,\"####################.0\")*1,-LOOKUP(1,-RIGHT(OC5255,ROW($1:$80)))))","v":""},{"$f":"IF(OR(ISBLANK(OD100),OD5255=\"\"),\"\",IF(ISERROR(-LOOKUP(1,-RIGHT(OD5255,ROW($1:$80)))),TEXT(OD5294,\"####################.0\")*1,-LOOKUP(1,-RIGHT(OD5255,ROW($1:$80)))))","v":""},{"$f":"IF(OR(ISBLANK(OE100),OE5255=\"\"),\"\",IF(ISERROR(-LOOKUP(1,-RIGHT(OE5255,ROW($1:$80)))),TEXT(OE5294,\"####################.0\")*1,-LOOKUP(1,-RIGHT(OE5255,ROW($1:$80)))))","v":""},{"$f":"IF(OR(ISBLANK(OF100),OF5255=\"\"),\"\",IF(ISERROR(-LOOKUP(1,-RIGHT(OF5255,ROW($1:$80)))),TEXT(OF5294,\"####################.0\")*1,-LOOKUP(1,-RIGHT(OF5255,ROW($1:$80)))))","v":""},{"$f":"IF(OR(ISBLANK(OG100),OG5255=\"\"),\"\",IF(ISERROR(-LOOKUP(1,-RIGHT(OG5255,ROW($1:$80)))),TEXT(OG5294,\"####################.0\")*1,-LOOKUP(1,-RIGHT(OG5255,ROW($1:$80)))))","v":""},{"$f":"IF(OR(ISBLANK(OH100),OH5255=\"\"),\"\",IF(ISERROR(-LOOKUP(1,-RIGHT(OH5255,ROW($1:$80)))),TEXT(OH5294,\"####################.0\")*1,-LOOKUP(1,-RIGHT(OH5255,ROW($1:$80)))))","v":""},{"$f":"IF(OR(ISBLANK(OI100),OI5255=\"\"),\"\",IF(ISERROR(-LOOKUP(1,-RIGHT(OI5255,ROW($1:$80)))),TEXT(OI5294,\"####################.0\")*1,-LOOKUP(1,-RIGHT(OI5255,ROW($1:$80)))))","v":""},{"$f":"IF(OR(ISBLANK(OJ100),OJ5255=\"\"),\"\",IF(ISERROR(-LOOKUP(1,-RIGHT(OJ5255,ROW($1:$80)))),TEXT(OJ5294,\"####################.0\")*1,-LOOKUP(1,-RIGHT(OJ5255,ROW($1:$80)))))","v":""},{"$f":"IF(OR(ISBLANK(OK100),OK5255=\"\"),\"\",IF(ISERROR(-LOOKUP(1,-RIGHT(OK5255,ROW($1:$80)))),TEXT(OK5294,\"####################.0\")*1,-LOOKUP(1,-RIGHT(OK5255,ROW($1:$80)))))","v":""},{"$f":"IF(OR(ISBLANK(OL100),OL5255=\"\"),\"\",IF(ISERROR(-LOOKUP(1,-RIGHT(OL5255,ROW($1:$80)))),TEXT(OL5294,\"####################.0\")*1,-LOOKUP(1,-RIGHT(OL5255,ROW($1:$80)))))","v":""},{"$f":"IF(OR(ISBLANK(OM100),OM5255=\"\"),\"\",IF(ISERROR(-LOOKUP(1,-RIGHT(OM5255,ROW($1:$80)))),TEXT(OM5294,\"####################.0\")*1,-LOOKUP(1,-RIGHT(OM5255,ROW($1:$80)))))","v":""},{"$f":"IF(OR(ISBLANK(ON100),ON5255=\"\"),\"\",IF(ISERROR(-LOOKUP(1,-RIGHT(ON5255,ROW($1:$80)))),TEXT(ON5294,\"####################.0\")*1,-LOOKUP(1,-RIGHT(ON5255,ROW($1:$80)))))","v":""},{"$f":"IF(OR(ISBLANK(OO100),OO5255=\"\"),\"\",IF(ISERROR(-LOOKUP(1,-RIGHT(OO5255,ROW($1:$80)))),TEXT(OO5294,\"####################.0\")*1,-LOOKUP(1,-RIGHT(OO5255,ROW($1:$80)))))","v":""},{"$f":"IF(OR(ISBLANK(OP100),OP5255=\"\"),\"\",IF(ISERROR(-LOOKUP(1,-RIGHT(OP5255,ROW($1:$80)))),TEXT(OP5294,\"####################.0\")*1,-LOOKUP(1,-RIGHT(OP5255,ROW($1:$80)))))","v":""},{"$f":"IF(OR(ISBLANK(OQ100),OQ5255=\"\"),\"\",IF(ISERROR(-LOOKUP(1,-RIGHT(OQ5255,ROW($1:$80)))),TEXT(OQ5294,\"####################.0\")*1,-LOOKUP(1,-RIGHT(OQ5255,ROW($1:$80)))))","v":""}]
[null,null,null,null,null,null,"誘導設計",{"$f":"IF(OR(ISBLANK(H100),H5254=\"\"),\"\",IF(ISERROR(-LOOKUP(1,-LEFT(MID(H5254,17,15),ROW($1:$16)))),TEXT(H5296,\"####################.0\")*1,-LOOKUP(1,-LEFT(MID(H5254,17,15),ROW($1:$16)))))","v":""},{"$f":"IF(OR(ISBLANK(I100),I5254=\"\"),\"\",IF(ISERROR(-LOOKUP(1,-LEFT(MID(I5254,17,15),ROW($1:$16)))),TEXT(I5296,\"####################.0\")*1,-LOOKUP(1,-LEFT(MID(I5254,17,15),ROW($1:$16)))))","v":""},{"$f":"IF(OR(ISBLANK(J100),J5254=\"\"),\"\",IF(ISERROR(-LOOKUP(1,-LEFT(MID(J5254,17,15),ROW($1:$16)))),TEXT(J5296,\"####################.0\")*1,-LOOKUP(1,-LEFT(MID(J5254,17,15),ROW($1:$16)))))","v":""},{"$f":"IF(OR(ISBLANK(K100),K5254=\"\"),\"\",IF(ISERROR(-LOOKUP(1,-LEFT(MID(K5254,17,15),ROW($1:$16)))),TEXT(K5296,\"####################.0\")*1,-LOOKUP(1,-LEFT(MID(K5254,17,15),ROW($1:$16)))))","v":""},{"$f":"IF(OR(ISBLANK(L100),L5254=\"\"),\"\",IF(ISERROR(-LOOKUP(1,-LEFT(MID(L5254,17,15),ROW($1:$16)))),TEXT(L5296,\"####################.0\")*1,-LOOKUP(1,-LEFT(MID(L5254,17,15),ROW($1:$16)))))","v":""},{"$f":"IF(OR(ISBLANK(M100),M5254=\"\"),\"\",IF(ISERROR(-LOOKUP(1,-LEFT(MID(M5254,17,15),ROW($1:$16)))),TEXT(M5296,\"####################.0\")*1,-LOOKUP(1,-LEFT(MID(M5254,17,15),ROW($1:$16)))))","v":""},{"$f":"IF(OR(ISBLANK(N100),N5254=\"\"),\"\",IF(ISERROR(-LOOKUP(1,-LEFT(MID(N5254,17,15),ROW($1:$16)))),TEXT(N5296,\"####################.0\")*1,-LOOKUP(1,-LEFT(MID(N5254,17,15),ROW($1:$16)))))","v":""},{"$f":"IF(OR(ISBLANK(O100),O5254=\"\"),\"\",IF(ISERROR(-LOOKUP(1,-LEFT(MID(O5254,17,15),ROW($1:$16)))),TEXT(O5296,\"####################.0\")*1,-LOOKUP(1,-LEFT(MID(O5254,17,15),ROW($1:$16)))))","v":""},{"$f":"IF(OR(ISBLANK(P100),P5254=\"\"),\"\",IF(ISERROR(-LOOKUP(1,-LEFT(MID(P5254,17,15),ROW($1:$16)))),TEXT(P5296,\"####################.0\")*1,-LOOKUP(1,-LEFT(MID(P5254,17,15),ROW($1:$16)))))","v":""},{"$f":"IF(OR(ISBLANK(Q100),Q5254=\"\"),\"\",IF(ISERROR(-LOOKUP(1,-LEFT(MID(Q5254,17,15),ROW($1:$16)))),TEXT(Q5296,\"####################.0\")*1,-LOOKUP(1,-LEFT(MID(Q5254,17,15),ROW($1:$16)))))","v":""},{"$f":"IF(OR(ISBLANK(R100),R5254=\"\"),\"\",IF(ISERROR(-LOOKUP(1,-LEFT(MID(R5254,17,15),ROW($1:$16)))),TEXT(R5296,\"####################.0\")*1,-LOOKUP(1,-LEFT(MID(R5254,17,15),ROW($1:$16)))))","v":""},{"$f":"IF(OR(ISBLANK(S100),S5254=\"\"),\"\",IF(ISERROR(-LOOKUP(1,-LEFT(MID(S5254,17,15),ROW($1:$16)))),TEXT(S5296,\"####################.0\")*1,-LOOKUP(1,-LEFT(MID(S5254,17,15),ROW($1:$16)))))","v":""},{"$f":"IF(OR(ISBLANK(T100),T5254=\"\"),\"\",IF(ISERROR(-LOOKUP(1,-LEFT(MID(T5254,17,15),ROW($1:$16)))),TEXT(T5296,\"####################.0\")*1,-LOOKUP(1,-LEFT(MID(T5254,17,15),ROW($1:$16)))))","v":""},{"$f":"IF(OR(ISBLANK(U100),U5254=\"\"),\"\",IF(ISERROR(-LOOKUP(1,-LEFT(MID(U5254,17,15),ROW($1:$16)))),TEXT(U5296,\"####################.0\")*1,-LOOKUP(1,-LEFT(MID(U5254,17,15),ROW($1:$16)))))","v":""},{"$f":"IF(OR(ISBLANK(V100),V5254=\"\"),\"\",IF(ISERROR(-LOOKUP(1,-LEFT(MID(V5254,17,15),ROW($1:$16)))),TEXT(V5296,\"####################.0\")*1,-LOOKUP(1,-LEFT(MID(V5254,17,15),ROW($1:$16)))))","v":""},{"$f":"IF(OR(ISBLANK(W100),W5254=\"\"),\"\",IF(ISERROR(-LOOKUP(1,-LEFT(MID(W5254,17,15),ROW($1:$16)))),TEXT(W5296,\"####################.0\")*1,-LOOKUP(1,-LEFT(MID(W5254,17,15),ROW($1:$16)))))","v":""},{"$f":"IF(OR(ISBLANK(X100),X5254=\"\"),\"\",IF(ISERROR(-LOOKUP(1,-LEFT(MID(X5254,17,15),ROW($1:$16)))),TEXT(X5296,\"####################.0\")*1,-LOOKUP(1,-LEFT(MID(X5254,17,15),ROW($1:$16)))))","v":""},{"$f":"IF(OR(ISBLANK(Y100),Y5254=\"\"),\"\",IF(ISERROR(-LOOKUP(1,-LEFT(MID(Y5254,17,15),ROW($1:$16)))),TEXT(Y5296,\"####################.0\")*1,-LOOKUP(1,-LEFT(MID(Y5254,17,15),ROW($1:$16)))))","v":""},{"$f":"IF(OR(ISBLANK(Z100),Z5254=\"\"),\"\",IF(ISERROR(-LOOKUP(1,-LEFT(MID(Z5254,17,15),ROW($1:$16)))),TEXT(Z5296,\"####################.0\")*1,-LOOKUP(1,-LEFT(MID(Z5254,17,15),ROW($1:$16)))))","v":""},{"$f":"IF(OR(ISBLANK(AA100),AA5254=\"\"),\"\",IF(ISERROR(-LOOKUP(1,-LEFT(MID(AA5254,17,15),ROW($1:$16)))),TEXT(AA5296,\"####################.0\")*1,-LOOKUP(1,-LEFT(MID(AA5254,17,15),ROW($1:$16)))))","v":""},{"$f":"IF(OR(ISBLANK(AB100),AB5254=\"\"),\"\",IF(ISERROR(-LOOKUP(1,-LEFT(MID(AB5254,17,15),ROW($1:$16)))),TEXT(AB5296,\"####################.0\")*1,-LOOKUP(1,-LEFT(MID(AB5254,17,15),ROW($1:$16)))))","v":""},{"$f":"IF(OR(ISBLANK(AC100),AC5254=\"\"),\"\",IF(ISERROR(-LOOKUP(1,-LEFT(MID(AC5254,17,15),ROW($1:$16)))),TEXT(AC5296,\"####################.0\")*1,-LOOKUP(1,-LEFT(MID(AC5254,17,15),ROW($1:$16)))))","v":""},{"$f":"IF(OR(ISBLANK(AD100),AD5254=\"\"),\"\",IF(ISERROR(-LOOKUP(1,-LEFT(MID(AD5254,17,15),ROW($1:$16)))),TEXT(AD5296,\"####################.0\")*1,-LOOKUP(1,-LEFT(MID(AD5254,17,15),ROW($1:$16)))))","v":""},{"$f":"IF(OR(ISBLANK(AE100),AE5254=\"\"),\"\",IF(ISERROR(-LOOKUP(1,-LEFT(MID(AE5254,17,15),ROW($1:$16)))),TEXT(AE5296,\"####################.0\")*1,-LOOKUP(1,-LEFT(MID(AE5254,17,15),ROW($1:$16)))))","v":""},{"$f":"IF(OR(ISBLANK(AF100),AF5254=\"\"),\"\",IF(ISERROR(-LOOKUP(1,-LEFT(MID(AF5254,17,15),ROW($1:$16)))),TEXT(AF5296,\"####################.0\")*1,-LOOKUP(1,-LEFT(MID(AF5254,17,15),ROW($1:$16)))))","v":""},{"$f":"IF(OR(ISBLANK(AG100),AG5254=\"\"),\"\",IF(ISERROR(-LOOKUP(1,-LEFT(MID(AG5254,17,15),ROW($1:$16)))),TEXT(AG5296,\"####################.0\")*1,-LOOKUP(1,-LEFT(MID(AG5254,17,15),ROW($1:$16)))))","v":""},{"$f":"IF(OR(ISBLANK(AH100),AH5254=\"\"),\"\",IF(ISERROR(-LOOKUP(1,-LEFT(MID(AH5254,17,15),ROW($1:$16)))),TEXT(AH5296,\"####################.0\")*1,-LOOKUP(1,-LEFT(MID(AH5254,17,15),ROW($1:$16)))))","v":""},{"$f":"IF(OR(ISBLANK(AI100),AI5254=\"\"),\"\",IF(ISERROR(-LOOKUP(1,-LEFT(MID(AI5254,17,15),ROW($1:$16)))),TEXT(AI5296,\"####################.0\")*1,-LOOKUP(1,-LEFT(MID(AI5254,17,15),ROW($1:$16)))))","v":""},{"$f":"IF(OR(ISBLANK(AJ100),AJ5254=\"\"),\"\",IF(ISERROR(-LOOKUP(1,-LEFT(MID(AJ5254,17,15),ROW($1:$16)))),TEXT(AJ5296,\"####################.0\")*1,-LOOKUP(1,-LEFT(MID(AJ5254,17,15),ROW($1:$16)))))","v":""},{"$f":"IF(OR(ISBLANK(AK100),AK5254=\"\"),\"\",IF(ISERROR(-LOOKUP(1,-LEFT(MID(AK5254,17,15),ROW($1:$16)))),TEXT(AK5296,\"####################.0\")*1,-LOOKUP(1,-LEFT(MID(AK5254,17,15),ROW($1:$16)))))","v":""},{"$f":"IF(OR(ISBLANK(AL100),AL5254=\"\"),\"\",IF(ISERROR(-LOOKUP(1,-LEFT(MID(AL5254,17,15),ROW($1:$16)))),TEXT(AL5296,\"####################.0\")*1,-LOOKUP(1,-LEFT(MID(AL5254,17,15),ROW($1:$16)))))","v":""},{"$f":"IF(OR(ISBLANK(AM100),AM5254=\"\"),\"\",IF(ISERROR(-LOOKUP(1,-LEFT(MID(AM5254,17,15),ROW($1:$16)))),TEXT(AM5296,\"####################.0\")*1,-LOOKUP(1,-LEFT(MID(AM5254,17,15),ROW($1:$16)))))","v":""},{"$f":"IF(OR(ISBLANK(AN100),AN5254=\"\"),\"\",IF(ISERROR(-LOOKUP(1,-LEFT(MID(AN5254,17,15),ROW($1:$16)))),TEXT(AN5296,\"####################.0\")*1,-LOOKUP(1,-LEFT(MID(AN5254,17,15),ROW($1:$16)))))","v":""},{"$f":"IF(OR(ISBLANK(AO100),AO5254=\"\"),\"\",IF(ISERROR(-LOOKUP(1,-LEFT(MID(AO5254,17,15),ROW($1:$16)))),TEXT(AO5296,\"####################.0\")*1,-LOOKUP(1,-LEFT(MID(AO5254,17,15),ROW($1:$16)))))","v":""},{"$f":"IF(OR(ISBLANK(AP100),AP5254=\"\"),\"\",IF(ISERROR(-LOOKUP(1,-LEFT(MID(AP5254,17,15),ROW($1:$16)))),TEXT(AP5296,\"####################.0\")*1,-LOOKUP(1,-LEFT(MID(AP5254,17,15),ROW($1:$16)))))","v":""},{"$f":"IF(OR(ISBLANK(AQ100),AQ5254=\"\"),\"\",IF(ISERROR(-LOOKUP(1,-LEFT(MID(AQ5254,17,15),ROW($1:$16)))),TEXT(AQ5296,\"####################.0\")*1,-LOOKUP(1,-LEFT(MID(AQ5254,17,15),ROW($1:$16)))))","v":""},{"$f":"IF(OR(ISBLANK(AR100),AR5254=\"\"),\"\",IF(ISERROR(-LOOKUP(1,-LEFT(MID(AR5254,17,15),ROW($1:$16)))),TEXT(AR5296,\"####################.0\")*1,-LOOKUP(1,-LEFT(MID(AR5254,17,15),ROW($1:$16)))))","v":""},{"$f":"IF(OR(ISBLANK(AS100),AS5254=\"\"),\"\",IF(ISERROR(-LOOKUP(1,-LEFT(MID(AS5254,17,15),ROW($1:$16)))),TEXT(AS5296,\"####################.0\")*1,-LOOKUP(1,-LEFT(MID(AS5254,17,15),ROW($1:$16)))))","v":""},{"$f":"IF(OR(ISBLANK(AT100),AT5254=\"\"),\"\",IF(ISERROR(-LOOKUP(1,-LEFT(MID(AT5254,17,15),ROW($1:$16)))),TEXT(AT5296,\"####################.0\")*1,-LOOKUP(1,-LEFT(MID(AT5254,17,15),ROW($1:$16)))))","v":""},{"$f":"IF(OR(ISBLANK(AU100),AU5254=\"\"),\"\",IF(ISERROR(-LOOKUP(1,-LEFT(MID(AU5254,17,15),ROW($1:$16)))),TEXT(AU5296,\"####################.0\")*1,-LOOKUP(1,-LEFT(MID(AU5254,17,15),ROW($1:$16)))))","v":""},{"$f":"IF(OR(ISBLANK(AV100),AV5254=\"\"),\"\",IF(ISERROR(-LOOKUP(1,-LEFT(MID(AV5254,17,15),ROW($1:$16)))),TEXT(AV5296,\"####################.0\")*1,-LOOKUP(1,-LEFT(MID(AV5254,17,15),ROW($1:$16)))))","v":""},{"$f":"IF(OR(ISBLANK(AW100),AW5254=\"\"),\"\",IF(ISERROR(-LOOKUP(1,-LEFT(MID(AW5254,17,15),ROW($1:$16)))),TEXT(AW5296,\"####################.0\")*1,-LOOKUP(1,-LEFT(MID(AW5254,17,15),ROW($1:$16)))))","v":""},{"$f":"IF(OR(ISBLANK(AX100),AX5254=\"\"),\"\",IF(ISERROR(-LOOKUP(1,-LEFT(MID(AX5254,17,15),ROW($1:$16)))),TEXT(AX5296,\"####################.0\")*1,-LOOKUP(1,-LEFT(MID(AX5254,17,15),ROW($1:$16)))))","v":""},{"$f":"IF(OR(ISBLANK(AY100),AY5254=\"\"),\"\",IF(ISERROR(-LOOKUP(1,-LEFT(MID(AY5254,17,15),ROW($1:$16)))),TEXT(AY5296,\"####################.0\")*1,-LOOKUP(1,-LEFT(MID(AY5254,17,15),ROW($1:$16)))))","v":""},{"$f":"IF(OR(ISBLANK(AZ100),AZ5254=\"\"),\"\",IF(ISERROR(-LOOKUP(1,-LEFT(MID(AZ5254,17,15),ROW($1:$16)))),TEXT(AZ5296,\"####################.0\")*1,-LOOKUP(1,-LEFT(MID(AZ5254,17,15),ROW($1:$16)))))","v":""},{"$f":"IF(OR(ISBLANK(BA100),BA5254=\"\"),\"\",IF(ISERROR(-LOOKUP(1,-LEFT(MID(BA5254,17,15),ROW($1:$16)))),TEXT(BA5296,\"####################.0\")*1,-LOOKUP(1,-LEFT(MID(BA5254,17,15),ROW($1:$16)))))","v":""},{"$f":"IF(OR(ISBLANK(BB100),BB5254=\"\"),\"\",IF(ISERROR(-LOOKUP(1,-LEFT(MID(BB5254,17,15),ROW($1:$16)))),TEXT(BB5296,\"####################.0\")*1,-LOOKUP(1,-LEFT(MID(BB5254,17,15),ROW($1:$16)))))","v":""},{"$f":"IF(OR(ISBLANK(BC100),BC5254=\"\"),\"\",IF(ISERROR(-LOOKUP(1,-LEFT(MID(BC5254,17,15),ROW($1:$16)))),TEXT(BC5296,\"####################.0\")*1,-LOOKUP(1,-LEFT(MID(BC5254,17,15),ROW($1:$16)))))","v":""},{"$f":"IF(OR(ISBLANK(BD100),BD5254=\"\"),\"\",IF(ISERROR(-LOOKUP(1,-LEFT(MID(BD5254,17,15),ROW($1:$16)))),TEXT(BD5296,\"####################.0\")*1,-LOOKUP(1,-LEFT(MID(BD5254,17,15),ROW($1:$16)))))","v":""},{"$f":"IF(OR(ISBLANK(BE100),BE5254=\"\"),\"\",IF(ISERROR(-LOOKUP(1,-LEFT(MID(BE5254,17,15),ROW($1:$16)))),TEXT(BE5296,\"####################.0\")*1,-LOOKUP(1,-LEFT(MID(BE5254,17,15),ROW($1:$16)))))","v":""},{"$f":"IF(OR(ISBLANK(BF100),BF5254=\"\"),\"\",IF(ISERROR(-LOOKUP(1,-LEFT(MID(BF5254,17,15),ROW($1:$16)))),TEXT(BF5296,\"####################.0\")*1,-LOOKUP(1,-LEFT(MID(BF5254,17,15),ROW($1:$16)))))","v":""},{"$f":"IF(OR(ISBLANK(BG100),BG5254=\"\"),\"\",IF(ISERROR(-LOOKUP(1,-LEFT(MID(BG5254,17,15),ROW($1:$16)))),TEXT(BG5296,\"####################.0\")*1,-LOOKUP(1,-LEFT(MID(BG5254,17,15),ROW($1:$16)))))","v":""},{"$f":"IF(OR(ISBLANK(BH100),BH5254=\"\"),\"\",IF(ISERROR(-LOOKUP(1,-LEFT(MID(BH5254,17,15),ROW($1:$16)))),TEXT(BH5296,\"####################.0\")*1,-LOOKUP(1,-LEFT(MID(BH5254,17,15),ROW($1:$16)))))","v":""},{"$f":"IF(OR(ISBLANK(BI100),BI5254=\"\"),\"\",IF(ISERROR(-LOOKUP(1,-LEFT(MID(BI5254,17,15),ROW($1:$16)))),TEXT(BI5296,\"####################.0\")*1,-LOOKUP(1,-LEFT(MID(BI5254,17,15),ROW($1:$16)))))","v":""},{"$f":"IF(OR(ISBLANK(BJ100),BJ5254=\"\"),\"\",IF(ISERROR(-LOOKUP(1,-LEFT(MID(BJ5254,17,15),ROW($1:$16)))),TEXT(BJ5296,\"####################.0\")*1,-LOOKUP(1,-LEFT(MID(BJ5254,17,15),ROW($1:$16)))))","v":""},{"$f":"IF(OR(ISBLANK(BK100),BK5254=\"\"),\"\",IF(ISERROR(-LOOKUP(1,-LEFT(MID(BK5254,17,15),ROW($1:$16)))),TEXT(BK5296,\"####################.0\")*1,-LOOKUP(1,-LEFT(MID(BK5254,17,15),ROW($1:$16)))))","v":""},{"$f":"IF(OR(ISBLANK(BL100),BL5254=\"\"),\"\",IF(ISERROR(-LOOKUP(1,-LEFT(MID(BL5254,17,15),ROW($1:$16)))),TEXT(BL5296,\"####################.0\")*1,-LOOKUP(1,-LEFT(MID(BL5254,17,15),ROW($1:$16)))))","v":""},{"$f":"IF(OR(ISBLANK(BM100),BM5254=\"\"),\"\",IF(ISERROR(-LOOKUP(1,-LEFT(MID(BM5254,17,15),ROW($1:$16)))),TEXT(BM5296,\"####################.0\")*1,-LOOKUP(1,-LEFT(MID(BM5254,17,15),ROW($1:$16)))))","v":""},{"$f":"IF(OR(ISBLANK(BN100),BN5254=\"\"),\"\",IF(ISERROR(-LOOKUP(1,-LEFT(MID(BN5254,17,15),ROW($1:$16)))),TEXT(BN5296,\"####################.0\")*1,-LOOKUP(1,-LEFT(MID(BN5254,17,15),ROW($1:$16)))))","v":""},{"$f":"IF(OR(ISBLANK(BO100),BO5254=\"\"),\"\",IF(ISERROR(-LOOKUP(1,-LEFT(MID(BO5254,17,15),ROW($1:$16)))),TEXT(BO5296,\"####################.0\")*1,-LOOKUP(1,-LEFT(MID(BO5254,17,15),ROW($1:$16)))))","v":""},{"$f":"IF(OR(ISBLANK(BP100),BP5254=\"\"),\"\",IF(ISERROR(-LOOKUP(1,-LEFT(MID(BP5254,17,15),ROW($1:$16)))),TEXT(BP5296,\"####################.0\")*1,-LOOKUP(1,-LEFT(MID(BP5254,17,15),ROW($1:$16)))))","v":""},{"$f":"IF(OR(ISBLANK(BQ100),BQ5254=\"\"),\"\",IF(ISERROR(-LOOKUP(1,-LEFT(MID(BQ5254,17,15),ROW($1:$16)))),TEXT(BQ5296,\"####################.0\")*1,-LOOKUP(1,-LEFT(MID(BQ5254,17,15),ROW($1:$16)))))","v":""},{"$f":"IF(OR(ISBLANK(BR100),BR5254=\"\"),\"\",IF(ISERROR(-LOOKUP(1,-LEFT(MID(BR5254,17,15),ROW($1:$16)))),TEXT(BR5296,\"####################.0\")*1,-LOOKUP(1,-LEFT(MID(BR5254,17,15),ROW($1:$16)))))","v":""},{"$f":"IF(OR(ISBLANK(BS100),BS5254=\"\"),\"\",IF(ISERROR(-LOOKUP(1,-LEFT(MID(BS5254,17,15),ROW($1:$16)))),TEXT(BS5296,\"####################.0\")*1,-LOOKUP(1,-LEFT(MID(BS5254,17,15),ROW($1:$16)))))","v":""},{"$f":"IF(OR(ISBLANK(BT100),BT5254=\"\"),\"\",IF(ISERROR(-LOOKUP(1,-LEFT(MID(BT5254,17,15),ROW($1:$16)))),TEXT(BT5296,\"####################.0\")*1,-LOOKUP(1,-LEFT(MID(BT5254,17,15),ROW($1:$16)))))","v":""},{"$f":"IF(OR(ISBLANK(BU100),BU5254=\"\"),\"\",IF(ISERROR(-LOOKUP(1,-LEFT(MID(BU5254,17,15),ROW($1:$16)))),TEXT(BU5296,\"####################.0\")*1,-LOOKUP(1,-LEFT(MID(BU5254,17,15),ROW($1:$16)))))","v":""},{"$f":"IF(OR(ISBLANK(BV100),BV5254=\"\"),\"\",IF(ISERROR(-LOOKUP(1,-LEFT(MID(BV5254,17,15),ROW($1:$16)))),TEXT(BV5296,\"####################.0\")*1,-LOOKUP(1,-LEFT(MID(BV5254,17,15),ROW($1:$16)))))","v":""},{"$f":"IF(OR(ISBLANK(BW100),BW5254=\"\"),\"\",IF(ISERROR(-LOOKUP(1,-LEFT(MID(BW5254,17,15),ROW($1:$16)))),TEXT(BW5296,\"####################.0\")*1,-LOOKUP(1,-LEFT(MID(BW5254,17,15),ROW($1:$16)))))","v":""},{"$f":"IF(OR(ISBLANK(BX100),BX5254=\"\"),\"\",IF(ISERROR(-LOOKUP(1,-LEFT(MID(BX5254,17,15),ROW($1:$16)))),TEXT(BX5296,\"####################.0\")*1,-LOOKUP(1,-LEFT(MID(BX5254,17,15),ROW($1:$16)))))","v":""},{"$f":"IF(OR(ISBLANK(BY100),BY5254=\"\"),\"\",IF(ISERROR(-LOOKUP(1,-LEFT(MID(BY5254,17,15),ROW($1:$16)))),TEXT(BY5296,\"####################.0\")*1,-LOOKUP(1,-LEFT(MID(BY5254,17,15),ROW($1:$16)))))","v":""},{"$f":"IF(OR(ISBLANK(BZ100),BZ5254=\"\"),\"\",IF(ISERROR(-LOOKUP(1,-LEFT(MID(BZ5254,17,15),ROW($1:$16)))),TEXT(BZ5296,\"####################.0\")*1,-LOOKUP(1,-LEFT(MID(BZ5254,17,15),ROW($1:$16)))))","v":""},{"$f":"IF(OR(ISBLANK(CA100),CA5254=\"\"),\"\",IF(ISERROR(-LOOKUP(1,-LEFT(MID(CA5254,17,15),ROW($1:$16)))),TEXT(CA5296,\"####################.0\")*1,-LOOKUP(1,-LEFT(MID(CA5254,17,15),ROW($1:$16)))))","v":""},{"$f":"IF(OR(ISBLANK(CB100),CB5254=\"\"),\"\",IF(ISERROR(-LOOKUP(1,-LEFT(MID(CB5254,17,15),ROW($1:$16)))),TEXT(CB5296,\"####################.0\")*1,-LOOKUP(1,-LEFT(MID(CB5254,17,15),ROW($1:$16)))))","v":""},{"$f":"IF(OR(ISBLANK(CC100),CC5254=\"\"),\"\",IF(ISERROR(-LOOKUP(1,-LEFT(MID(CC5254,17,15),ROW($1:$16)))),TEXT(CC5296,\"####################.0\")*1,-LOOKUP(1,-LEFT(MID(CC5254,17,15),ROW($1:$16)))))","v":""},{"$f":"IF(OR(ISBLANK(CD100),CD5254=\"\"),\"\",IF(ISERROR(-LOOKUP(1,-LEFT(MID(CD5254,17,15),ROW($1:$16)))),TEXT(CD5296,\"####################.0\")*1,-LOOKUP(1,-LEFT(MID(CD5254,17,15),ROW($1:$16)))))","v":""},{"$f":"IF(OR(ISBLANK(CE100),CE5254=\"\"),\"\",IF(ISERROR(-LOOKUP(1,-LEFT(MID(CE5254,17,15),ROW($1:$16)))),TEXT(CE5296,\"####################.0\")*1,-LOOKUP(1,-LEFT(MID(CE5254,17,15),ROW($1:$16)))))","v":""},{"$f":"IF(OR(ISBLANK(CF100),CF5254=\"\"),\"\",IF(ISERROR(-LOOKUP(1,-LEFT(MID(CF5254,17,15),ROW($1:$16)))),TEXT(CF5296,\"####################.0\")*1,-LOOKUP(1,-LEFT(MID(CF5254,17,15),ROW($1:$16)))))","v":""},{"$f":"IF(OR(ISBLANK(CG100),CG5254=\"\"),\"\",IF(ISERROR(-LOOKUP(1,-LEFT(MID(CG5254,17,15),ROW($1:$16)))),TEXT(CG5296,\"####################.0\")*1,-LOOKUP(1,-LEFT(MID(CG5254,17,15),ROW($1:$16)))))","v":""},{"$f":"IF(OR(ISBLANK(CH100),CH5254=\"\"),\"\",IF(ISERROR(-LOOKUP(1,-LEFT(MID(CH5254,17,15),ROW($1:$16)))),TEXT(CH5296,\"####################.0\")*1,-LOOKUP(1,-LEFT(MID(CH5254,17,15),ROW($1:$16)))))","v":""},{"$f":"IF(OR(ISBLANK(CI100),CI5254=\"\"),\"\",IF(ISERROR(-LOOKUP(1,-LEFT(MID(CI5254,17,15),ROW($1:$16)))),TEXT(CI5296,\"####################.0\")*1,-LOOKUP(1,-LEFT(MID(CI5254,17,15),ROW($1:$16)))))","v":""},{"$f":"IF(OR(ISBLANK(CJ100),CJ5254=\"\"),\"\",IF(ISERROR(-LOOKUP(1,-LEFT(MID(CJ5254,17,15),ROW($1:$16)))),TEXT(CJ5296,\"####################.0\")*1,-LOOKUP(1,-LEFT(MID(CJ5254,17,15),ROW($1:$16)))))","v":""},{"$f":"IF(OR(ISBLANK(CK100),CK5254=\"\"),\"\",IF(ISERROR(-LOOKUP(1,-LEFT(MID(CK5254,17,15),ROW($1:$16)))),TEXT(CK5296,\"####################.0\")*1,-LOOKUP(1,-LEFT(MID(CK5254,17,15),ROW($1:$16)))))","v":""},{"$f":"IF(OR(ISBLANK(CL100),CL5254=\"\"),\"\",IF(ISERROR(-LOOKUP(1,-LEFT(MID(CL5254,17,15),ROW($1:$16)))),TEXT(CL5296,\"####################.0\")*1,-LOOKUP(1,-LEFT(MID(CL5254,17,15),ROW($1:$16)))))","v":""},{"$f":"IF(OR(ISBLANK(CM100),CM5254=\"\"),\"\",IF(ISERROR(-LOOKUP(1,-LEFT(MID(CM5254,17,15),ROW($1:$16)))),TEXT(CM5296,\"####################.0\")*1,-LOOKUP(1,-LEFT(MID(CM5254,17,15),ROW($1:$16)))))","v":""},{"$f":"IF(OR(ISBLANK(CN100),CN5254=\"\"),\"\",IF(ISERROR(-LOOKUP(1,-LEFT(MID(CN5254,17,15),ROW($1:$16)))),TEXT(CN5296,\"####################.0\")*1,-LOOKUP(1,-LEFT(MID(CN5254,17,15),ROW($1:$16)))))","v":""},{"$f":"IF(OR(ISBLANK(CO100),CO5254=\"\"),\"\",IF(ISERROR(-LOOKUP(1,-LEFT(MID(CO5254,17,15),ROW($1:$16)))),TEXT(CO5296,\"####################.0\")*1,-LOOKUP(1,-LEFT(MID(CO5254,17,15),ROW($1:$16)))))","v":""},{"$f":"IF(OR(ISBLANK(CP100),CP5254=\"\"),\"\",IF(ISERROR(-LOOKUP(1,-LEFT(MID(CP5254,17,15),ROW($1:$16)))),TEXT(CP5296,\"####################.0\")*1,-LOOKUP(1,-LEFT(MID(CP5254,17,15),ROW($1:$16)))))","v":""},{"$f":"IF(OR(ISBLANK(CQ100),CQ5254=\"\"),\"\",IF(ISERROR(-LOOKUP(1,-LEFT(MID(CQ5254,17,15),ROW($1:$16)))),TEXT(CQ5296,\"####################.0\")*1,-LOOKUP(1,-LEFT(MID(CQ5254,17,15),ROW($1:$16)))))","v":""},{"$f":"IF(OR(ISBLANK(CR100),CR5254=\"\"),\"\",IF(ISERROR(-LOOKUP(1,-LEFT(MID(CR5254,17,15),ROW($1:$16)))),TEXT(CR5296,\"####################.0\")*1,-LOOKUP(1,-LEFT(MID(CR5254,17,15),ROW($1:$16)))))","v":""},{"$f":"IF(OR(ISBLANK(CS100),CS5254=\"\"),\"\",IF(ISERROR(-LOOKUP(1,-LEFT(MID(CS5254,17,15),ROW($1:$16)))),TEXT(CS5296,\"####################.0\")*1,-LOOKUP(1,-LEFT(MID(CS5254,17,15),ROW($1:$16)))))","v":""},{"$f":"IF(OR(ISBLANK(CT100),CT5254=\"\"),\"\",IF(ISERROR(-LOOKUP(1,-LEFT(MID(CT5254,17,15),ROW($1:$16)))),TEXT(CT5296,\"####################.0\")*1,-LOOKUP(1,-LEFT(MID(CT5254,17,15),ROW($1:$16)))))","v":""},{"$f":"IF(OR(ISBLANK(CU100),CU5254=\"\"),\"\",IF(ISERROR(-LOOKUP(1,-LEFT(MID(CU5254,17,15),ROW($1:$16)))),TEXT(CU5296,\"####################.0\")*1,-LOOKUP(1,-LEFT(MID(CU5254,17,15),ROW($1:$16)))))","v":""},{"$f":"IF(OR(ISBLANK(CV100),CV5254=\"\"),\"\",IF(ISERROR(-LOOKUP(1,-LEFT(MID(CV5254,17,15),ROW($1:$16)))),TEXT(CV5296,\"####################.0\")*1,-LOOKUP(1,-LEFT(MID(CV5254,17,15),ROW($1:$16)))))","v":""},{"$f":"IF(OR(ISBLANK(CW100),CW5254=\"\"),\"\",IF(ISERROR(-LOOKUP(1,-LEFT(MID(CW5254,17,15),ROW($1:$16)))),TEXT(CW5296,\"####################.0\")*1,-LOOKUP(1,-LEFT(MID(CW5254,17,15),ROW($1:$16)))))","v":""},{"$f":"IF(OR(ISBLANK(CX100),CX5254=\"\"),\"\",IF(ISERROR(-LOOKUP(1,-LEFT(MID(CX5254,17,15),ROW($1:$16)))),TEXT(CX5296,\"####################.0\")*1,-LOOKUP(1,-LEFT(MID(CX5254,17,15),ROW($1:$16)))))","v":""},{"$f":"IF(OR(ISBLANK(CY100),CY5254=\"\"),\"\",IF(ISERROR(-LOOKUP(1,-LEFT(MID(CY5254,17,15),ROW($1:$16)))),TEXT(CY5296,\"####################.0\")*1,-LOOKUP(1,-LEFT(MID(CY5254,17,15),ROW($1:$16)))))","v":""},{"$f":"IF(OR(ISBLANK(CZ100),CZ5254=\"\"),\"\",IF(ISERROR(-LOOKUP(1,-LEFT(MID(CZ5254,17,15),ROW($1:$16)))),TEXT(CZ5296,\"####################.0\")*1,-LOOKUP(1,-LEFT(MID(CZ5254,17,15),ROW($1:$16)))))","v":""},{"$f":"IF(OR(ISBLANK(DA100),DA5254=\"\"),\"\",IF(ISERROR(-LOOKUP(1,-LEFT(MID(DA5254,17,15),ROW($1:$16)))),TEXT(DA5296,\"####################.0\")*1,-LOOKUP(1,-LEFT(MID(DA5254,17,15),ROW($1:$16)))))","v":""},{"$f":"IF(OR(ISBLANK(DB100),DB5254=\"\"),\"\",IF(ISERROR(-LOOKUP(1,-LEFT(MID(DB5254,17,15),ROW($1:$16)))),TEXT(DB5296,\"####################.0\")*1,-LOOKUP(1,-LEFT(MID(DB5254,17,15),ROW($1:$16)))))","v":""},{"$f":"IF(OR(ISBLANK(DC100),DC5254=\"\"),\"\",IF(ISERROR(-LOOKUP(1,-LEFT(MID(DC5254,17,15),ROW($1:$16)))),TEXT(DC5296,\"####################.0\")*1,-LOOKUP(1,-LEFT(MID(DC5254,17,15),ROW($1:$16)))))","v":""},{"$f":"IF(OR(ISBLANK(DD100),DD5254=\"\"),\"\",IF(ISERROR(-LOOKUP(1,-LEFT(MID(DD5254,17,15),ROW($1:$16)))),TEXT(DD5296,\"####################.0\")*1,-LOOKUP(1,-LEFT(MID(DD5254,17,15),ROW($1:$16)))))","v":""},{"$f":"IF(OR(ISBLANK(DE100),DE5254=\"\"),\"\",IF(ISERROR(-LOOKUP(1,-LEFT(MID(DE5254,17,15),ROW($1:$16)))),TEXT(DE5296,\"####################.0\")*1,-LOOKUP(1,-LEFT(MID(DE5254,17,15),ROW($1:$16)))))","v":""},{"$f":"IF(OR(ISBLANK(DF100),DF5254=\"\"),\"\",IF(ISERROR(-LOOKUP(1,-LEFT(MID(DF5254,17,15),ROW($1:$16)))),TEXT(DF5296,\"####################.0\")*1,-LOOKUP(1,-LEFT(MID(DF5254,17,15),ROW($1:$16)))))","v":""},{"$f":"IF(OR(ISBLANK(DG100),DG5254=\"\"),\"\",IF(ISERROR(-LOOKUP(1,-LEFT(MID(DG5254,17,15),ROW($1:$16)))),TEXT(DG5296,\"####################.0\")*1,-LOOKUP(1,-LEFT(MID(DG5254,17,15),ROW($1:$16)))))","v":""},{"$f":"IF(OR(ISBLANK(DH100),DH5254=\"\"),\"\",IF(ISERROR(-LOOKUP(1,-LEFT(MID(DH5254,17,15),ROW($1:$16)))),TEXT(DH5296,\"####################.0\")*1,-LOOKUP(1,-LEFT(MID(DH5254,17,15),ROW($1:$16)))))","v":""},{"$f":"IF(OR(ISBLANK(DI100),DI5254=\"\"),\"\",IF(ISERROR(-LOOKUP(1,-LEFT(MID(DI5254,17,15),ROW($1:$16)))),TEXT(DI5296,\"####################.0\")*1,-LOOKUP(1,-LEFT(MID(DI5254,17,15),ROW($1:$16)))))","v":""},{"$f":"IF(OR(ISBLANK(DJ100),DJ5254=\"\"),\"\",IF(ISERROR(-LOOKUP(1,-LEFT(MID(DJ5254,17,15),ROW($1:$16)))),TEXT(DJ5296,\"####################.0\")*1,-LOOKUP(1,-LEFT(MID(DJ5254,17,15),ROW($1:$16)))))","v":""},{"$f":"IF(OR(ISBLANK(DK100),DK5254=\"\"),\"\",IF(ISERROR(-LOOKUP(1,-LEFT(MID(DK5254,17,15),ROW($1:$16)))),TEXT(DK5296,\"####################.0\")*1,-LOOKUP(1,-LEFT(MID(DK5254,17,15),ROW($1:$16)))))","v":""},{"$f":"IF(OR(ISBLANK(DL100),DL5254=\"\"),\"\",IF(ISERROR(-LOOKUP(1,-LEFT(MID(DL5254,17,15),ROW($1:$16)))),TEXT(DL5296,\"####################.0\")*1,-LOOKUP(1,-LEFT(MID(DL5254,17,15),ROW($1:$16)))))","v":""},{"$f":"IF(OR(ISBLANK(DM100),DM5254=\"\"),\"\",IF(ISERROR(-LOOKUP(1,-LEFT(MID(DM5254,17,15),ROW($1:$16)))),TEXT(DM5296,\"####################.0\")*1,-LOOKUP(1,-LEFT(MID(DM5254,17,15),ROW($1:$16)))))","v":""},{"$f":"IF(OR(ISBLANK(DN100),DN5254=\"\"),\"\",IF(ISERROR(-LOOKUP(1,-LEFT(MID(DN5254,17,15),ROW($1:$16)))),TEXT(DN5296,\"####################.0\")*1,-LOOKUP(1,-LEFT(MID(DN5254,17,15),ROW($1:$16)))))","v":""},{"$f":"IF(OR(ISBLANK(DO100),DO5254=\"\"),\"\",IF(ISERROR(-LOOKUP(1,-LEFT(MID(DO5254,17,15),ROW($1:$16)))),TEXT(DO5296,\"####################.0\")*1,-LOOKUP(1,-LEFT(MID(DO5254,17,15),ROW($1:$16)))))","v":""},{"$f":"IF(OR(ISBLANK(DP100),DP5254=\"\"),\"\",IF(ISERROR(-LOOKUP(1,-LEFT(MID(DP5254,17,15),ROW($1:$16)))),TEXT(DP5296,\"####################.0\")*1,-LOOKUP(1,-LEFT(MID(DP5254,17,15),ROW($1:$16)))))","v":""},{"$f":"IF(OR(ISBLANK(DQ100),DQ5254=\"\"),\"\",IF(ISERROR(-LOOKUP(1,-LEFT(MID(DQ5254,17,15),ROW($1:$16)))),TEXT(DQ5296,\"####################.0\")*1,-LOOKUP(1,-LEFT(MID(DQ5254,17,15),ROW($1:$16)))))","v":""},{"$f":"IF(OR(ISBLANK(DR100),DR5254=\"\"),\"\",IF(ISERROR(-LOOKUP(1,-LEFT(MID(DR5254,17,15),ROW($1:$16)))),TEXT(DR5296,\"####################.0\")*1,-LOOKUP(1,-LEFT(MID(DR5254,17,15),ROW($1:$16)))))","v":""},{"$f":"IF(OR(ISBLANK(DS100),DS5254=\"\"),\"\",IF(ISERROR(-LOOKUP(1,-LEFT(MID(DS5254,17,15),ROW($1:$16)))),TEXT(DS5296,\"####################.0\")*1,-LOOKUP(1,-LEFT(MID(DS5254,17,15),ROW($1:$16)))))","v":""},{"$f":"IF(OR(ISBLANK(DT100),DT5254=\"\"),\"\",IF(ISERROR(-LOOKUP(1,-LEFT(MID(DT5254,17,15),ROW($1:$16)))),TEXT(DT5296,\"####################.0\")*1,-LOOKUP(1,-LEFT(MID(DT5254,17,15),ROW($1:$16)))))","v":""},{"$f":"IF(OR(ISBLANK(DU100),DU5254=\"\"),\"\",IF(ISERROR(-LOOKUP(1,-LEFT(MID(DU5254,17,15),ROW($1:$16)))),TEXT(DU5296,\"####################.0\")*1,-LOOKUP(1,-LEFT(MID(DU5254,17,15),ROW($1:$16)))))","v":""},{"$f":"IF(OR(ISBLANK(DV100),DV5254=\"\"),\"\",IF(ISERROR(-LOOKUP(1,-LEFT(MID(DV5254,17,15),ROW($1:$16)))),TEXT(DV5296,\"####################.0\")*1,-LOOKUP(1,-LEFT(MID(DV5254,17,15),ROW($1:$16)))))","v":""},{"$f":"IF(OR(ISBLANK(DW100),DW5254=\"\"),\"\",IF(ISERROR(-LOOKUP(1,-LEFT(MID(DW5254,17,15),ROW($1:$16)))),TEXT(DW5296,\"####################.0\")*1,-LOOKUP(1,-LEFT(MID(DW5254,17,15),ROW($1:$16)))))","v":""},{"$f":"IF(OR(ISBLANK(DX100),DX5254=\"\"),\"\",IF(ISERROR(-LOOKUP(1,-LEFT(MID(DX5254,17,15),ROW($1:$16)))),TEXT(DX5296,\"####################.0\")*1,-LOOKUP(1,-LEFT(MID(DX5254,17,15),ROW($1:$16)))))","v":""},{"$f":"IF(OR(ISBLANK(DY100),DY5254=\"\"),\"\",IF(ISERROR(-LOOKUP(1,-LEFT(MID(DY5254,17,15),ROW($1:$16)))),TEXT(DY5296,\"####################.0\")*1,-LOOKUP(1,-LEFT(MID(DY5254,17,15),ROW($1:$16)))))","v":""},{"$f":"IF(OR(ISBLANK(DZ100),DZ5254=\"\"),\"\",IF(ISERROR(-LOOKUP(1,-LEFT(MID(DZ5254,17,15),ROW($1:$16)))),TEXT(DZ5296,\"####################.0\")*1,-LOOKUP(1,-LEFT(MID(DZ5254,17,15),ROW($1:$16)))))","v":""},{"$f":"IF(OR(ISBLANK(EA100),EA5254=\"\"),\"\",IF(ISERROR(-LOOKUP(1,-LEFT(MID(EA5254,17,15),ROW($1:$16)))),TEXT(EA5296,\"####################.0\")*1,-LOOKUP(1,-LEFT(MID(EA5254,17,15),ROW($1:$16)))))","v":""},{"$f":"IF(OR(ISBLANK(EB100),EB5254=\"\"),\"\",IF(ISERROR(-LOOKUP(1,-LEFT(MID(EB5254,17,15),ROW($1:$16)))),TEXT(EB5296,\"####################.0\")*1,-LOOKUP(1,-LEFT(MID(EB5254,17,15),ROW($1:$16)))))","v":""},{"$f":"IF(OR(ISBLANK(EC100),EC5254=\"\"),\"\",IF(ISERROR(-LOOKUP(1,-LEFT(MID(EC5254,17,15),ROW($1:$16)))),TEXT(EC5296,\"####################.0\")*1,-LOOKUP(1,-LEFT(MID(EC5254,17,15),ROW($1:$16)))))","v":""},{"$f":"IF(OR(ISBLANK(ED100),ED5254=\"\"),\"\",IF(ISERROR(-LOOKUP(1,-LEFT(MID(ED5254,17,15),ROW($1:$16)))),TEXT(ED5296,\"####################.0\")*1,-LOOKUP(1,-LEFT(MID(ED5254,17,15),ROW($1:$16)))))","v":""},{"$f":"IF(OR(ISBLANK(EE100),EE5254=\"\"),\"\",IF(ISERROR(-LOOKUP(1,-LEFT(MID(EE5254,17,15),ROW($1:$16)))),TEXT(EE5296,\"####################.0\")*1,-LOOKUP(1,-LEFT(MID(EE5254,17,15),ROW($1:$16)))))","v":""},{"$f":"IF(OR(ISBLANK(EF100),EF5254=\"\"),\"\",IF(ISERROR(-LOOKUP(1,-LEFT(MID(EF5254,17,15),ROW($1:$16)))),TEXT(EF5296,\"####################.0\")*1,-LOOKUP(1,-LEFT(MID(EF5254,17,15),ROW($1:$16)))))","v":""},{"$f":"IF(OR(ISBLANK(EG100),EG5254=\"\"),\"\",IF(ISERROR(-LOOKUP(1,-LEFT(MID(EG5254,17,15),ROW($1:$16)))),TEXT(EG5296,\"####################.0\")*1,-LOOKUP(1,-LEFT(MID(EG5254,17,15),ROW($1:$16)))))","v":""},{"$f":"IF(OR(ISBLANK(EH100),EH5254=\"\"),\"\",IF(ISERROR(-LOOKUP(1,-LEFT(MID(EH5254,17,15),ROW($1:$16)))),TEXT(EH5296,\"####################.0\")*1,-LOOKUP(1,-LEFT(MID(EH5254,17,15),ROW($1:$16)))))","v":""},{"$f":"IF(OR(ISBLANK(EI100),EI5254=\"\"),\"\",IF(ISERROR(-LOOKUP(1,-LEFT(MID(EI5254,17,15),ROW($1:$16)))),TEXT(EI5296,\"####################.0\")*1,-LOOKUP(1,-LEFT(MID(EI5254,17,15),ROW($1:$16)))))","v":""},{"$f":"IF(OR(ISBLANK(EJ100),EJ5254=\"\"),\"\",IF(ISERROR(-LOOKUP(1,-LEFT(MID(EJ5254,17,15),ROW($1:$16)))),TEXT(EJ5296,\"####################.0\")*1,-LOOKUP(1,-LEFT(MID(EJ5254,17,15),ROW($1:$16)))))","v":""},{"$f":"IF(OR(ISBLANK(EK100),EK5254=\"\"),\"\",IF(ISERROR(-LOOKUP(1,-LEFT(MID(EK5254,17,15),ROW($1:$16)))),TEXT(EK5296,\"####################.0\")*1,-LOOKUP(1,-LEFT(MID(EK5254,17,15),ROW($1:$16)))))","v":""},{"$f":"IF(OR(ISBLANK(EL100),EL5254=\"\"),\"\",IF(ISERROR(-LOOKUP(1,-LEFT(MID(EL5254,17,15),ROW($1:$16)))),TEXT(EL5296,\"####################.0\")*1,-LOOKUP(1,-LEFT(MID(EL5254,17,15),ROW($1:$16)))))","v":""},{"$f":"IF(OR(ISBLANK(EM100),EM5254=\"\"),\"\",IF(ISERROR(-LOOKUP(1,-LEFT(MID(EM5254,17,15),ROW($1:$16)))),TEXT(EM5296,\"####################.0\")*1,-LOOKUP(1,-LEFT(MID(EM5254,17,15),ROW($1:$16)))))","v":""},{"$f":"IF(OR(ISBLANK(EN100),EN5254=\"\"),\"\",IF(ISERROR(-LOOKUP(1,-LEFT(MID(EN5254,17,15),ROW($1:$16)))),TEXT(EN5296,\"####################.0\")*1,-LOOKUP(1,-LEFT(MID(EN5254,17,15),ROW($1:$16)))))","v":""},{"$f":"IF(OR(ISBLANK(EO100),EO5254=\"\"),\"\",IF(ISERROR(-LOOKUP(1,-LEFT(MID(EO5254,17,15),ROW($1:$16)))),TEXT(EO5296,\"####################.0\")*1,-LOOKUP(1,-LEFT(MID(EO5254,17,15),ROW($1:$16)))))","v":""},{"$f":"IF(OR(ISBLANK(EP100),EP5254=\"\"),\"\",IF(ISERROR(-LOOKUP(1,-LEFT(MID(EP5254,17,15),ROW($1:$16)))),TEXT(EP5296,\"####################.0\")*1,-LOOKUP(1,-LEFT(MID(EP5254,17,15),ROW($1:$16)))))","v":""},{"$f":"IF(OR(ISBLANK(EQ100),EQ5254=\"\"),\"\",IF(ISERROR(-LOOKUP(1,-LEFT(MID(EQ5254,17,15),ROW($1:$16)))),TEXT(EQ5296,\"####################.0\")*1,-LOOKUP(1,-LEFT(MID(EQ5254,17,15),ROW($1:$16)))))","v":""},{"$f":"IF(OR(ISBLANK(ER100),ER5254=\"\"),\"\",IF(ISERROR(-LOOKUP(1,-LEFT(MID(ER5254,17,15),ROW($1:$16)))),TEXT(ER5296,\"####################.0\")*1,-LOOKUP(1,-LEFT(MID(ER5254,17,15),ROW($1:$16)))))","v":""},{"$f":"IF(OR(ISBLANK(ES100),ES5254=\"\"),\"\",IF(ISERROR(-LOOKUP(1,-LEFT(MID(ES5254,17,15),ROW($1:$16)))),TEXT(ES5296,\"####################.0\")*1,-LOOKUP(1,-LEFT(MID(ES5254,17,15),ROW($1:$16)))))","v":""},{"$f":"IF(OR(ISBLANK(ET100),ET5254=\"\"),\"\",IF(ISERROR(-LOOKUP(1,-LEFT(MID(ET5254,17,15),ROW($1:$16)))),TEXT(ET5296,\"####################.0\")*1,-LOOKUP(1,-LEFT(MID(ET5254,17,15),ROW($1:$16)))))","v":""},{"$f":"IF(OR(ISBLANK(EU100),EU5254=\"\"),\"\",IF(ISERROR(-LOOKUP(1,-LEFT(MID(EU5254,17,15),ROW($1:$16)))),TEXT(EU5296,\"####################.0\")*1,-LOOKUP(1,-LEFT(MID(EU5254,17,15),ROW($1:$16)))))","v":""},{"$f":"IF(OR(ISBLANK(EV100),EV5254=\"\"),\"\",IF(ISERROR(-LOOKUP(1,-LEFT(MID(EV5254,17,15),ROW($1:$16)))),TEXT(EV5296,\"####################.0\")*1,-LOOKUP(1,-LEFT(MID(EV5254,17,15),ROW($1:$16)))))","v":""},{"$f":"IF(OR(ISBLANK(EW100),EW5254=\"\"),\"\",IF(ISERROR(-LOOKUP(1,-LEFT(MID(EW5254,17,15),ROW($1:$16)))),TEXT(EW5296,\"####################.0\")*1,-LOOKUP(1,-LEFT(MID(EW5254,17,15),ROW($1:$16)))))","v":""},{"$f":"IF(OR(ISBLANK(EX100),EX5254=\"\"),\"\",IF(ISERROR(-LOOKUP(1,-LEFT(MID(EX5254,17,15),ROW($1:$16)))),TEXT(EX5296,\"####################.0\")*1,-LOOKUP(1,-LEFT(MID(EX5254,17,15),ROW($1:$16)))))","v":""},{"$f":"IF(OR(ISBLANK(EY100),EY5254=\"\"),\"\",IF(ISERROR(-LOOKUP(1,-LEFT(MID(EY5254,17,15),ROW($1:$16)))),TEXT(EY5296,\"####################.0\")*1,-LOOKUP(1,-LEFT(MID(EY5254,17,15),ROW($1:$16)))))","v":""},{"$f":"IF(OR(ISBLANK(EZ100),EZ5254=\"\"),\"\",IF(ISERROR(-LOOKUP(1,-LEFT(MID(EZ5254,17,15),ROW($1:$16)))),TEXT(EZ5296,\"####################.0\")*1,-LOOKUP(1,-LEFT(MID(EZ5254,17,15),ROW($1:$16)))))","v":""},{"$f":"IF(OR(ISBLANK(FA100),FA5254=\"\"),\"\",IF(ISERROR(-LOOKUP(1,-LEFT(MID(FA5254,17,15),ROW($1:$16)))),TEXT(FA5296,\"####################.0\")*1,-LOOKUP(1,-LEFT(MID(FA5254,17,15),ROW($1:$16)))))","v":""},{"$f":"IF(OR(ISBLANK(FB100),FB5254=\"\"),\"\",IF(ISERROR(-LOOKUP(1,-LEFT(MID(FB5254,17,15),ROW($1:$16)))),TEXT(FB5296,\"####################.0\")*1,-LOOKUP(1,-LEFT(MID(FB5254,17,15),ROW($1:$16)))))","v":""},{"$f":"IF(OR(ISBLANK(FC100),FC5254=\"\"),\"\",IF(ISERROR(-LOOKUP(1,-LEFT(MID(FC5254,17,15),ROW($1:$16)))),TEXT(FC5296,\"####################.0\")*1,-LOOKUP(1,-LEFT(MID(FC5254,17,15),ROW($1:$16)))))","v":""},{"$f":"IF(OR(ISBLANK(FD100),FD5254=\"\"),\"\",IF(ISERROR(-LOOKUP(1,-LEFT(MID(FD5254,17,15),ROW($1:$16)))),TEXT(FD5296,\"####################.0\")*1,-LOOKUP(1,-LEFT(MID(FD5254,17,15),ROW($1:$16)))))","v":""},{"$f":"IF(OR(ISBLANK(FE100),FE5254=\"\"),\"\",IF(ISERROR(-LOOKUP(1,-LEFT(MID(FE5254,17,15),ROW($1:$16)))),TEXT(FE5296,\"####################.0\")*1,-LOOKUP(1,-LEFT(MID(FE5254,17,15),ROW($1:$16)))))","v":""},{"$f":"IF(OR(ISBLANK(FF100),FF5254=\"\"),\"\",IF(ISERROR(-LOOKUP(1,-LEFT(MID(FF5254,17,15),ROW($1:$16)))),TEXT(FF5296,\"####################.0\")*1,-LOOKUP(1,-LEFT(MID(FF5254,17,15),ROW($1:$16)))))","v":""},{"$f":"IF(OR(ISBLANK(FG100),FG5254=\"\"),\"\",IF(ISERROR(-LOOKUP(1,-LEFT(MID(FG5254,17,15),ROW($1:$16)))),TEXT(FG5296,\"####################.0\")*1,-LOOKUP(1,-LEFT(MID(FG5254,17,15),ROW($1:$16)))))","v":""},{"$f":"IF(OR(ISBLANK(FH100),FH5254=\"\"),\"\",IF(ISERROR(-LOOKUP(1,-LEFT(MID(FH5254,17,15),ROW($1:$16)))),TEXT(FH5296,\"####################.0\")*1,-LOOKUP(1,-LEFT(MID(FH5254,17,15),ROW($1:$16)))))","v":""},{"$f":"IF(OR(ISBLANK(FI100),FI5254=\"\"),\"\",IF(ISERROR(-LOOKUP(1,-LEFT(MID(FI5254,17,15),ROW($1:$16)))),TEXT(FI5296,\"####################.0\")*1,-LOOKUP(1,-LEFT(MID(FI5254,17,15),ROW($1:$16)))))","v":""},{"$f":"IF(OR(ISBLANK(FJ100),FJ5254=\"\"),\"\",IF(ISERROR(-LOOKUP(1,-LEFT(MID(FJ5254,17,15),ROW($1:$16)))),TEXT(FJ5296,\"####################.0\")*1,-LOOKUP(1,-LEFT(MID(FJ5254,17,15),ROW($1:$16)))))","v":""},{"$f":"IF(OR(ISBLANK(FK100),FK5254=\"\"),\"\",IF(ISERROR(-LOOKUP(1,-LEFT(MID(FK5254,17,15),ROW($1:$16)))),TEXT(FK5296,\"####################.0\")*1,-LOOKUP(1,-LEFT(MID(FK5254,17,15),ROW($1:$16)))))","v":""},{"$f":"IF(OR(ISBLANK(FL100),FL5254=\"\"),\"\",IF(ISERROR(-LOOKUP(1,-LEFT(MID(FL5254,17,15),ROW($1:$16)))),TEXT(FL5296,\"####################.0\")*1,-LOOKUP(1,-LEFT(MID(FL5254,17,15),ROW($1:$16)))))","v":""},{"$f":"IF(OR(ISBLANK(FM100),FM5254=\"\"),\"\",IF(ISERROR(-LOOKUP(1,-LEFT(MID(FM5254,17,15),ROW($1:$16)))),TEXT(FM5296,\"####################.0\")*1,-LOOKUP(1,-LEFT(MID(FM5254,17,15),ROW($1:$16)))))","v":""},{"$f":"IF(OR(ISBLANK(FN100),FN5254=\"\"),\"\",IF(ISERROR(-LOOKUP(1,-LEFT(MID(FN5254,17,15),ROW($1:$16)))),TEXT(FN5296,\"####################.0\")*1,-LOOKUP(1,-LEFT(MID(FN5254,17,15),ROW($1:$16)))))","v":""},{"$f":"IF(OR(ISBLANK(FO100),FO5254=\"\"),\"\",IF(ISERROR(-LOOKUP(1,-LEFT(MID(FO5254,17,15),ROW($1:$16)))),TEXT(FO5296,\"####################.0\")*1,-LOOKUP(1,-LEFT(MID(FO5254,17,15),ROW($1:$16)))))","v":""},{"$f":"IF(OR(ISBLANK(FP100),FP5254=\"\"),\"\",IF(ISERROR(-LOOKUP(1,-LEFT(MID(FP5254,17,15),ROW($1:$16)))),TEXT(FP5296,\"####################.0\")*1,-LOOKUP(1,-LEFT(MID(FP5254,17,15),ROW($1:$16)))))","v":""},{"$f":"IF(OR(ISBLANK(FQ100),FQ5254=\"\"),\"\",IF(ISERROR(-LOOKUP(1,-LEFT(MID(FQ5254,17,15),ROW($1:$16)))),TEXT(FQ5296,\"####################.0\")*1,-LOOKUP(1,-LEFT(MID(FQ5254,17,15),ROW($1:$16)))))","v":""},{"$f":"IF(OR(ISBLANK(FR100),FR5254=\"\"),\"\",IF(ISERROR(-LOOKUP(1,-LEFT(MID(FR5254,17,15),ROW($1:$16)))),TEXT(FR5296,\"####################.0\")*1,-LOOKUP(1,-LEFT(MID(FR5254,17,15),ROW($1:$16)))))","v":""},{"$f":"IF(OR(ISBLANK(FS100),FS5254=\"\"),\"\",IF(ISERROR(-LOOKUP(1,-LEFT(MID(FS5254,17,15),ROW($1:$16)))),TEXT(FS5296,\"####################.0\")*1,-LOOKUP(1,-LEFT(MID(FS5254,17,15),ROW($1:$16)))))","v":""},{"$f":"IF(OR(ISBLANK(FT100),FT5254=\"\"),\"\",IF(ISERROR(-LOOKUP(1,-LEFT(MID(FT5254,17,15),ROW($1:$16)))),TEXT(FT5296,\"####################.0\")*1,-LOOKUP(1,-LEFT(MID(FT5254,17,15),ROW($1:$16)))))","v":""},{"$f":"IF(OR(ISBLANK(FU100),FU5254=\"\"),\"\",IF(ISERROR(-LOOKUP(1,-LEFT(MID(FU5254,17,15),ROW($1:$16)))),TEXT(FU5296,\"####################.0\")*1,-LOOKUP(1,-LEFT(MID(FU5254,17,15),ROW($1:$16)))))","v":""},{"$f":"IF(OR(ISBLANK(FV100),FV5254=\"\"),\"\",IF(ISERROR(-LOOKUP(1,-LEFT(MID(FV5254,17,15),ROW($1:$16)))),TEXT(FV5296,\"####################.0\")*1,-LOOKUP(1,-LEFT(MID(FV5254,17,15),ROW($1:$16)))))","v":""},{"$f":"IF(OR(ISBLANK(FW100),FW5254=\"\"),\"\",IF(ISERROR(-LOOKUP(1,-LEFT(MID(FW5254,17,15),ROW($1:$16)))),TEXT(FW5296,\"####################.0\")*1,-LOOKUP(1,-LEFT(MID(FW5254,17,15),ROW($1:$16)))))","v":""},{"$f":"IF(OR(ISBLANK(FX100),FX5254=\"\"),\"\",IF(ISERROR(-LOOKUP(1,-LEFT(MID(FX5254,17,15),ROW($1:$16)))),TEXT(FX5296,\"####################.0\")*1,-LOOKUP(1,-LEFT(MID(FX5254,17,15),ROW($1:$16)))))","v":""},{"$f":"IF(OR(ISBLANK(FY100),FY5254=\"\"),\"\",IF(ISERROR(-LOOKUP(1,-LEFT(MID(FY5254,17,15),ROW($1:$16)))),TEXT(FY5296,\"####################.0\")*1,-LOOKUP(1,-LEFT(MID(FY5254,17,15),ROW($1:$16)))))","v":""},{"$f":"IF(OR(ISBLANK(FZ100),FZ5254=\"\"),\"\",IF(ISERROR(-LOOKUP(1,-LEFT(MID(FZ5254,17,15),ROW($1:$16)))),TEXT(FZ5296,\"####################.0\")*1,-LOOKUP(1,-LEFT(MID(FZ5254,17,15),ROW($1:$16)))))","v":""},{"$f":"IF(OR(ISBLANK(GA100),GA5254=\"\"),\"\",IF(ISERROR(-LOOKUP(1,-LEFT(MID(GA5254,17,15),ROW($1:$16)))),TEXT(GA5296,\"####################.0\")*1,-LOOKUP(1,-LEFT(MID(GA5254,17,15),ROW($1:$16)))))","v":""},{"$f":"IF(OR(ISBLANK(GB100),GB5254=\"\"),\"\",IF(ISERROR(-LOOKUP(1,-LEFT(MID(GB5254,17,15),ROW($1:$16)))),TEXT(GB5296,\"####################.0\")*1,-LOOKUP(1,-LEFT(MID(GB5254,17,15),ROW($1:$16)))))","v":""},{"$f":"IF(OR(ISBLANK(GC100),GC5254=\"\"),\"\",IF(ISERROR(-LOOKUP(1,-LEFT(MID(GC5254,17,15),ROW($1:$16)))),TEXT(GC5296,\"####################.0\")*1,-LOOKUP(1,-LEFT(MID(GC5254,17,15),ROW($1:$16)))))","v":""},{"$f":"IF(OR(ISBLANK(GD100),GD5254=\"\"),\"\",IF(ISERROR(-LOOKUP(1,-LEFT(MID(GD5254,17,15),ROW($1:$16)))),TEXT(GD5296,\"####################.0\")*1,-LOOKUP(1,-LEFT(MID(GD5254,17,15),ROW($1:$16)))))","v":""},{"$f":"IF(OR(ISBLANK(GE100),GE5254=\"\"),\"\",IF(ISERROR(-LOOKUP(1,-LEFT(MID(GE5254,17,15),ROW($1:$16)))),TEXT(GE5296,\"####################.0\")*1,-LOOKUP(1,-LEFT(MID(GE5254,17,15),ROW($1:$16)))))","v":""},{"$f":"IF(OR(ISBLANK(GF100),GF5254=\"\"),\"\",IF(ISERROR(-LOOKUP(1,-LEFT(MID(GF5254,17,15),ROW($1:$16)))),TEXT(GF5296,\"####################.0\")*1,-LOOKUP(1,-LEFT(MID(GF5254,17,15),ROW($1:$16)))))","v":""},{"$f":"IF(OR(ISBLANK(GG100),GG5254=\"\"),\"\",IF(ISERROR(-LOOKUP(1,-LEFT(MID(GG5254,17,15),ROW($1:$16)))),TEXT(GG5296,\"####################.0\")*1,-LOOKUP(1,-LEFT(MID(GG5254,17,15),ROW($1:$16)))))","v":""},{"$f":"IF(OR(ISBLANK(GH100),GH5254=\"\"),\"\",IF(ISERROR(-LOOKUP(1,-LEFT(MID(GH5254,17,15),ROW($1:$16)))),TEXT(GH5296,\"####################.0\")*1,-LOOKUP(1,-LEFT(MID(GH5254,17,15),ROW($1:$16)))))","v":""},{"$f":"IF(OR(ISBLANK(GI100),GI5254=\"\"),\"\",IF(ISERROR(-LOOKUP(1,-LEFT(MID(GI5254,17,15),ROW($1:$16)))),TEXT(GI5296,\"####################.0\")*1,-LOOKUP(1,-LEFT(MID(GI5254,17,15),ROW($1:$16)))))","v":""},{"$f":"IF(OR(ISBLANK(GJ100),GJ5254=\"\"),\"\",IF(ISERROR(-LOOKUP(1,-LEFT(MID(GJ5254,17,15),ROW($1:$16)))),TEXT(GJ5296,\"####################.0\")*1,-LOOKUP(1,-LEFT(MID(GJ5254,17,15),ROW($1:$16)))))","v":""},{"$f":"IF(OR(ISBLANK(GK100),GK5254=\"\"),\"\",IF(ISERROR(-LOOKUP(1,-LEFT(MID(GK5254,17,15),ROW($1:$16)))),TEXT(GK5296,\"####################.0\")*1,-LOOKUP(1,-LEFT(MID(GK5254,17,15),ROW($1:$16)))))","v":""},{"$f":"IF(OR(ISBLANK(GL100),GL5254=\"\"),\"\",IF(ISERROR(-LOOKUP(1,-LEFT(MID(GL5254,17,15),ROW($1:$16)))),TEXT(GL5296,\"####################.0\")*1,-LOOKUP(1,-LEFT(MID(GL5254,17,15),ROW($1:$16)))))","v":""},{"$f":"IF(OR(ISBLANK(GM100),GM5254=\"\"),\"\",IF(ISERROR(-LOOKUP(1,-LEFT(MID(GM5254,17,15),ROW($1:$16)))),TEXT(GM5296,\"####################.0\")*1,-LOOKUP(1,-LEFT(MID(GM5254,17,15),ROW($1:$16)))))","v":""},{"$f":"IF(OR(ISBLANK(GN100),GN5254=\"\"),\"\",IF(ISERROR(-LOOKUP(1,-LEFT(MID(GN5254,17,15),ROW($1:$16)))),TEXT(GN5296,\"####################.0\")*1,-LOOKUP(1,-LEFT(MID(GN5254,17,15),ROW($1:$16)))))","v":""},{"$f":"IF(OR(ISBLANK(GO100),GO5254=\"\"),\"\",IF(ISERROR(-LOOKUP(1,-LEFT(MID(GO5254,17,15),ROW($1:$16)))),TEXT(GO5296,\"####################.0\")*1,-LOOKUP(1,-LEFT(MID(GO5254,17,15),ROW($1:$16)))))","v":""},{"$f":"IF(OR(ISBLANK(GP100),GP5254=\"\"),\"\",IF(ISERROR(-LOOKUP(1,-LEFT(MID(GP5254,17,15),ROW($1:$16)))),TEXT(GP5296,\"####################.0\")*1,-LOOKUP(1,-LEFT(MID(GP5254,17,15),ROW($1:$16)))))","v":""},{"$f":"IF(OR(ISBLANK(GQ100),GQ5254=\"\"),\"\",IF(ISERROR(-LOOKUP(1,-LEFT(MID(GQ5254,17,15),ROW($1:$16)))),TEXT(GQ5296,\"####################.0\")*1,-LOOKUP(1,-LEFT(MID(GQ5254,17,15),ROW($1:$16)))))","v":""},{"$f":"IF(OR(ISBLANK(GR100),GR5254=\"\"),\"\",IF(ISERROR(-LOOKUP(1,-LEFT(MID(GR5254,17,15),ROW($1:$16)))),TEXT(GR5296,\"####################.0\")*1,-LOOKUP(1,-LEFT(MID(GR5254,17,15),ROW($1:$16)))))","v":""},{"$f":"IF(OR(ISBLANK(GS100),GS5254=\"\"),\"\",IF(ISERROR(-LOOKUP(1,-LEFT(MID(GS5254,17,15),ROW($1:$16)))),TEXT(GS5296,\"####################.0\")*1,-LOOKUP(1,-LEFT(MID(GS5254,17,15),ROW($1:$16)))))","v":""},{"$f":"IF(OR(ISBLANK(GT100),GT5254=\"\"),\"\",IF(ISERROR(-LOOKUP(1,-LEFT(MID(GT5254,17,15),ROW($1:$16)))),TEXT(GT5296,\"####################.0\")*1,-LOOKUP(1,-LEFT(MID(GT5254,17,15),ROW($1:$16)))))","v":""},{"$f":"IF(OR(ISBLANK(GU100),GU5254=\"\"),\"\",IF(ISERROR(-LOOKUP(1,-LEFT(MID(GU5254,17,15),ROW($1:$16)))),TEXT(GU5296,\"####################.0\")*1,-LOOKUP(1,-LEFT(MID(GU5254,17,15),ROW($1:$16)))))","v":""},{"$f":"IF(OR(ISBLANK(GV100),GV5254=\"\"),\"\",IF(ISERROR(-LOOKUP(1,-LEFT(MID(GV5254,17,15),ROW($1:$16)))),TEXT(GV5296,\"####################.0\")*1,-LOOKUP(1,-LEFT(MID(GV5254,17,15),ROW($1:$16)))))","v":""},{"$f":"IF(OR(ISBLANK(GW100),GW5254=\"\"),\"\",IF(ISERROR(-LOOKUP(1,-LEFT(MID(GW5254,17,15),ROW($1:$16)))),TEXT(GW5296,\"####################.0\")*1,-LOOKUP(1,-LEFT(MID(GW5254,17,15),ROW($1:$16)))))","v":""},{"$f":"IF(OR(ISBLANK(GX100),GX5254=\"\"),\"\",IF(ISERROR(-LOOKUP(1,-LEFT(MID(GX5254,17,15),ROW($1:$16)))),TEXT(GX5296,\"####################.0\")*1,-LOOKUP(1,-LEFT(MID(GX5254,17,15),ROW($1:$16)))))","v":""},{"$f":"IF(OR(ISBLANK(GY100),GY5254=\"\"),\"\",IF(ISERROR(-LOOKUP(1,-LEFT(MID(GY5254,17,15),ROW($1:$16)))),TEXT(GY5296,\"####################.0\")*1,-LOOKUP(1,-LEFT(MID(GY5254,17,15),ROW($1:$16)))))","v":""},{"$f":"IF(OR(ISBLANK(GZ100),GZ5254=\"\"),\"\",IF(ISERROR(-LOOKUP(1,-LEFT(MID(GZ5254,17,15),ROW($1:$16)))),TEXT(GZ5296,\"####################.0\")*1,-LOOKUP(1,-LEFT(MID(GZ5254,17,15),ROW($1:$16)))))","v":""},{"$f":"IF(OR(ISBLANK(HA100),HA5254=\"\"),\"\",IF(ISERROR(-LOOKUP(1,-LEFT(MID(HA5254,17,15),ROW($1:$16)))),TEXT(HA5296,\"####################.0\")*1,-LOOKUP(1,-LEFT(MID(HA5254,17,15),ROW($1:$16)))))","v":""},{"$f":"IF(OR(ISBLANK(HB100),HB5254=\"\"),\"\",IF(ISERROR(-LOOKUP(1,-LEFT(MID(HB5254,17,15),ROW($1:$16)))),TEXT(HB5296,\"####################.0\")*1,-LOOKUP(1,-LEFT(MID(HB5254,17,15),ROW($1:$16)))))","v":""},{"$f":"IF(OR(ISBLANK(HC100),HC5254=\"\"),\"\",IF(ISERROR(-LOOKUP(1,-LEFT(MID(HC5254,17,15),ROW($1:$16)))),TEXT(HC5296,\"####################.0\")*1,-LOOKUP(1,-LEFT(MID(HC5254,17,15),ROW($1:$16)))))","v":""},{"$f":"IF(OR(ISBLANK(HD100),HD5254=\"\"),\"\",IF(ISERROR(-LOOKUP(1,-LEFT(MID(HD5254,17,15),ROW($1:$16)))),TEXT(HD5296,\"####################.0\")*1,-LOOKUP(1,-LEFT(MID(HD5254,17,15),ROW($1:$16)))))","v":""},{"$f":"IF(OR(ISBLANK(HE100),HE5254=\"\"),\"\",IF(ISERROR(-LOOKUP(1,-LEFT(MID(HE5254,17,15),ROW($1:$16)))),TEXT(HE5296,\"####################.0\")*1,-LOOKUP(1,-LEFT(MID(HE5254,17,15),ROW($1:$16)))))","v":""},{"$f":"IF(OR(ISBLANK(HF100),HF5254=\"\"),\"\",IF(ISERROR(-LOOKUP(1,-LEFT(MID(HF5254,17,15),ROW($1:$16)))),TEXT(HF5296,\"####################.0\")*1,-LOOKUP(1,-LEFT(MID(HF5254,17,15),ROW($1:$16)))))","v":""},{"$f":"IF(OR(ISBLANK(HG100),HG5254=\"\"),\"\",IF(ISERROR(-LOOKUP(1,-LEFT(MID(HG5254,17,15),ROW($1:$16)))),TEXT(HG5296,\"####################.0\")*1,-LOOKUP(1,-LEFT(MID(HG5254,17,15),ROW($1:$16)))))","v":""},{"$f":"IF(OR(ISBLANK(HH100),HH5254=\"\"),\"\",IF(ISERROR(-LOOKUP(1,-LEFT(MID(HH5254,17,15),ROW($1:$16)))),TEXT(HH5296,\"####################.0\")*1,-LOOKUP(1,-LEFT(MID(HH5254,17,15),ROW($1:$16)))))","v":""},{"$f":"IF(OR(ISBLANK(HI100),HI5254=\"\"),\"\",IF(ISERROR(-LOOKUP(1,-LEFT(MID(HI5254,17,15),ROW($1:$16)))),TEXT(HI5296,\"####################.0\")*1,-LOOKUP(1,-LEFT(MID(HI5254,17,15),ROW($1:$16)))))","v":""},{"$f":"IF(OR(ISBLANK(HJ100),HJ5254=\"\"),\"\",IF(ISERROR(-LOOKUP(1,-LEFT(MID(HJ5254,17,15),ROW($1:$16)))),TEXT(HJ5296,\"####################.0\")*1,-LOOKUP(1,-LEFT(MID(HJ5254,17,15),ROW($1:$16)))))","v":""},{"$f":"IF(OR(ISBLANK(HK100),HK5254=\"\"),\"\",IF(ISERROR(-LOOKUP(1,-LEFT(MID(HK5254,17,15),ROW($1:$16)))),TEXT(HK5296,\"####################.0\")*1,-LOOKUP(1,-LEFT(MID(HK5254,17,15),ROW($1:$16)))))","v":""},{"$f":"IF(OR(ISBLANK(HL100),HL5254=\"\"),\"\",IF(ISERROR(-LOOKUP(1,-LEFT(MID(HL5254,17,15),ROW($1:$16)))),TEXT(HL5296,\"####################.0\")*1,-LOOKUP(1,-LEFT(MID(HL5254,17,15),ROW($1:$16)))))","v":""},{"$f":"IF(OR(ISBLANK(HM100),HM5254=\"\"),\"\",IF(ISERROR(-LOOKUP(1,-LEFT(MID(HM5254,17,15),ROW($1:$16)))),TEXT(HM5296,\"####################.0\")*1,-LOOKUP(1,-LEFT(MID(HM5254,17,15),ROW($1:$16)))))","v":""},{"$f":"IF(OR(ISBLANK(HN100),HN5254=\"\"),\"\",IF(ISERROR(-LOOKUP(1,-LEFT(MID(HN5254,17,15),ROW($1:$16)))),TEXT(HN5296,\"####################.0\")*1,-LOOKUP(1,-LEFT(MID(HN5254,17,15),ROW($1:$16)))))","v":""},{"$f":"IF(OR(ISBLANK(HO100),HO5254=\"\"),\"\",IF(ISERROR(-LOOKUP(1,-LEFT(MID(HO5254,17,15),ROW($1:$16)))),TEXT(HO5296,\"####################.0\")*1,-LOOKUP(1,-LEFT(MID(HO5254,17,15),ROW($1:$16)))))","v":""},{"$f":"IF(OR(ISBLANK(HP100),HP5254=\"\"),\"\",IF(ISERROR(-LOOKUP(1,-LEFT(MID(HP5254,17,15),ROW($1:$16)))),TEXT(HP5296,\"####################.0\")*1,-LOOKUP(1,-LEFT(MID(HP5254,17,15),ROW($1:$16)))))","v":""},{"$f":"IF(OR(ISBLANK(HQ100),HQ5254=\"\"),\"\",IF(ISERROR(-LOOKUP(1,-LEFT(MID(HQ5254,17,15),ROW($1:$16)))),TEXT(HQ5296,\"####################.0\")*1,-LOOKUP(1,-LEFT(MID(HQ5254,17,15),ROW($1:$16)))))","v":""},{"$f":"IF(OR(ISBLANK(HR100),HR5254=\"\"),\"\",IF(ISERROR(-LOOKUP(1,-LEFT(MID(HR5254,17,15),ROW($1:$16)))),TEXT(HR5296,\"####################.0\")*1,-LOOKUP(1,-LEFT(MID(HR5254,17,15),ROW($1:$16)))))","v":""},{"$f":"IF(OR(ISBLANK(HS100),HS5254=\"\"),\"\",IF(ISERROR(-LOOKUP(1,-LEFT(MID(HS5254,17,15),ROW($1:$16)))),TEXT(HS5296,\"####################.0\")*1,-LOOKUP(1,-LEFT(MID(HS5254,17,15),ROW($1:$16)))))","v":""},{"$f":"IF(OR(ISBLANK(HT100),HT5254=\"\"),\"\",IF(ISERROR(-LOOKUP(1,-LEFT(MID(HT5254,17,15),ROW($1:$16)))),TEXT(HT5296,\"####################.0\")*1,-LOOKUP(1,-LEFT(MID(HT5254,17,15),ROW($1:$16)))))","v":""},{"$f":"IF(OR(ISBLANK(HU100),HU5254=\"\"),\"\",IF(ISERROR(-LOOKUP(1,-LEFT(MID(HU5254,17,15),ROW($1:$16)))),TEXT(HU5296,\"####################.0\")*1,-LOOKUP(1,-LEFT(MID(HU5254,17,15),ROW($1:$16)))))","v":""},{"$f":"IF(OR(ISBLANK(HV100),HV5254=\"\"),\"\",IF(ISERROR(-LOOKUP(1,-LEFT(MID(HV5254,17,15),ROW($1:$16)))),TEXT(HV5296,\"####################.0\")*1,-LOOKUP(1,-LEFT(MID(HV5254,17,15),ROW($1:$16)))))","v":""},{"$f":"IF(OR(ISBLANK(HW100),HW5254=\"\"),\"\",IF(ISERROR(-LOOKUP(1,-LEFT(MID(HW5254,17,15),ROW($1:$16)))),TEXT(HW5296,\"####################.0\")*1,-LOOKUP(1,-LEFT(MID(HW5254,17,15),ROW($1:$16)))))","v":""},{"$f":"IF(OR(ISBLANK(HX100),HX5254=\"\"),\"\",IF(ISERROR(-LOOKUP(1,-LEFT(MID(HX5254,17,15),ROW($1:$16)))),TEXT(HX5296,\"####################.0\")*1,-LOOKUP(1,-LEFT(MID(HX5254,17,15),ROW($1:$16)))))","v":""},{"$f":"IF(OR(ISBLANK(HY100),HY5254=\"\"),\"\",IF(ISERROR(-LOOKUP(1,-LEFT(MID(HY5254,17,15),ROW($1:$16)))),TEXT(HY5296,\"####################.0\")*1,-LOOKUP(1,-LEFT(MID(HY5254,17,15),ROW($1:$16)))))","v":""},{"$f":"IF(OR(ISBLANK(HZ100),HZ5254=\"\"),\"\",IF(ISERROR(-LOOKUP(1,-LEFT(MID(HZ5254,17,15),ROW($1:$16)))),TEXT(HZ5296,\"####################.0\")*1,-LOOKUP(1,-LEFT(MID(HZ5254,17,15),ROW($1:$16)))))","v":""},{"$f":"IF(OR(ISBLANK(IA100),IA5254=\"\"),\"\",IF(ISERROR(-LOOKUP(1,-LEFT(MID(IA5254,17,15),ROW($1:$16)))),TEXT(IA5296,\"####################.0\")*1,-LOOKUP(1,-LEFT(MID(IA5254,17,15),ROW($1:$16)))))","v":""},{"$f":"IF(OR(ISBLANK(IB100),IB5254=\"\"),\"\",IF(ISERROR(-LOOKUP(1,-LEFT(MID(IB5254,17,15),ROW($1:$16)))),TEXT(IB5296,\"####################.0\")*1,-LOOKUP(1,-LEFT(MID(IB5254,17,15),ROW($1:$16)))))","v":""},{"$f":"IF(OR(ISBLANK(IC100),IC5254=\"\"),\"\",IF(ISERROR(-LOOKUP(1,-LEFT(MID(IC5254,17,15),ROW($1:$16)))),TEXT(IC5296,\"####################.0\")*1,-LOOKUP(1,-LEFT(MID(IC5254,17,15),ROW($1:$16)))))","v":""},{"$f":"IF(OR(ISBLANK(ID100),ID5254=\"\"),\"\",IF(ISERROR(-LOOKUP(1,-LEFT(MID(ID5254,17,15),ROW($1:$16)))),TEXT(ID5296,\"####################.0\")*1,-LOOKUP(1,-LEFT(MID(ID5254,17,15),ROW($1:$16)))))","v":""},{"$f":"IF(OR(ISBLANK(IE100),IE5254=\"\"),\"\",IF(ISERROR(-LOOKUP(1,-LEFT(MID(IE5254,17,15),ROW($1:$16)))),TEXT(IE5296,\"####################.0\")*1,-LOOKUP(1,-LEFT(MID(IE5254,17,15),ROW($1:$16)))))","v":""},{"$f":"IF(OR(ISBLANK(IF100),IF5254=\"\"),\"\",IF(ISERROR(-LOOKUP(1,-LEFT(MID(IF5254,17,15),ROW($1:$16)))),TEXT(IF5296,\"####################.0\")*1,-LOOKUP(1,-LEFT(MID(IF5254,17,15),ROW($1:$16)))))","v":""},{"$f":"IF(OR(ISBLANK(IG100),IG5254=\"\"),\"\",IF(ISERROR(-LOOKUP(1,-LEFT(MID(IG5254,17,15),ROW($1:$16)))),TEXT(IG5296,\"####################.0\")*1,-LOOKUP(1,-LEFT(MID(IG5254,17,15),ROW($1:$16)))))","v":""},{"$f":"IF(OR(ISBLANK(IH100),IH5254=\"\"),\"\",IF(ISERROR(-LOOKUP(1,-LEFT(MID(IH5254,17,15),ROW($1:$16)))),TEXT(IH5296,\"####################.0\")*1,-LOOKUP(1,-LEFT(MID(IH5254,17,15),ROW($1:$16)))))","v":""},{"$f":"IF(OR(ISBLANK(II100),II5254=\"\"),\"\",IF(ISERROR(-LOOKUP(1,-LEFT(MID(II5254,17,15),ROW($1:$16)))),TEXT(II5296,\"####################.0\")*1,-LOOKUP(1,-LEFT(MID(II5254,17,15),ROW($1:$16)))))","v":""},{"$f":"IF(OR(ISBLANK(IJ100),IJ5254=\"\"),\"\",IF(ISERROR(-LOOKUP(1,-LEFT(MID(IJ5254,17,15),ROW($1:$16)))),TEXT(IJ5296,\"####################.0\")*1,-LOOKUP(1,-LEFT(MID(IJ5254,17,15),ROW($1:$16)))))","v":""},{"$f":"IF(OR(ISBLANK(IK100),IK5254=\"\"),\"\",IF(ISERROR(-LOOKUP(1,-LEFT(MID(IK5254,17,15),ROW($1:$16)))),TEXT(IK5296,\"####################.0\")*1,-LOOKUP(1,-LEFT(MID(IK5254,17,15),ROW($1:$16)))))","v":""},{"$f":"IF(OR(ISBLANK(IL100),IL5254=\"\"),\"\",IF(ISERROR(-LOOKUP(1,-LEFT(MID(IL5254,17,15),ROW($1:$16)))),TEXT(IL5296,\"####################.0\")*1,-LOOKUP(1,-LEFT(MID(IL5254,17,15),ROW($1:$16)))))","v":""},{"$f":"IF(OR(ISBLANK(IM100),IM5254=\"\"),\"\",IF(ISERROR(-LOOKUP(1,-LEFT(MID(IM5254,17,15),ROW($1:$16)))),TEXT(IM5296,\"####################.0\")*1,-LOOKUP(1,-LEFT(MID(IM5254,17,15),ROW($1:$16)))))","v":""},{"$f":"IF(OR(ISBLANK(IN100),IN5254=\"\"),\"\",IF(ISERROR(-LOOKUP(1,-LEFT(MID(IN5254,17,15),ROW($1:$16)))),TEXT(IN5296,\"####################.0\")*1,-LOOKUP(1,-LEFT(MID(IN5254,17,15),ROW($1:$16)))))","v":""},{"$f":"IF(OR(ISBLANK(IO100),IO5254=\"\"),\"\",IF(ISERROR(-LOOKUP(1,-LEFT(MID(IO5254,17,15),ROW($1:$16)))),TEXT(IO5296,\"####################.0\")*1,-LOOKUP(1,-LEFT(MID(IO5254,17,15),ROW($1:$16)))))","v":""},{"$f":"IF(OR(ISBLANK(IP100),IP5254=\"\"),\"\",IF(ISERROR(-LOOKUP(1,-LEFT(MID(IP5254,17,15),ROW($1:$16)))),TEXT(IP5296,\"####################.0\")*1,-LOOKUP(1,-LEFT(MID(IP5254,17,15),ROW($1:$16)))))","v":""},{"$f":"IF(OR(ISBLANK(IQ100),IQ5254=\"\"),\"\",IF(ISERROR(-LOOKUP(1,-LEFT(MID(IQ5254,17,15),ROW($1:$16)))),TEXT(IQ5296,\"####################.0\")*1,-LOOKUP(1,-LEFT(MID(IQ5254,17,15),ROW($1:$16)))))","v":""},{"$f":"IF(OR(ISBLANK(IR100),IR5254=\"\"),\"\",IF(ISERROR(-LOOKUP(1,-LEFT(MID(IR5254,17,15),ROW($1:$16)))),TEXT(IR5296,\"####################.0\")*1,-LOOKUP(1,-LEFT(MID(IR5254,17,15),ROW($1:$16)))))","v":""},{"$f":"IF(OR(ISBLANK(IS100),IS5254=\"\"),\"\",IF(ISERROR(-LOOKUP(1,-LEFT(MID(IS5254,17,15),ROW($1:$16)))),TEXT(IS5296,\"####################.0\")*1,-LOOKUP(1,-LEFT(MID(IS5254,17,15),ROW($1:$16)))))","v":""},{"$f":"IF(OR(ISBLANK(IT100),IT5254=\"\"),\"\",IF(ISERROR(-LOOKUP(1,-LEFT(MID(IT5254,17,15),ROW($1:$16)))),TEXT(IT5296,\"####################.0\")*1,-LOOKUP(1,-LEFT(MID(IT5254,17,15),ROW($1:$16)))))","v":""},{"$f":"IF(OR(ISBLANK(IU100),IU5254=\"\"),\"\",IF(ISERROR(-LOOKUP(1,-LEFT(MID(IU5254,17,15),ROW($1:$16)))),TEXT(IU5296,\"####################.0\")*1,-LOOKUP(1,-LEFT(MID(IU5254,17,15),ROW($1:$16)))))","v":""},{"$f":"IF(OR(ISBLANK(IV100),IV5254=\"\"),\"\",IF(ISERROR(-LOOKUP(1,-LEFT(MID(IV5254,17,15),ROW($1:$16)))),TEXT(IV5296,\"####################.0\")*1,-LOOKUP(1,-LEFT(MID(IV5254,17,15),ROW($1:$16)))))","v":""},{"$f":"IF(OR(ISBLANK(IW100),IW5254=\"\"),\"\",IF(ISERROR(-LOOKUP(1,-LEFT(MID(IW5254,17,15),ROW($1:$16)))),TEXT(IW5296,\"####################.0\")*1,-LOOKUP(1,-LEFT(MID(IW5254,17,15),ROW($1:$16)))))","v":""},{"$f":"IF(OR(ISBLANK(IX100),IX5254=\"\"),\"\",IF(ISERROR(-LOOKUP(1,-LEFT(MID(IX5254,17,15),ROW($1:$16)))),TEXT(IX5296,\"####################.0\")*1,-LOOKUP(1,-LEFT(MID(IX5254,17,15),ROW($1:$16)))))","v":""},{"$f":"IF(OR(ISBLANK(IY100),IY5254=\"\"),\"\",IF(ISERROR(-LOOKUP(1,-LEFT(MID(IY5254,17,15),ROW($1:$16)))),TEXT(IY5296,\"####################.0\")*1,-LOOKUP(1,-LEFT(MID(IY5254,17,15),ROW($1:$16)))))","v":""},{"$f":"IF(OR(ISBLANK(IZ100),IZ5254=\"\"),\"\",IF(ISERROR(-LOOKUP(1,-LEFT(MID(IZ5254,17,15),ROW($1:$16)))),TEXT(IZ5296,\"####################.0\")*1,-LOOKUP(1,-LEFT(MID(IZ5254,17,15),ROW($1:$16)))))","v":""},{"$f":"IF(OR(ISBLANK(JA100),JA5254=\"\"),\"\",IF(ISERROR(-LOOKUP(1,-LEFT(MID(JA5254,17,15),ROW($1:$16)))),TEXT(JA5296,\"####################.0\")*1,-LOOKUP(1,-LEFT(MID(JA5254,17,15),ROW($1:$16)))))","v":""},{"$f":"IF(OR(ISBLANK(JB100),JB5254=\"\"),\"\",IF(ISERROR(-LOOKUP(1,-LEFT(MID(JB5254,17,15),ROW($1:$16)))),TEXT(JB5296,\"####################.0\")*1,-LOOKUP(1,-LEFT(MID(JB5254,17,15),ROW($1:$16)))))","v":""},{"$f":"IF(OR(ISBLANK(JC100),JC5254=\"\"),\"\",IF(ISERROR(-LOOKUP(1,-LEFT(MID(JC5254,17,15),ROW($1:$16)))),TEXT(JC5296,\"####################.0\")*1,-LOOKUP(1,-LEFT(MID(JC5254,17,15),ROW($1:$16)))))","v":""},{"$f":"IF(OR(ISBLANK(JD100),JD5254=\"\"),\"\",IF(ISERROR(-LOOKUP(1,-LEFT(MID(JD5254,17,15),ROW($1:$16)))),TEXT(JD5296,\"####################.0\")*1,-LOOKUP(1,-LEFT(MID(JD5254,17,15),ROW($1:$16)))))","v":""},{"$f":"IF(OR(ISBLANK(JE100),JE5254=\"\"),\"\",IF(ISERROR(-LOOKUP(1,-LEFT(MID(JE5254,17,15),ROW($1:$16)))),TEXT(JE5296,\"####################.0\")*1,-LOOKUP(1,-LEFT(MID(JE5254,17,15),ROW($1:$16)))))","v":""},{"$f":"IF(OR(ISBLANK(JF100),JF5254=\"\"),\"\",IF(ISERROR(-LOOKUP(1,-LEFT(MID(JF5254,17,15),ROW($1:$16)))),TEXT(JF5296,\"####################.0\")*1,-LOOKUP(1,-LEFT(MID(JF5254,17,15),ROW($1:$16)))))","v":""},{"$f":"IF(OR(ISBLANK(JG100),JG5254=\"\"),\"\",IF(ISERROR(-LOOKUP(1,-LEFT(MID(JG5254,17,15),ROW($1:$16)))),TEXT(JG5296,\"####################.0\")*1,-LOOKUP(1,-LEFT(MID(JG5254,17,15),ROW($1:$16)))))","v":""},{"$f":"IF(OR(ISBLANK(JH100),JH5254=\"\"),\"\",IF(ISERROR(-LOOKUP(1,-LEFT(MID(JH5254,17,15),ROW($1:$16)))),TEXT(JH5296,\"####################.0\")*1,-LOOKUP(1,-LEFT(MID(JH5254,17,15),ROW($1:$16)))))","v":""},{"$f":"IF(OR(ISBLANK(JI100),JI5254=\"\"),\"\",IF(ISERROR(-LOOKUP(1,-LEFT(MID(JI5254,17,15),ROW($1:$16)))),TEXT(JI5296,\"####################.0\")*1,-LOOKUP(1,-LEFT(MID(JI5254,17,15),ROW($1:$16)))))","v":""},{"$f":"IF(OR(ISBLANK(JJ100),JJ5254=\"\"),\"\",IF(ISERROR(-LOOKUP(1,-LEFT(MID(JJ5254,17,15),ROW($1:$16)))),TEXT(JJ5296,\"####################.0\")*1,-LOOKUP(1,-LEFT(MID(JJ5254,17,15),ROW($1:$16)))))","v":""},{"$f":"IF(OR(ISBLANK(JK100),JK5254=\"\"),\"\",IF(ISERROR(-LOOKUP(1,-LEFT(MID(JK5254,17,15),ROW($1:$16)))),TEXT(JK5296,\"####################.0\")*1,-LOOKUP(1,-LEFT(MID(JK5254,17,15),ROW($1:$16)))))","v":""},{"$f":"IF(OR(ISBLANK(JL100),JL5254=\"\"),\"\",IF(ISERROR(-LOOKUP(1,-LEFT(MID(JL5254,17,15),ROW($1:$16)))),TEXT(JL5296,\"####################.0\")*1,-LOOKUP(1,-LEFT(MID(JL5254,17,15),ROW($1:$16)))))","v":""},{"$f":"IF(OR(ISBLANK(JM100),JM5254=\"\"),\"\",IF(ISERROR(-LOOKUP(1,-LEFT(MID(JM5254,17,15),ROW($1:$16)))),TEXT(JM5296,\"####################.0\")*1,-LOOKUP(1,-LEFT(MID(JM5254,17,15),ROW($1:$16)))))","v":""},{"$f":"IF(OR(ISBLANK(JN100),JN5254=\"\"),\"\",IF(ISERROR(-LOOKUP(1,-LEFT(MID(JN5254,17,15),ROW($1:$16)))),TEXT(JN5296,\"####################.0\")*1,-LOOKUP(1,-LEFT(MID(JN5254,17,15),ROW($1:$16)))))","v":""},{"$f":"IF(OR(ISBLANK(JO100),JO5254=\"\"),\"\",IF(ISERROR(-LOOKUP(1,-LEFT(MID(JO5254,17,15),ROW($1:$16)))),TEXT(JO5296,\"####################.0\")*1,-LOOKUP(1,-LEFT(MID(JO5254,17,15),ROW($1:$16)))))","v":""},{"$f":"IF(OR(ISBLANK(JP100),JP5254=\"\"),\"\",IF(ISERROR(-LOOKUP(1,-LEFT(MID(JP5254,17,15),ROW($1:$16)))),TEXT(JP5296,\"####################.0\")*1,-LOOKUP(1,-LEFT(MID(JP5254,17,15),ROW($1:$16)))))","v":""},{"$f":"IF(OR(ISBLANK(JQ100),JQ5254=\"\"),\"\",IF(ISERROR(-LOOKUP(1,-LEFT(MID(JQ5254,17,15),ROW($1:$16)))),TEXT(JQ5296,\"####################.0\")*1,-LOOKUP(1,-LEFT(MID(JQ5254,17,15),ROW($1:$16)))))","v":""},{"$f":"IF(OR(ISBLANK(JR100),JR5254=\"\"),\"\",IF(ISERROR(-LOOKUP(1,-LEFT(MID(JR5254,17,15),ROW($1:$16)))),TEXT(JR5296,\"####################.0\")*1,-LOOKUP(1,-LEFT(MID(JR5254,17,15),ROW($1:$16)))))","v":""},{"$f":"IF(OR(ISBLANK(JS100),JS5254=\"\"),\"\",IF(ISERROR(-LOOKUP(1,-LEFT(MID(JS5254,17,15),ROW($1:$16)))),TEXT(JS5296,\"####################.0\")*1,-LOOKUP(1,-LEFT(MID(JS5254,17,15),ROW($1:$16)))))","v":""},{"$f":"IF(OR(ISBLANK(JT100),JT5254=\"\"),\"\",IF(ISERROR(-LOOKUP(1,-LEFT(MID(JT5254,17,15),ROW($1:$16)))),TEXT(JT5296,\"####################.0\")*1,-LOOKUP(1,-LEFT(MID(JT5254,17,15),ROW($1:$16)))))","v":""},{"$f":"IF(OR(ISBLANK(JU100),JU5254=\"\"),\"\",IF(ISERROR(-LOOKUP(1,-LEFT(MID(JU5254,17,15),ROW($1:$16)))),TEXT(JU5296,\"####################.0\")*1,-LOOKUP(1,-LEFT(MID(JU5254,17,15),ROW($1:$16)))))","v":""},{"$f":"IF(OR(ISBLANK(JV100),JV5254=\"\"),\"\",IF(ISERROR(-LOOKUP(1,-LEFT(MID(JV5254,17,15),ROW($1:$16)))),TEXT(JV5296,\"####################.0\")*1,-LOOKUP(1,-LEFT(MID(JV5254,17,15),ROW($1:$16)))))","v":""},{"$f":"IF(OR(ISBLANK(JW100),JW5254=\"\"),\"\",IF(ISERROR(-LOOKUP(1,-LEFT(MID(JW5254,17,15),ROW($1:$16)))),TEXT(JW5296,\"####################.0\")*1,-LOOKUP(1,-LEFT(MID(JW5254,17,15),ROW($1:$16)))))","v":""},{"$f":"IF(OR(ISBLANK(JX100),JX5254=\"\"),\"\",IF(ISERROR(-LOOKUP(1,-LEFT(MID(JX5254,17,15),ROW($1:$16)))),TEXT(JX5296,\"####################.0\")*1,-LOOKUP(1,-LEFT(MID(JX5254,17,15),ROW($1:$16)))))","v":""},{"$f":"IF(OR(ISBLANK(JY100),JY5254=\"\"),\"\",IF(ISERROR(-LOOKUP(1,-LEFT(MID(JY5254,17,15),ROW($1:$16)))),TEXT(JY5296,\"####################.0\")*1,-LOOKUP(1,-LEFT(MID(JY5254,17,15),ROW($1:$16)))))","v":""},{"$f":"IF(OR(ISBLANK(JZ100),JZ5254=\"\"),\"\",IF(ISERROR(-LOOKUP(1,-LEFT(MID(JZ5254,17,15),ROW($1:$16)))),TEXT(JZ5296,\"####################.0\")*1,-LOOKUP(1,-LEFT(MID(JZ5254,17,15),ROW($1:$16)))))","v":""},{"$f":"IF(OR(ISBLANK(KA100),KA5254=\"\"),\"\",IF(ISERROR(-LOOKUP(1,-LEFT(MID(KA5254,17,15),ROW($1:$16)))),TEXT(KA5296,\"####################.0\")*1,-LOOKUP(1,-LEFT(MID(KA5254,17,15),ROW($1:$16)))))","v":""},{"$f":"IF(OR(ISBLANK(KB100),KB5254=\"\"),\"\",IF(ISERROR(-LOOKUP(1,-LEFT(MID(KB5254,17,15),ROW($1:$16)))),TEXT(KB5296,\"####################.0\")*1,-LOOKUP(1,-LEFT(MID(KB5254,17,15),ROW($1:$16)))))","v":""},{"$f":"IF(OR(ISBLANK(KC100),KC5254=\"\"),\"\",IF(ISERROR(-LOOKUP(1,-LEFT(MID(KC5254,17,15),ROW($1:$16)))),TEXT(KC5296,\"####################.0\")*1,-LOOKUP(1,-LEFT(MID(KC5254,17,15),ROW($1:$16)))))","v":""},{"$f":"IF(OR(ISBLANK(KD100),KD5254=\"\"),\"\",IF(ISERROR(-LOOKUP(1,-LEFT(MID(KD5254,17,15),ROW($1:$16)))),TEXT(KD5296,\"####################.0\")*1,-LOOKUP(1,-LEFT(MID(KD5254,17,15),ROW($1:$16)))))","v":""},{"$f":"IF(OR(ISBLANK(KE100),KE5254=\"\"),\"\",IF(ISERROR(-LOOKUP(1,-LEFT(MID(KE5254,17,15),ROW($1:$16)))),TEXT(KE5296,\"####################.0\")*1,-LOOKUP(1,-LEFT(MID(KE5254,17,15),ROW($1:$16)))))","v":""},{"$f":"IF(OR(ISBLANK(KF100),KF5254=\"\"),\"\",IF(ISERROR(-LOOKUP(1,-LEFT(MID(KF5254,17,15),ROW($1:$16)))),TEXT(KF5296,\"####################.0\")*1,-LOOKUP(1,-LEFT(MID(KF5254,17,15),ROW($1:$16)))))","v":""},{"$f":"IF(OR(ISBLANK(KG100),KG5254=\"\"),\"\",IF(ISERROR(-LOOKUP(1,-LEFT(MID(KG5254,17,15),ROW($1:$16)))),TEXT(KG5296,\"####################.0\")*1,-LOOKUP(1,-LEFT(MID(KG5254,17,15),ROW($1:$16)))))","v":""},{"$f":"IF(OR(ISBLANK(KH100),KH5254=\"\"),\"\",IF(ISERROR(-LOOKUP(1,-LEFT(MID(KH5254,17,15),ROW($1:$16)))),TEXT(KH5296,\"####################.0\")*1,-LOOKUP(1,-LEFT(MID(KH5254,17,15),ROW($1:$16)))))","v":""},{"$f":"IF(OR(ISBLANK(KI100),KI5254=\"\"),\"\",IF(ISERROR(-LOOKUP(1,-LEFT(MID(KI5254,17,15),ROW($1:$16)))),TEXT(KI5296,\"####################.0\")*1,-LOOKUP(1,-LEFT(MID(KI5254,17,15),ROW($1:$16)))))","v":""},{"$f":"IF(OR(ISBLANK(KJ100),KJ5254=\"\"),\"\",IF(ISERROR(-LOOKUP(1,-LEFT(MID(KJ5254,17,15),ROW($1:$16)))),TEXT(KJ5296,\"####################.0\")*1,-LOOKUP(1,-LEFT(MID(KJ5254,17,15),ROW($1:$16)))))","v":""},{"$f":"IF(OR(ISBLANK(KK100),KK5254=\"\"),\"\",IF(ISERROR(-LOOKUP(1,-LEFT(MID(KK5254,17,15),ROW($1:$16)))),TEXT(KK5296,\"####################.0\")*1,-LOOKUP(1,-LEFT(MID(KK5254,17,15),ROW($1:$16)))))","v":""},{"$f":"IF(OR(ISBLANK(KL100),KL5254=\"\"),\"\",IF(ISERROR(-LOOKUP(1,-LEFT(MID(KL5254,17,15),ROW($1:$16)))),TEXT(KL5296,\"####################.0\")*1,-LOOKUP(1,-LEFT(MID(KL5254,17,15),ROW($1:$16)))))","v":""},{"$f":"IF(OR(ISBLANK(KM100),KM5254=\"\"),\"\",IF(ISERROR(-LOOKUP(1,-LEFT(MID(KM5254,17,15),ROW($1:$16)))),TEXT(KM5296,\"####################.0\")*1,-LOOKUP(1,-LEFT(MID(KM5254,17,15),ROW($1:$16)))))","v":""},{"$f":"IF(OR(ISBLANK(KN100),KN5254=\"\"),\"\",IF(ISERROR(-LOOKUP(1,-LEFT(MID(KN5254,17,15),ROW($1:$16)))),TEXT(KN5296,\"####################.0\")*1,-LOOKUP(1,-LEFT(MID(KN5254,17,15),ROW($1:$16)))))","v":""},{"$f":"IF(OR(ISBLANK(KO100),KO5254=\"\"),\"\",IF(ISERROR(-LOOKUP(1,-LEFT(MID(KO5254,17,15),ROW($1:$16)))),TEXT(KO5296,\"####################.0\")*1,-LOOKUP(1,-LEFT(MID(KO5254,17,15),ROW($1:$16)))))","v":""},{"$f":"IF(OR(ISBLANK(KP100),KP5254=\"\"),\"\",IF(ISERROR(-LOOKUP(1,-LEFT(MID(KP5254,17,15),ROW($1:$16)))),TEXT(KP5296,\"####################.0\")*1,-LOOKUP(1,-LEFT(MID(KP5254,17,15),ROW($1:$16)))))","v":""},{"$f":"IF(OR(ISBLANK(KQ100),KQ5254=\"\"),\"\",IF(ISERROR(-LOOKUP(1,-LEFT(MID(KQ5254,17,15),ROW($1:$16)))),TEXT(KQ5296,\"####################.0\")*1,-LOOKUP(1,-LEFT(MID(KQ5254,17,15),ROW($1:$16)))))","v":""},{"$f":"IF(OR(ISBLANK(KR100),KR5254=\"\"),\"\",IF(ISERROR(-LOOKUP(1,-LEFT(MID(KR5254,17,15),ROW($1:$16)))),TEXT(KR5296,\"####################.0\")*1,-LOOKUP(1,-LEFT(MID(KR5254,17,15),ROW($1:$16)))))","v":""},{"$f":"IF(OR(ISBLANK(KS100),KS5254=\"\"),\"\",IF(ISERROR(-LOOKUP(1,-LEFT(MID(KS5254,17,15),ROW($1:$16)))),TEXT(KS5296,\"####################.0\")*1,-LOOKUP(1,-LEFT(MID(KS5254,17,15),ROW($1:$16)))))","v":""},{"$f":"IF(OR(ISBLANK(KT100),KT5254=\"\"),\"\",IF(ISERROR(-LOOKUP(1,-LEFT(MID(KT5254,17,15),ROW($1:$16)))),TEXT(KT5296,\"####################.0\")*1,-LOOKUP(1,-LEFT(MID(KT5254,17,15),ROW($1:$16)))))","v":""},{"$f":"IF(OR(ISBLANK(KU100),KU5254=\"\"),\"\",IF(ISERROR(-LOOKUP(1,-LEFT(MID(KU5254,17,15),ROW($1:$16)))),TEXT(KU5296,\"####################.0\")*1,-LOOKUP(1,-LEFT(MID(KU5254,17,15),ROW($1:$16)))))","v":""},{"$f":"IF(OR(ISBLANK(KV100),KV5254=\"\"),\"\",IF(ISERROR(-LOOKUP(1,-LEFT(MID(KV5254,17,15),ROW($1:$16)))),TEXT(KV5296,\"####################.0\")*1,-LOOKUP(1,-LEFT(MID(KV5254,17,15),ROW($1:$16)))))","v":""},{"$f":"IF(OR(ISBLANK(KW100),KW5254=\"\"),\"\",IF(ISERROR(-LOOKUP(1,-LEFT(MID(KW5254,17,15),ROW($1:$16)))),TEXT(KW5296,\"####################.0\")*1,-LOOKUP(1,-LEFT(MID(KW5254,17,15),ROW($1:$16)))))","v":""},{"$f":"IF(OR(ISBLANK(KX100),KX5254=\"\"),\"\",IF(ISERROR(-LOOKUP(1,-LEFT(MID(KX5254,17,15),ROW($1:$16)))),TEXT(KX5296,\"####################.0\")*1,-LOOKUP(1,-LEFT(MID(KX5254,17,15),ROW($1:$16)))))","v":""},{"$f":"IF(OR(ISBLANK(KY100),KY5254=\"\"),\"\",IF(ISERROR(-LOOKUP(1,-LEFT(MID(KY5254,17,15),ROW($1:$16)))),TEXT(KY5296,\"####################.0\")*1,-LOOKUP(1,-LEFT(MID(KY5254,17,15),ROW($1:$16)))))","v":""},{"$f":"IF(OR(ISBLANK(KZ100),KZ5254=\"\"),\"\",IF(ISERROR(-LOOKUP(1,-LEFT(MID(KZ5254,17,15),ROW($1:$16)))),TEXT(KZ5296,\"####################.0\")*1,-LOOKUP(1,-LEFT(MID(KZ5254,17,15),ROW($1:$16)))))","v":""},{"$f":"IF(OR(ISBLANK(LA100),LA5254=\"\"),\"\",IF(ISERROR(-LOOKUP(1,-LEFT(MID(LA5254,17,15),ROW($1:$16)))),TEXT(LA5296,\"####################.0\")*1,-LOOKUP(1,-LEFT(MID(LA5254,17,15),ROW($1:$16)))))","v":""},{"$f":"IF(OR(ISBLANK(LB100),LB5254=\"\"),\"\",IF(ISERROR(-LOOKUP(1,-LEFT(MID(LB5254,17,15),ROW($1:$16)))),TEXT(LB5296,\"####################.0\")*1,-LOOKUP(1,-LEFT(MID(LB5254,17,15),ROW($1:$16)))))","v":""},{"$f":"IF(OR(ISBLANK(LC100),LC5254=\"\"),\"\",IF(ISERROR(-LOOKUP(1,-LEFT(MID(LC5254,17,15),ROW($1:$16)))),TEXT(LC5296,\"####################.0\")*1,-LOOKUP(1,-LEFT(MID(LC5254,17,15),ROW($1:$16)))))","v":""},{"$f":"IF(OR(ISBLANK(LD100),LD5254=\"\"),\"\",IF(ISERROR(-LOOKUP(1,-LEFT(MID(LD5254,17,15),ROW($1:$16)))),TEXT(LD5296,\"####################.0\")*1,-LOOKUP(1,-LEFT(MID(LD5254,17,15),ROW($1:$16)))))","v":""},{"$f":"IF(OR(ISBLANK(LE100),LE5254=\"\"),\"\",IF(ISERROR(-LOOKUP(1,-LEFT(MID(LE5254,17,15),ROW($1:$16)))),TEXT(LE5296,\"####################.0\")*1,-LOOKUP(1,-LEFT(MID(LE5254,17,15),ROW($1:$16)))))","v":""},{"$f":"IF(OR(ISBLANK(LF100),LF5254=\"\"),\"\",IF(ISERROR(-LOOKUP(1,-LEFT(MID(LF5254,17,15),ROW($1:$16)))),TEXT(LF5296,\"####################.0\")*1,-LOOKUP(1,-LEFT(MID(LF5254,17,15),ROW($1:$16)))))","v":""},{"$f":"IF(OR(ISBLANK(LG100),LG5254=\"\"),\"\",IF(ISERROR(-LOOKUP(1,-LEFT(MID(LG5254,17,15),ROW($1:$16)))),TEXT(LG5296,\"####################.0\")*1,-LOOKUP(1,-LEFT(MID(LG5254,17,15),ROW($1:$16)))))","v":""},{"$f":"IF(OR(ISBLANK(LH100),LH5254=\"\"),\"\",IF(ISERROR(-LOOKUP(1,-LEFT(MID(LH5254,17,15),ROW($1:$16)))),TEXT(LH5296,\"####################.0\")*1,-LOOKUP(1,-LEFT(MID(LH5254,17,15),ROW($1:$16)))))","v":""},{"$f":"IF(OR(ISBLANK(LI100),LI5254=\"\"),\"\",IF(ISERROR(-LOOKUP(1,-LEFT(MID(LI5254,17,15),ROW($1:$16)))),TEXT(LI5296,\"####################.0\")*1,-LOOKUP(1,-LEFT(MID(LI5254,17,15),ROW($1:$16)))))","v":""},{"$f":"IF(OR(ISBLANK(LJ100),LJ5254=\"\"),\"\",IF(ISERROR(-LOOKUP(1,-LEFT(MID(LJ5254,17,15),ROW($1:$16)))),TEXT(LJ5296,\"####################.0\")*1,-LOOKUP(1,-LEFT(MID(LJ5254,17,15),ROW($1:$16)))))","v":""},{"$f":"IF(OR(ISBLANK(LK100),LK5254=\"\"),\"\",IF(ISERROR(-LOOKUP(1,-LEFT(MID(LK5254,17,15),ROW($1:$16)))),TEXT(LK5296,\"####################.0\")*1,-LOOKUP(1,-LEFT(MID(LK5254,17,15),ROW($1:$16)))))","v":""},{"$f":"IF(OR(ISBLANK(LL100),LL5254=\"\"),\"\",IF(ISERROR(-LOOKUP(1,-LEFT(MID(LL5254,17,15),ROW($1:$16)))),TEXT(LL5296,\"####################.0\")*1,-LOOKUP(1,-LEFT(MID(LL5254,17,15),ROW($1:$16)))))","v":""},{"$f":"IF(OR(ISBLANK(LM100),LM5254=\"\"),\"\",IF(ISERROR(-LOOKUP(1,-LEFT(MID(LM5254,17,15),ROW($1:$16)))),TEXT(LM5296,\"####################.0\")*1,-LOOKUP(1,-LEFT(MID(LM5254,17,15),ROW($1:$16)))))","v":""},{"$f":"IF(OR(ISBLANK(LN100),LN5254=\"\"),\"\",IF(ISERROR(-LOOKUP(1,-LEFT(MID(LN5254,17,15),ROW($1:$16)))),TEXT(LN5296,\"####################.0\")*1,-LOOKUP(1,-LEFT(MID(LN5254,17,15),ROW($1:$16)))))","v":""},{"$f":"IF(OR(ISBLANK(LO100),LO5254=\"\"),\"\",IF(ISERROR(-LOOKUP(1,-LEFT(MID(LO5254,17,15),ROW($1:$16)))),TEXT(LO5296,\"####################.0\")*1,-LOOKUP(1,-LEFT(MID(LO5254,17,15),ROW($1:$16)))))","v":""},{"$f":"IF(OR(ISBLANK(LP100),LP5254=\"\"),\"\",IF(ISERROR(-LOOKUP(1,-LEFT(MID(LP5254,17,15),ROW($1:$16)))),TEXT(LP5296,\"####################.0\")*1,-LOOKUP(1,-LEFT(MID(LP5254,17,15),ROW($1:$16)))))","v":""},{"$f":"IF(OR(ISBLANK(LQ100),LQ5254=\"\"),\"\",IF(ISERROR(-LOOKUP(1,-LEFT(MID(LQ5254,17,15),ROW($1:$16)))),TEXT(LQ5296,\"####################.0\")*1,-LOOKUP(1,-LEFT(MID(LQ5254,17,15),ROW($1:$16)))))","v":""},{"$f":"IF(OR(ISBLANK(LR100),LR5254=\"\"),\"\",IF(ISERROR(-LOOKUP(1,-LEFT(MID(LR5254,17,15),ROW($1:$16)))),TEXT(LR5296,\"####################.0\")*1,-LOOKUP(1,-LEFT(MID(LR5254,17,15),ROW($1:$16)))))","v":""},{"$f":"IF(OR(ISBLANK(LS100),LS5254=\"\"),\"\",IF(ISERROR(-LOOKUP(1,-LEFT(MID(LS5254,17,15),ROW($1:$16)))),TEXT(LS5296,\"####################.0\")*1,-LOOKUP(1,-LEFT(MID(LS5254,17,15),ROW($1:$16)))))","v":""},{"$f":"IF(OR(ISBLANK(LT100),LT5254=\"\"),\"\",IF(ISERROR(-LOOKUP(1,-LEFT(MID(LT5254,17,15),ROW($1:$16)))),TEXT(LT5296,\"####################.0\")*1,-LOOKUP(1,-LEFT(MID(LT5254,17,15),ROW($1:$16)))))","v":""},{"$f":"IF(OR(ISBLANK(LU100),LU5254=\"\"),\"\",IF(ISERROR(-LOOKUP(1,-LEFT(MID(LU5254,17,15),ROW($1:$16)))),TEXT(LU5296,\"####################.0\")*1,-LOOKUP(1,-LEFT(MID(LU5254,17,15),ROW($1:$16)))))","v":""},{"$f":"IF(OR(ISBLANK(LV100),LV5254=\"\"),\"\",IF(ISERROR(-LOOKUP(1,-LEFT(MID(LV5254,17,15),ROW($1:$16)))),TEXT(LV5296,\"####################.0\")*1,-LOOKUP(1,-LEFT(MID(LV5254,17,15),ROW($1:$16)))))","v":""},{"$f":"IF(OR(ISBLANK(LW100),LW5254=\"\"),\"\",IF(ISERROR(-LOOKUP(1,-LEFT(MID(LW5254,17,15),ROW($1:$16)))),TEXT(LW5296,\"####################.0\")*1,-LOOKUP(1,-LEFT(MID(LW5254,17,15),ROW($1:$16)))))","v":""},{"$f":"IF(OR(ISBLANK(LX100),LX5254=\"\"),\"\",IF(ISERROR(-LOOKUP(1,-LEFT(MID(LX5254,17,15),ROW($1:$16)))),TEXT(LX5296,\"####################.0\")*1,-LOOKUP(1,-LEFT(MID(LX5254,17,15),ROW($1:$16)))))","v":""},{"$f":"IF(OR(ISBLANK(LY100),LY5254=\"\"),\"\",IF(ISERROR(-LOOKUP(1,-LEFT(MID(LY5254,17,15),ROW($1:$16)))),TEXT(LY5296,\"####################.0\")*1,-LOOKUP(1,-LEFT(MID(LY5254,17,15),ROW($1:$16)))))","v":""},{"$f":"IF(OR(ISBLANK(LZ100),LZ5254=\"\"),\"\",IF(ISERROR(-LOOKUP(1,-LEFT(MID(LZ5254,17,15),ROW($1:$16)))),TEXT(LZ5296,\"####################.0\")*1,-LOOKUP(1,-LEFT(MID(LZ5254,17,15),ROW($1:$16)))))","v":""},{"$f":"IF(OR(ISBLANK(MA100),MA5254=\"\"),\"\",IF(ISERROR(-LOOKUP(1,-LEFT(MID(MA5254,17,15),ROW($1:$16)))),TEXT(MA5296,\"####################.0\")*1,-LOOKUP(1,-LEFT(MID(MA5254,17,15),ROW($1:$16)))))","v":""},{"$f":"IF(OR(ISBLANK(MB100),MB5254=\"\"),\"\",IF(ISERROR(-LOOKUP(1,-LEFT(MID(MB5254,17,15),ROW($1:$16)))),TEXT(MB5296,\"####################.0\")*1,-LOOKUP(1,-LEFT(MID(MB5254,17,15),ROW($1:$16)))))","v":""},{"$f":"IF(OR(ISBLANK(MC100),MC5254=\"\"),\"\",IF(ISERROR(-LOOKUP(1,-LEFT(MID(MC5254,17,15),ROW($1:$16)))),TEXT(MC5296,\"####################.0\")*1,-LOOKUP(1,-LEFT(MID(MC5254,17,15),ROW($1:$16)))))","v":""},{"$f":"IF(OR(ISBLANK(MD100),MD5254=\"\"),\"\",IF(ISERROR(-LOOKUP(1,-LEFT(MID(MD5254,17,15),ROW($1:$16)))),TEXT(MD5296,\"####################.0\")*1,-LOOKUP(1,-LEFT(MID(MD5254,17,15),ROW($1:$16)))))","v":""},{"$f":"IF(OR(ISBLANK(ME100),ME5254=\"\"),\"\",IF(ISERROR(-LOOKUP(1,-LEFT(MID(ME5254,17,15),ROW($1:$16)))),TEXT(ME5296,\"####################.0\")*1,-LOOKUP(1,-LEFT(MID(ME5254,17,15),ROW($1:$16)))))","v":""},{"$f":"IF(OR(ISBLANK(MF100),MF5254=\"\"),\"\",IF(ISERROR(-LOOKUP(1,-LEFT(MID(MF5254,17,15),ROW($1:$16)))),TEXT(MF5296,\"####################.0\")*1,-LOOKUP(1,-LEFT(MID(MF5254,17,15),ROW($1:$16)))))","v":""},{"$f":"IF(OR(ISBLANK(MG100),MG5254=\"\"),\"\",IF(ISERROR(-LOOKUP(1,-LEFT(MID(MG5254,17,15),ROW($1:$16)))),TEXT(MG5296,\"####################.0\")*1,-LOOKUP(1,-LEFT(MID(MG5254,17,15),ROW($1:$16)))))","v":""},{"$f":"IF(OR(ISBLANK(MH100),MH5254=\"\"),\"\",IF(ISERROR(-LOOKUP(1,-LEFT(MID(MH5254,17,15),ROW($1:$16)))),TEXT(MH5296,\"####################.0\")*1,-LOOKUP(1,-LEFT(MID(MH5254,17,15),ROW($1:$16)))))","v":""},{"$f":"IF(OR(ISBLANK(MI100),MI5254=\"\"),\"\",IF(ISERROR(-LOOKUP(1,-LEFT(MID(MI5254,17,15),ROW($1:$16)))),TEXT(MI5296,\"####################.0\")*1,-LOOKUP(1,-LEFT(MID(MI5254,17,15),ROW($1:$16)))))","v":""},{"$f":"IF(OR(ISBLANK(MJ100),MJ5254=\"\"),\"\",IF(ISERROR(-LOOKUP(1,-LEFT(MID(MJ5254,17,15),ROW($1:$16)))),TEXT(MJ5296,\"####################.0\")*1,-LOOKUP(1,-LEFT(MID(MJ5254,17,15),ROW($1:$16)))))","v":""},{"$f":"IF(OR(ISBLANK(MK100),MK5254=\"\"),\"\",IF(ISERROR(-LOOKUP(1,-LEFT(MID(MK5254,17,15),ROW($1:$16)))),TEXT(MK5296,\"####################.0\")*1,-LOOKUP(1,-LEFT(MID(MK5254,17,15),ROW($1:$16)))))","v":""},{"$f":"IF(OR(ISBLANK(ML100),ML5254=\"\"),\"\",IF(ISERROR(-LOOKUP(1,-LEFT(MID(ML5254,17,15),ROW($1:$16)))),TEXT(ML5296,\"####################.0\")*1,-LOOKUP(1,-LEFT(MID(ML5254,17,15),ROW($1:$16)))))","v":""},{"$f":"IF(OR(ISBLANK(MM100),MM5254=\"\"),\"\",IF(ISERROR(-LOOKUP(1,-LEFT(MID(MM5254,17,15),ROW($1:$16)))),TEXT(MM5296,\"####################.0\")*1,-LOOKUP(1,-LEFT(MID(MM5254,17,15),ROW($1:$16)))))","v":""},{"$f":"IF(OR(ISBLANK(MN100),MN5254=\"\"),\"\",IF(ISERROR(-LOOKUP(1,-LEFT(MID(MN5254,17,15),ROW($1:$16)))),TEXT(MN5296,\"####################.0\")*1,-LOOKUP(1,-LEFT(MID(MN5254,17,15),ROW($1:$16)))))","v":""},{"$f":"IF(OR(ISBLANK(MO100),MO5254=\"\"),\"\",IF(ISERROR(-LOOKUP(1,-LEFT(MID(MO5254,17,15),ROW($1:$16)))),TEXT(MO5296,\"####################.0\")*1,-LOOKUP(1,-LEFT(MID(MO5254,17,15),ROW($1:$16)))))","v":""},{"$f":"IF(OR(ISBLANK(MP100),MP5254=\"\"),\"\",IF(ISERROR(-LOOKUP(1,-LEFT(MID(MP5254,17,15),ROW($1:$16)))),TEXT(MP5296,\"####################.0\")*1,-LOOKUP(1,-LEFT(MID(MP5254,17,15),ROW($1:$16)))))","v":""},{"$f":"IF(OR(ISBLANK(MQ100),MQ5254=\"\"),\"\",IF(ISERROR(-LOOKUP(1,-LEFT(MID(MQ5254,17,15),ROW($1:$16)))),TEXT(MQ5296,\"####################.0\")*1,-LOOKUP(1,-LEFT(MID(MQ5254,17,15),ROW($1:$16)))))","v":""},{"$f":"IF(OR(ISBLANK(MR100),MR5254=\"\"),\"\",IF(ISERROR(-LOOKUP(1,-LEFT(MID(MR5254,17,15),ROW($1:$16)))),TEXT(MR5296,\"####################.0\")*1,-LOOKUP(1,-LEFT(MID(MR5254,17,15),ROW($1:$16)))))","v":""},{"$f":"IF(OR(ISBLANK(MS100),MS5254=\"\"),\"\",IF(ISERROR(-LOOKUP(1,-LEFT(MID(MS5254,17,15),ROW($1:$16)))),TEXT(MS5296,\"####################.0\")*1,-LOOKUP(1,-LEFT(MID(MS5254,17,15),ROW($1:$16)))))","v":""},{"$f":"IF(OR(ISBLANK(MT100),MT5254=\"\"),\"\",IF(ISERROR(-LOOKUP(1,-LEFT(MID(MT5254,17,15),ROW($1:$16)))),TEXT(MT5296,\"####################.0\")*1,-LOOKUP(1,-LEFT(MID(MT5254,17,15),ROW($1:$16)))))","v":""},{"$f":"IF(OR(ISBLANK(MU100),MU5254=\"\"),\"\",IF(ISERROR(-LOOKUP(1,-LEFT(MID(MU5254,17,15),ROW($1:$16)))),TEXT(MU5296,\"####################.0\")*1,-LOOKUP(1,-LEFT(MID(MU5254,17,15),ROW($1:$16)))))","v":""},{"$f":"IF(OR(ISBLANK(MV100),MV5254=\"\"),\"\",IF(ISERROR(-LOOKUP(1,-LEFT(MID(MV5254,17,15),ROW($1:$16)))),TEXT(MV5296,\"####################.0\")*1,-LOOKUP(1,-LEFT(MID(MV5254,17,15),ROW($1:$16)))))","v":""},{"$f":"IF(OR(ISBLANK(MW100),MW5254=\"\"),\"\",IF(ISERROR(-LOOKUP(1,-LEFT(MID(MW5254,17,15),ROW($1:$16)))),TEXT(MW5296,\"####################.0\")*1,-LOOKUP(1,-LEFT(MID(MW5254,17,15),ROW($1:$16)))))","v":""},{"$f":"IF(OR(ISBLANK(MX100),MX5254=\"\"),\"\",IF(ISERROR(-LOOKUP(1,-LEFT(MID(MX5254,17,15),ROW($1:$16)))),TEXT(MX5296,\"####################.0\")*1,-LOOKUP(1,-LEFT(MID(MX5254,17,15),ROW($1:$16)))))","v":""},{"$f":"IF(OR(ISBLANK(MY100),MY5254=\"\"),\"\",IF(ISERROR(-LOOKUP(1,-LEFT(MID(MY5254,17,15),ROW($1:$16)))),TEXT(MY5296,\"####################.0\")*1,-LOOKUP(1,-LEFT(MID(MY5254,17,15),ROW($1:$16)))))","v":""},{"$f":"IF(OR(ISBLANK(MZ100),MZ5254=\"\"),\"\",IF(ISERROR(-LOOKUP(1,-LEFT(MID(MZ5254,17,15),ROW($1:$16)))),TEXT(MZ5296,\"####################.0\")*1,-LOOKUP(1,-LEFT(MID(MZ5254,17,15),ROW($1:$16)))))","v":""},{"$f":"IF(OR(ISBLANK(NA100),NA5254=\"\"),\"\",IF(ISERROR(-LOOKUP(1,-LEFT(MID(NA5254,17,15),ROW($1:$16)))),TEXT(NA5296,\"####################.0\")*1,-LOOKUP(1,-LEFT(MID(NA5254,17,15),ROW($1:$16)))))","v":""},{"$f":"IF(OR(ISBLANK(NB100),NB5254=\"\"),\"\",IF(ISERROR(-LOOKUP(1,-LEFT(MID(NB5254,17,15),ROW($1:$16)))),TEXT(NB5296,\"####################.0\")*1,-LOOKUP(1,-LEFT(MID(NB5254,17,15),ROW($1:$16)))))","v":""},{"$f":"IF(OR(ISBLANK(NC100),NC5254=\"\"),\"\",IF(ISERROR(-LOOKUP(1,-LEFT(MID(NC5254,17,15),ROW($1:$16)))),TEXT(NC5296,\"####################.0\")*1,-LOOKUP(1,-LEFT(MID(NC5254,17,15),ROW($1:$16)))))","v":""},{"$f":"IF(OR(ISBLANK(ND100),ND5254=\"\"),\"\",IF(ISERROR(-LOOKUP(1,-LEFT(MID(ND5254,17,15),ROW($1:$16)))),TEXT(ND5296,\"####################.0\")*1,-LOOKUP(1,-LEFT(MID(ND5254,17,15),ROW($1:$16)))))","v":""},{"$f":"IF(OR(ISBLANK(NE100),NE5254=\"\"),\"\",IF(ISERROR(-LOOKUP(1,-LEFT(MID(NE5254,17,15),ROW($1:$16)))),TEXT(NE5296,\"####################.0\")*1,-LOOKUP(1,-LEFT(MID(NE5254,17,15),ROW($1:$16)))))","v":""},{"$f":"IF(OR(ISBLANK(NF100),NF5254=\"\"),\"\",IF(ISERROR(-LOOKUP(1,-LEFT(MID(NF5254,17,15),ROW($1:$16)))),TEXT(NF5296,\"####################.0\")*1,-LOOKUP(1,-LEFT(MID(NF5254,17,15),ROW($1:$16)))))","v":""},{"$f":"IF(OR(ISBLANK(NG100),NG5254=\"\"),\"\",IF(ISERROR(-LOOKUP(1,-LEFT(MID(NG5254,17,15),ROW($1:$16)))),TEXT(NG5296,\"####################.0\")*1,-LOOKUP(1,-LEFT(MID(NG5254,17,15),ROW($1:$16)))))","v":""},{"$f":"IF(OR(ISBLANK(NH100),NH5254=\"\"),\"\",IF(ISERROR(-LOOKUP(1,-LEFT(MID(NH5254,17,15),ROW($1:$16)))),TEXT(NH5296,\"####################.0\")*1,-LOOKUP(1,-LEFT(MID(NH5254,17,15),ROW($1:$16)))))","v":""},{"$f":"IF(OR(ISBLANK(NI100),NI5254=\"\"),\"\",IF(ISERROR(-LOOKUP(1,-LEFT(MID(NI5254,17,15),ROW($1:$16)))),TEXT(NI5296,\"####################.0\")*1,-LOOKUP(1,-LEFT(MID(NI5254,17,15),ROW($1:$16)))))","v":""},{"$f":"IF(OR(ISBLANK(NJ100),NJ5254=\"\"),\"\",IF(ISERROR(-LOOKUP(1,-LEFT(MID(NJ5254,17,15),ROW($1:$16)))),TEXT(NJ5296,\"####################.0\")*1,-LOOKUP(1,-LEFT(MID(NJ5254,17,15),ROW($1:$16)))))","v":""},{"$f":"IF(OR(ISBLANK(NK100),NK5254=\"\"),\"\",IF(ISERROR(-LOOKUP(1,-LEFT(MID(NK5254,17,15),ROW($1:$16)))),TEXT(NK5296,\"####################.0\")*1,-LOOKUP(1,-LEFT(MID(NK5254,17,15),ROW($1:$16)))))","v":""},{"$f":"IF(OR(ISBLANK(NL100),NL5254=\"\"),\"\",IF(ISERROR(-LOOKUP(1,-LEFT(MID(NL5254,17,15),ROW($1:$16)))),TEXT(NL5296,\"####################.0\")*1,-LOOKUP(1,-LEFT(MID(NL5254,17,15),ROW($1:$16)))))","v":""},{"$f":"IF(OR(ISBLANK(NM100),NM5254=\"\"),\"\",IF(ISERROR(-LOOKUP(1,-LEFT(MID(NM5254,17,15),ROW($1:$16)))),TEXT(NM5296,\"####################.0\")*1,-LOOKUP(1,-LEFT(MID(NM5254,17,15),ROW($1:$16)))))","v":""},{"$f":"IF(OR(ISBLANK(NN100),NN5254=\"\"),\"\",IF(ISERROR(-LOOKUP(1,-LEFT(MID(NN5254,17,15),ROW($1:$16)))),TEXT(NN5296,\"####################.0\")*1,-LOOKUP(1,-LEFT(MID(NN5254,17,15),ROW($1:$16)))))","v":""},{"$f":"IF(OR(ISBLANK(NO100),NO5254=\"\"),\"\",IF(ISERROR(-LOOKUP(1,-LEFT(MID(NO5254,17,15),ROW($1:$16)))),TEXT(NO5296,\"####################.0\")*1,-LOOKUP(1,-LEFT(MID(NO5254,17,15),ROW($1:$16)))))","v":""},{"$f":"IF(OR(ISBLANK(NP100),NP5254=\"\"),\"\",IF(ISERROR(-LOOKUP(1,-LEFT(MID(NP5254,17,15),ROW($1:$16)))),TEXT(NP5296,\"####################.0\")*1,-LOOKUP(1,-LEFT(MID(NP5254,17,15),ROW($1:$16)))))","v":""},{"$f":"IF(OR(ISBLANK(NQ100),NQ5254=\"\"),\"\",IF(ISERROR(-LOOKUP(1,-LEFT(MID(NQ5254,17,15),ROW($1:$16)))),TEXT(NQ5296,\"####################.0\")*1,-LOOKUP(1,-LEFT(MID(NQ5254,17,15),ROW($1:$16)))))","v":""},{"$f":"IF(OR(ISBLANK(NR100),NR5254=\"\"),\"\",IF(ISERROR(-LOOKUP(1,-LEFT(MID(NR5254,17,15),ROW($1:$16)))),TEXT(NR5296,\"####################.0\")*1,-LOOKUP(1,-LEFT(MID(NR5254,17,15),ROW($1:$16)))))","v":""},{"$f":"IF(OR(ISBLANK(NS100),NS5254=\"\"),\"\",IF(ISERROR(-LOOKUP(1,-LEFT(MID(NS5254,17,15),ROW($1:$16)))),TEXT(NS5296,\"####################.0\")*1,-LOOKUP(1,-LEFT(MID(NS5254,17,15),ROW($1:$16)))))","v":""},{"$f":"IF(OR(ISBLANK(NT100),NT5254=\"\"),\"\",IF(ISERROR(-LOOKUP(1,-LEFT(MID(NT5254,17,15),ROW($1:$16)))),TEXT(NT5296,\"####################.0\")*1,-LOOKUP(1,-LEFT(MID(NT5254,17,15),ROW($1:$16)))))","v":""},{"$f":"IF(OR(ISBLANK(NU100),NU5254=\"\"),\"\",IF(ISERROR(-LOOKUP(1,-LEFT(MID(NU5254,17,15),ROW($1:$16)))),TEXT(NU5296,\"####################.0\")*1,-LOOKUP(1,-LEFT(MID(NU5254,17,15),ROW($1:$16)))))","v":""},{"$f":"IF(OR(ISBLANK(NV100),NV5254=\"\"),\"\",IF(ISERROR(-LOOKUP(1,-LEFT(MID(NV5254,17,15),ROW($1:$16)))),TEXT(NV5296,\"####################.0\")*1,-LOOKUP(1,-LEFT(MID(NV5254,17,15),ROW($1:$16)))))","v":""},{"$f":"IF(OR(ISBLANK(NW100),NW5254=\"\"),\"\",IF(ISERROR(-LOOKUP(1,-LEFT(MID(NW5254,17,15),ROW($1:$16)))),TEXT(NW5296,\"####################.0\")*1,-LOOKUP(1,-LEFT(MID(NW5254,17,15),ROW($1:$16)))))","v":""},{"$f":"IF(OR(ISBLANK(NX100),NX5254=\"\"),\"\",IF(ISERROR(-LOOKUP(1,-LEFT(MID(NX5254,17,15),ROW($1:$16)))),TEXT(NX5296,\"####################.0\")*1,-LOOKUP(1,-LEFT(MID(NX5254,17,15),ROW($1:$16)))))","v":""},{"$f":"IF(OR(ISBLANK(NY100),NY5254=\"\"),\"\",IF(ISERROR(-LOOKUP(1,-LEFT(MID(NY5254,17,15),ROW($1:$16)))),TEXT(NY5296,\"####################.0\")*1,-LOOKUP(1,-LEFT(MID(NY5254,17,15),ROW($1:$16)))))","v":""},{"$f":"IF(OR(ISBLANK(NZ100),NZ5254=\"\"),\"\",IF(ISERROR(-LOOKUP(1,-LEFT(MID(NZ5254,17,15),ROW($1:$16)))),TEXT(NZ5296,\"####################.0\")*1,-LOOKUP(1,-LEFT(MID(NZ5254,17,15),ROW($1:$16)))))","v":""},{"$f":"IF(OR(ISBLANK(OA100),OA5254=\"\"),\"\",IF(ISERROR(-LOOKUP(1,-LEFT(MID(OA5254,17,15),ROW($1:$16)))),TEXT(OA5296,\"####################.0\")*1,-LOOKUP(1,-LEFT(MID(OA5254,17,15),ROW($1:$16)))))","v":""},{"$f":"IF(OR(ISBLANK(OB100),OB5254=\"\"),\"\",IF(ISERROR(-LOOKUP(1,-LEFT(MID(OB5254,17,15),ROW($1:$16)))),TEXT(OB5296,\"####################.0\")*1,-LOOKUP(1,-LEFT(MID(OB5254,17,15),ROW($1:$16)))))","v":""},{"$f":"IF(OR(ISBLANK(OC100),OC5254=\"\"),\"\",IF(ISERROR(-LOOKUP(1,-LEFT(MID(OC5254,17,15),ROW($1:$16)))),TEXT(OC5296,\"####################.0\")*1,-LOOKUP(1,-LEFT(MID(OC5254,17,15),ROW($1:$16)))))","v":""},{"$f":"IF(OR(ISBLANK(OD100),OD5254=\"\"),\"\",IF(ISERROR(-LOOKUP(1,-LEFT(MID(OD5254,17,15),ROW($1:$16)))),TEXT(OD5296,\"####################.0\")*1,-LOOKUP(1,-LEFT(MID(OD5254,17,15),ROW($1:$16)))))","v":""},{"$f":"IF(OR(ISBLANK(OE100),OE5254=\"\"),\"\",IF(ISERROR(-LOOKUP(1,-LEFT(MID(OE5254,17,15),ROW($1:$16)))),TEXT(OE5296,\"####################.0\")*1,-LOOKUP(1,-LEFT(MID(OE5254,17,15),ROW($1:$16)))))","v":""},{"$f":"IF(OR(ISBLANK(OF100),OF5254=\"\"),\"\",IF(ISERROR(-LOOKUP(1,-LEFT(MID(OF5254,17,15),ROW($1:$16)))),TEXT(OF5296,\"####################.0\")*1,-LOOKUP(1,-LEFT(MID(OF5254,17,15),ROW($1:$16)))))","v":""},{"$f":"IF(OR(ISBLANK(OG100),OG5254=\"\"),\"\",IF(ISERROR(-LOOKUP(1,-LEFT(MID(OG5254,17,15),ROW($1:$16)))),TEXT(OG5296,\"####################.0\")*1,-LOOKUP(1,-LEFT(MID(OG5254,17,15),ROW($1:$16)))))","v":""},{"$f":"IF(OR(ISBLANK(OH100),OH5254=\"\"),\"\",IF(ISERROR(-LOOKUP(1,-LEFT(MID(OH5254,17,15),ROW($1:$16)))),TEXT(OH5296,\"####################.0\")*1,-LOOKUP(1,-LEFT(MID(OH5254,17,15),ROW($1:$16)))))","v":""},{"$f":"IF(OR(ISBLANK(OI100),OI5254=\"\"),\"\",IF(ISERROR(-LOOKUP(1,-LEFT(MID(OI5254,17,15),ROW($1:$16)))),TEXT(OI5296,\"####################.0\")*1,-LOOKUP(1,-LEFT(MID(OI5254,17,15),ROW($1:$16)))))","v":""},{"$f":"IF(OR(ISBLANK(OJ100),OJ5254=\"\"),\"\",IF(ISERROR(-LOOKUP(1,-LEFT(MID(OJ5254,17,15),ROW($1:$16)))),TEXT(OJ5296,\"####################.0\")*1,-LOOKUP(1,-LEFT(MID(OJ5254,17,15),ROW($1:$16)))))","v":""},{"$f":"IF(OR(ISBLANK(OK100),OK5254=\"\"),\"\",IF(ISERROR(-LOOKUP(1,-LEFT(MID(OK5254,17,15),ROW($1:$16)))),TEXT(OK5296,\"####################.0\")*1,-LOOKUP(1,-LEFT(MID(OK5254,17,15),ROW($1:$16)))))","v":""},{"$f":"IF(OR(ISBLANK(OL100),OL5254=\"\"),\"\",IF(ISERROR(-LOOKUP(1,-LEFT(MID(OL5254,17,15),ROW($1:$16)))),TEXT(OL5296,\"####################.0\")*1,-LOOKUP(1,-LEFT(MID(OL5254,17,15),ROW($1:$16)))))","v":""},{"$f":"IF(OR(ISBLANK(OM100),OM5254=\"\"),\"\",IF(ISERROR(-LOOKUP(1,-LEFT(MID(OM5254,17,15),ROW($1:$16)))),TEXT(OM5296,\"####################.0\")*1,-LOOKUP(1,-LEFT(MID(OM5254,17,15),ROW($1:$16)))))","v":""},{"$f":"IF(OR(ISBLANK(ON100),ON5254=\"\"),\"\",IF(ISERROR(-LOOKUP(1,-LEFT(MID(ON5254,17,15),ROW($1:$16)))),TEXT(ON5296,\"####################.0\")*1,-LOOKUP(1,-LEFT(MID(ON5254,17,15),ROW($1:$16)))))","v":""},{"$f":"IF(OR(ISBLANK(OO100),OO5254=\"\"),\"\",IF(ISERROR(-LOOKUP(1,-LEFT(MID(OO5254,17,15),ROW($1:$16)))),TEXT(OO5296,\"####################.0\")*1,-LOOKUP(1,-LEFT(MID(OO5254,17,15),ROW($1:$16)))))","v":""},{"$f":"IF(OR(ISBLANK(OP100),OP5254=\"\"),\"\",IF(ISERROR(-LOOKUP(1,-LEFT(MID(OP5254,17,15),ROW($1:$16)))),TEXT(OP5296,\"####################.0\")*1,-LOOKUP(1,-LEFT(MID(OP5254,17,15),ROW($1:$16)))))","v":""},{"$f":"IF(OR(ISBLANK(OQ100),OQ5254=\"\"),\"\",IF(ISERROR(-LOOKUP(1,-LEFT(MID(OQ5254,17,15),ROW($1:$16)))),TEXT(OQ5296,\"####################.0\")*1,-LOOKUP(1,-LEFT(MID(OQ5254,17,15),ROW($1:$16)))))","v":""}]
[null,null,null,null,null,null,"再エネBEI",{"$f":"IF(ISBLANK(H100),\"\",IF(AND(H31=0,H30=0),H5287,H5299))","v":""},"","","","","","","","","","","","","","","","","","","","","","","","","","","","","","","","","","","","","","","","","","","","","","","","","","","","","","","","","","","","","","","",{"$f":"IF(ISBLANK(BT100),\"\",IF(AND(BT31=0,BT30=0),BT5287,BT5299))","v":""},"","","","","","","","","","","","","","","","","","","","","","","","","","","","","","","","","","","","","","","","","","","","","","","","","","","","","","","","","","","","","","","",{"$f":"IF(ISBLANK(EF100),\"\",IF(AND(EF31=0,EF30=0),EF5287,EF5299))","v":""},"","","","","","","","","","","","","","","","","","","","","","","","","","","","","","","","","","","","","","","","","","","","","","","","","","","","","","","","","","","","","","","",{"$f":"IF(ISBLANK(GR100),\"\",IF(AND(GR31=0,GR30=0),GR5287,GR5299))","v":""},"","","","","","","","","","","","","","","","","","","","","","","","","","","","","","","","","","","","","","","","","","","","","","","","","","","","","","","","","","","","","","","",{"$f":"IF(ISBLANK(JD100),\"\",IF(AND(JD31=0,JD30=0),JD5287,JD5299))","v":""},"","","","","","","","","","","","","","","","","","","","","","","","","","","","","","","","","","","","","","","","","","","","","","","","","","","","","","","","","","","","","","","",{"$f":"IF(ISBLANK(LP100),\"\",IF(AND(LP31=0,LP30=0),LP5287,LP5299))","v":""},"","","","","","","","","","","","","","","","","","","","","","","","","","","","","","","","","","","","","","","","","","","","","","","","","","","","","","","","","","","","","","","",{"$f":"IF(ISBLANK(OB100),\"\",IF(AND(OB31=0,OB30=0),OB5287,OB5299))","v":""},"","","","","","","","","","","","","","",""]
[]
[null,null,null,null,null,null,"誘導設計",{"$f":"IF(ISERROR(ROUNDUP(SUM(H10:H14,-H29,H31,H25)/1000,1)),\"\",ROUNDUP(SUM(H10:H14,-H29,H31,H25)/1000,1))","v":""},"","","","","","","","","","","","","","","","","","","","","","","","","","","","","","","","","","","","","","","","","","","","","","","","","","","","","","","","","","","","","","","",{"$f":"IF(ISERROR(ROUNDUP(SUM(BT10:BT14,-BT29,BT31,BT25)/1000,1)),\"\",ROUNDUP(SUM(BT10:BT14,-BT29,BT31,BT25)/1000,1))","v":""},"","","","","","","","","","","","","","","","","","","","","","","","","","","","","","","","","","","","","","","","","","","","","","","","","","","","","","","","","","","","","","","",{"$f":"IF(ISERROR(ROUNDUP(SUM(EF10:EF14,-EF29,EF31,EF25)/1000,1)),\"\",ROUNDUP(SUM(EF10:EF14,-EF29,EF31,EF25)/1000,1))","v":""},"","","","","","","","","","","","","","","","","","","","","","","","","","","","","","","","","","","","","","","","","","","","","","","","","","","","","","","","","","","","","","","",{"$f":"IF(ISERROR(ROUNDUP(SUM(GR10:GR14,-GR29,GR31,GR25)/1000,1)),\"\",ROUNDUP(SUM(GR10:GR14,-GR29,GR31,GR25)/1000,1))","v":""},"","","","","","","","","","","","","","","","","","","","","","","","","","","","","","","","","","","","","","","","","","","","","","","","","","","","","","","","","","","","","","","",{"$f":"IF(ISERROR(ROUNDUP(SUM(JD10:JD14,-JD29,JD31,JD25)/1000,1)),\"\",ROUNDUP(SUM(JD10:JD14,-JD29,JD31,JD25)/1000,1))","v":""},"","","","","","","","","","","","","","","","","","","","","","","","","","","","","","","","","","","","","","","","","","","","","","","","","","","","","","","","","","","","","","","",{"$f":"IF(ISERROR(ROUNDUP(SUM(LP10:LP14,-LP29,LP31,LP25)/1000,1)),\"\",ROUNDUP(SUM(LP10:LP14,-LP29,LP31,LP25)/1000,1))","v":""},"","","","","","","","","","","","","","","","","","","","","","","","","","","","","","","","","","","","","","","","","","","","","","","","","","","","","","","","","","","","","","","",{"$f":"IF(ISERROR(ROUNDUP(SUM(OB10:OB14,-OB29,OB31,OB25)/1000,1)),\"\",ROUNDUP(SUM(OB10:OB14,-OB29,OB31,OB25)/1000,1))","v":""},"","","","","","","","","","","","","","",""]
[null,null,null,null,null,null,"誘導BEI",{"$f":"IF(H5293=0,\"\",ROUNDUP(H5296/H5293,2))","v":""},{"$f":"IF(I5293=0,\"\",ROUNDUP(I5296/I5293,2))","v":""},"","","","","","","","","","","","","","","","","","","","","","","","","","","","","","","","","","","","","","","","","","","","","","","","","","","","","","","","","","","","","","","",{"$f":"IF(BU5293=0,\"\",ROUNDUP(BU5296/BU5293,2))","v":""},"","","","","","","","","","","","","","","","","","","","","","","","","","","","","","","","","","","","","","","","","","","","","","","","","","","","","","","","","","","","","","","",{"$f":"IF(EG5293=0,\"\",ROUNDUP(EG5296/EG5293,2))","v":""},"","","","","","","","","","","","","","","","","","","","","","","","","","","","","","","","","","","","","","","","","","","","","","","","","","","","","","","","","","","","","","","",{"$f":"IF(GS5293=0,\"\",ROUNDUP(GS5296/GS5293,2))","v":""},"","","","","","","","","","","","","","","","","","","","","","","","","","","","","","","","","","","","","","","","","","","","","","","","","","","","","","","","","","","","","","","",{"$f":"IF(JE5293=0,\"\",ROUNDUP(JE5296/JE5293,2))","v":""},"","","","","","","","","","","","","","","","","","","","","","","","","","","","","","","","","","","","","","","","","","","","","","","","","","","","","","","","","","","","","","","",{"$f":"IF(LQ5293=0,\"\",ROUNDUP(LQ5296/LQ5293,2))","v":""},"","","","","","","","","","","","","","","","","","","","","","","","","","","","","","","","","","","","","","","","","","","","","","","","","","","","","","","","","","","","","","","",{"$f":"IF(OC5293=0,\"\",ROUNDUP(OC5296/OC5293,2))","v":""},"","","","","","","","","","","","","",""]
[null,null,null,null,null,null,"再エネBEI",{"$f":"IF(H5293=0,\"\",IF(H5298<0,ROUNDDOWN(H5298/H5285,2),ROUNDUP(H5298/H5285,2)))","v":""},{"$f":"IF(I5293=0,\"\",IF(I5298<0,ROUNDDOWN(I5298/I5285,2),ROUNDUP(I5298/I5285,2)))","v":""},"","","","","","","","","","","","","","","","","","","","","","","","","","","","","","","","","","","","","","","","","","","","","","","","","","","","","","","","","","","","","","","",{"$f":"IF(BU5293=0,\"\",IF(BU5298<0,ROUNDDOWN(BU5298/BU5285,2),ROUNDUP(BU5298/BU5285,2)))","v":""},"","","","","","","","","","","","","","","","","","","","","","","","","","","","","","","","","","","","","","","","","","","","","","","","","","","","","","","","","","","","","","","",{"$f":"IF(EG5293=0,\"\",IF(EG5298<0,ROUNDDOWN(EG5298/EG5285,2),ROUNDUP(EG5298/EG5285,2)))","v":""},"","","","","","","","","","","","","","","","","","","","","","","","","","","","","","","","","","","","","","","","","","","","","","","","","","","","","","","","","","","","","","","",{"$f":"IF(GS5293=0,\"\",IF(GS5298<0,ROUNDDOWN(GS5298/GS5285,2),ROUNDUP(GS5298/GS5285,2)))","v":""},"","","","","","","","","","","","","","","","","","","","","","","","","","","","","","","","","","","","","","","","","","","","","","","","","","","","","","","","","","","","","","","",{"$f":"IF(JE5293=0,\"\",IF(JE5298<0,ROUNDDOWN(JE5298/JE5285,2),ROUNDUP(JE5298/JE5285,2)))","v":""},"","","","","","","","","","","","","","","","","","","","","","","","","","","","","","","","","","","","","","","","","","","","","","","","","","","","","","","","","","","","","","","",{"$f":"IF(LQ5293=0,\"\",IF(LQ5298<0,ROUNDDOWN(LQ5298/LQ5285,2),ROUNDUP(LQ5298/LQ5285,2)))","v":""},"","","","","","","","","","","","","","","","","","","","","","","","","","","","","","","","","","","","","","","","","","","","","","","","","","","","","","","","","","","","","","","",{"$f":"IF(OC5293=0,\"\",IF(OC5298<0,ROUNDDOWN(OC5298/OC5285,2),ROUNDUP(OC5298/OC5285,2)))","v":""},"","","","","","","","","","","","","",""]
[]
[null,null,null,null,null,null,"等級5設計",{"$f":"IF(H5260=\"\",H5314,-LOOKUP(1,-LEFT(MID(H5260,1,15),ROW($1:$80))))","v":0},0,0,0,0,0,0,0,0,0,0,0,0,0,0,0,0,0,0,0,0,0,0,0,0,0,0,0,0,0,0,0,0,0,0,0,0,0,0,0,0,0,0,0,0,0,0,0,0,0,0,0,0,0,0,0,0,0,0,0,0,0,0,0,{"$f":"IF(BT5260=\"\",BT5314,-LOOKUP(1,-LEFT(MID(BT5260,1,15),ROW($1:$80))))","v":0},0,0,0,0,0,0,0,0,0,0,0,0,0,0,0,0,0,0,0,0,0,0,0,0,0,0,0,0,0,0,0,0,0,0,0,0,0,0,0,0,0,0,0,0,0,0,0,0,0,0,0,0,0,0,0,0,0,0,0,0,0,0,0,{"$f":"IF(EF5260=\"\",EF5314,-LOOKUP(1,-LEFT(MID(EF5260,1,15),ROW($1:$80))))","v":0},0,0,0,0,0,0,0,0,0,0,0,0,0,0,0,0,0,0,0,0,0,0,0,0,0,0,0,0,0,0,0,0,0,0,0,0,0,0,0,0,0,0,0,0,0,0,0,0,0,0,0,0,0,0,0,0,0,0,0,0,0,0,0,{"$f":"IF(GR5260=\"\",GR5314,-LOOKUP(1,-LEFT(MID(GR5260,1,15),ROW($1:$80))))","v":0},0,0,0,0,0,0,0,0,0,0,0,0,0,0,0,0,0,0,0,0,0,0,0,0,0,0,0,0,0,0,0,0,0,0,0,0,0,0,0,0,0,0,0,0,0,0,0,0,0,0,0,0,0,0,0,0,0,0,0,0,0,0,0,{"$f":"IF(JD5260=\"\",JD5314,-LOOKUP(1,-LEFT(MID(JD5260,1,15),ROW($1:$80))))","v":0},0,0,0,0,0,0,0,0,0,0,0,0,0,0,0,0,0,0,0,0,0,0,0,0,0,0,0,0,0,0,0,0,0,0,0,0,0,0,0,0,0,0,0,0,0,0,0,0,0,0,0,0,0,0,0,0,0,0,0,0,0,0,0,{"$f":"IF(LP5260=\"\",LP5314,-LOOKUP(1,-LEFT(MID(LP5260,1,15),ROW($1:$80))))","v":0},0,0,0,0,0,0,0,0,0,0,0,0,0,0,0,0,0,0,0,0,0,0,0,0,0,0,0,0,0,0,0,0,0,0,0,0,0,0,0,0,0,0,0,0,0,0,0,0,0,0,0,0,0,0,0,0,0,0,0,0,0,0,0,{"$f":"IF(OB5260=\"\",OB5314,-LOOKUP(1,-LEFT(MID(OB5260,1,15),ROW($1:$80))))","v":0},0,0,0,0,0,0,0,0,0,0,0,0,0,0,0]
[null,null,null,null,null,null,"等級6設計",{"$f":"IF(H5262=\"\",H5316,-LOOKUP(1,-LEFT(MID(H5262,1,15),ROW($1:$80))))","v":0},0,0,0,0,0,0,0,0,0,0,0,0,0,0,0,0,0,0,0,0,0,0,0,0,0,0,0,0,0,0,0,0,0,0,0,0,0,0,0,0,0,0,0,0,0,0,0,0,0,0,0,0,0,0,0,0,0,0,0,0,0,0,0,{"$f":"IF(BT5262=\"\",BT5316,-LOOKUP(1,-LEFT(MID(BT5262,1,15),ROW($1:$80))))","v":0},0,0,0,0,0,0,0,0,0,0,0,0,0,0,0,0,0,0,0,0,0,0,0,0,0,0,0,0,0,0,0,0,0,0,0,0,0,0,0,0,0,0,0,0,0,0,0,0,0,0,0,0,0,0,0,0,0,0,0,0,0,0,0,{"$f":"IF(EF5262=\"\",EF5316,-LOOKUP(1,-LEFT(MID(EF5262,1,15),ROW($1:$80))))","v":0},0,0,0,0,0,0,0,0,0,0,0,0,0,0,0,0,0,0,0,0,0,0,0,0,0,0,0,0,0,0,0,0,0,0,0,0,0,0,0,0,0,0,0,0,0,0,0,0,0,0,0,0,0,0,0,0,0,0,0,0,0,0,0,{"$f":"IF(GR5262=\"\",GR5316,-LOOKUP(1,-LEFT(MID(GR5262,1,15),ROW($1:$80))))","v":0},0,0,0,0,0,0,0,0,0,0,0,0,0,0,0,0,0,0,0,0,0,0,0,0,0,0,0,0,0,0,0,0,0,0,0,0,0,0,0,0,0,0,0,0,0,0,0,0,0,0,0,0,0,0,0,0,0,0,0,0,0,0,0,{"$f":"IF(JD5262=\"\",JD5316,-LOOKUP(1,-LEFT(MID(JD5262,1,15),ROW($1:$80))))","v":0},0,0,0,0,0,0,0,0,0,0,0,0,0,0,0,0,0,0,0,0,0,0,0,0,0,0,0,0,0,0,0,0,0,0,0,0,0,0,0,0,0,0,0,0,0,0,0,0,0,0,0,0,0,0,0,0,0,0,0,0,0,0,0,{"$f":"IF(LP5262=\"\",LP5316,-LOOKUP(1,-LEFT(MID(LP5262,1,15),ROW($1:$80))))","v":0},0,0,0,0,0,0,0,0,0,0,0,0,0,0,0,0,0,0,0,0,0,0,0,0,0,0,0,0,0,0,0,0,0,0,0,0,0,0,0,0,0,0,0,0,0,0,0,0,0,0,0,0,0,0,0,0,0,0,0,0,0,0,0,{"$f":"IF(OB5262=\"\",OB5316,-LOOKUP(1,-LEFT(MID(OB5262,1,15),ROW($1:$80))))","v":0},0,0,0,0,0,0,0,0,0,0,0,0,0,0,0]
[null,null,null,null,null,null,"等級8基準"]
[]
[null,null,null,null,null,null,"等級5基準",{"$f":"ROUNDUP((SUM(H16:H20)*0.9+SUM(H22))/1000,1)","v":0},0,0,0,0,0,0,0,0,0,0,0,0,0,0,0,0,0,0,0,0,0,0,0,0,0,0,0,0,0,0,0,0,0,0,0,0,0,0,0,0,0,0,0,0,0,0,0,0,0,0,0,0,0,0,0,0,0,0,0,0,0,0,0,{"$f":"ROUNDUP((SUM(BT16:BT20)*0.9+SUM(BT22))/1000,1)","v":0},0,0,0,0,0,0,0,0,0,0,0,0,0,0,0,0,0,0,0,0,0,0,0,0,0,0,0,0,0,0,0,0,0,0,0,0,0,0,0,0,0,0,0,0,0,0,0,0,0,0,0,0,0,0,0,0,0,0,0,0,0,0,0,{"$f":"ROUNDUP((SUM(EF16:EF20)*0.9+SUM(EF22))/1000,1)","v":0},0,0,0,0,0,0,0,0,0,0,0,0,0,0,0,0,0,0,0,0,0,0,0,0,0,0,0,0,0,0,0,0,0,0,0,0,0,0,0,0,0,0,0,0,0,0,0,0,0,0,0,0,0,0,0,0,0,0,0,0,0,0,0,{"$f":"ROUNDUP((SUM(GR16:GR20)*0.9+SUM(GR22))/1000,1)","v":0},0,0,0,0,0,0,0,0,0,0,0,0,0,0,0,0,0,0,0,0,0,0,0,0,0,0,0,0,0,0,0,0,0,0,0,0,0,0,0,0,0,0,0,0,0,0,0,0,0,0,0,0,0,0,0,0,0,0,0,0,0,0,0,{"$f":"ROUNDUP((SUM(JD16:JD20)*0.9+SUM(JD22))/1000,1)","v":0},0,0,0,0,0,0,0,0,0,0,0,0,0,0,0,0,0,0,0,0,0,0,0,0,0,0,0,0,0,0,0,0,0,0,0,0,0,0,0,0,0,0,0,0,0,0,0,0,0,0,0,0,0,0,0,0,0,0,0,0,0,0,0,{"$f":"ROUNDUP((SUM(LP16:LP20)*0.9+SUM(LP22))/1000,1)","v":0},0,0,0,0,0,0,0,0,0,0,0,0,0,0,0,0,0,0,0,0,0,0,0,0,0,0,0,0,0,0,0,0,0,0,0,0,0,0,0,0,0,0,0,0,0,0,0,0,0,0,0,0,0,0,0,0,0,0,0,0,0,0,0,{"$f":"ROUNDUP((SUM(OB16:OB20)*0.9+SUM(OB22))/1000,1)","v":0},0,0,0,0,0,0,0,0,0,0,0,0,0,0,0]
[null,null,null,null,null,null,"等級6設計",{"$f":"ROUNDUP((SUM(H10:H14,H22,H25,H31)-SUM(H29))/1000,1)","v":0},0,0,0,0,0,0,0,0,0,0,0,0,0,0,0,0,0,0,0,0,0,0,0,0,0,0,0,0,0,0,0,0,0,0,0,0,0,0,0,0,0,0,0,0,0,0,0,0,0,0,0,0,0,0,0,0,0,0,0,0,0,0,0,{"$f":"ROUNDUP((SUM(BT10:BT14,BT22,BT25,BT31)-SUM(BT29))/1000,1)","v":0},0,0,0,0,0,0,0,0,0,0,0,0,0,0,0,0,0,0,0,0,0,0,0,0,0,0,0,0,0,0,0,0,0,0,0,0,0,0,0,0,0,0,0,0,0,0,0,0,0,0,0,0,0,0,0,0,0,0,0,0,0,0,0,{"$f":"ROUNDUP((SUM(EF10:EF14,EF22,EF25,EF31)-SUM(EF29))/1000,1)","v":0},0,0,0,0,0,0,0,0,0,0,0,0,0,0,0,0,0,0,0,0,0,0,0,0,0,0,0,0,0,0,0,0,0,0,0,0,0,0,0,0,0,0,0,0,0,0,0,0,0,0,0,0,0,0,0,0,0,0,0,0,0,0,0,{"$f":"ROUNDUP((SUM(GR10:GR14,GR22,GR25,GR31)-SUM(GR29))/1000,1)","v":0},0,0,0,0,0,0,0,0,0,0,0,0,0,0,0,0,0,0,0,0,0,0,0,0,0,0,0,0,0,0,0,0,0,0,0,0,0,0,0,0,0,0,0,0,0,0,0,0,0,0,0,0,0,0,0,0,0,0,0,0,0,0,0,{"$f":"ROUNDUP((SUM(JD10:JD14,JD22,JD25,JD31)-SUM(JD29))/1000,1)","v":0},0,0,0,0,0,0,0,0,0,0,0,0,0,0,0,0,0,0,0,0,0,0,0,0,0,0,0,0,0,0,0,0,0,0,0,0,0,0,0,0,0,0,0,0,0,0,0,0,0,0,0,0,0,0,0,0,0,0,0,0,0,0,0,{"$f":"ROUNDUP((SUM(LP10:LP14,LP22,LP25,LP31)-SUM(LP29))/1000,1)","v":0},0,0,0,0,0,0,0,0,0,0,0,0,0,0,0,0,0,0,0,0,0,0,0,0,0,0,0,0,0,0,0,0,0,0,0,0,0,0,0,0,0,0,0,0,0,0,0,0,0,0,0,0,0,0,0,0,0,0,0,0,0,0,0,{"$f":"ROUNDUP((SUM(OB10:OB14,OB22,OB25,OB31)-SUM(OB29))/1000,1)","v":0},0,0,0,0,0,0,0,0,0,0,0,0,0,0,0]
[null,null,null,null,null,null,"等級8基準",{"$f":"ROUNDUP((SUM(H16:H20)*0.65+SUM(H22))/1000,1)","v":0},0,0,0,0,0,0,0,0,0,0,0,0,0,0,0,0,0,0,0,0,0,0,0,0,0,0,0,0,0,0,0,0,0,0,0,0,0,0,0,0,0,0,0,0,0,0,0,0,0,0,0,0,0,0,0,0,0,0,0,0,0,0,0,{"$f":"ROUNDUP((SUM(BT16:BT20)*0.65+SUM(BT22))/1000,1)","v":0},0,0,0,0,0,0,0,0,0,0,0,0,0,0,0,0,0,0,0,0,0,0,0,0,0,0,0,0,0,0,0,0,0,0,0,0,0,0,0,0,0,0,0,0,0,0,0,0,0,0,0,0,0,0,0,0,0,0,0,0,0,0,0,{"$f":"ROUNDUP((SUM(EF16:EF20)*0.65+SUM(EF22))/1000,1)","v":0},0,0,0,0,0,0,0,0,0,0,0,0,0,0,0,0,0,0,0,0,0,0,0,0,0,0,0,0,0,0,0,0,0,0,0,0,0,0,0,0,0,0,0,0,0,0,0,0,0,0,0,0,0,0,0,0,0,0,0,0,0,0,0,{"$f":"ROUNDUP((SUM(GR16:GR20)*0.65+SUM(GR22))/1000,1)","v":0},0,0,0,0,0,0,0,0,0,0,0,0,0,0,0,0,0,0,0,0,0,0,0,0,0,0,0,0,0,0,0,0,0,0,0,0,0,0,0,0,0,0,0,0,0,0,0,0,0,0,0,0,0,0,0,0,0,0,0,0,0,0,0,{"$f":"ROUNDUP((SUM(JD16:JD20)*0.65+SUM(JD22))/1000,1)","v":0},0,0,0,0,0,0,0,0,0,0,0,0,0,0,0,0,0,0,0,0,0,0,0,0,0,0,0,0,0,0,0,0,0,0,0,0,0,0,0,0,0,0,0,0,0,0,0,0,0,0,0,0,0,0,0,0,0,0,0,0,0,0,0,{"$f":"ROUNDUP((SUM(LP16:LP20)*0.65+SUM(LP22))/1000,1)","v":0},0,0,0,0,0,0,0,0,0,0,0,0,0,0,0,0,0,0,0,0,0,0,0,0,0,0,0,0,0,0,0,0,0,0,0,0,0,0,0,0,0,0,0,0,0,0,0,0,0,0,0,0,0,0,0,0,0,0,0,0,0,0,0,{"$f":"ROUNDUP((SUM(OB16:OB20)*0.65+SUM(OB22))/1000,1)","v":0},0,0,0,0,0,0,0,0,0,0,0,0,0,0,0]
[]
[null,null,null,null,null,null,"灯油",{"$f":"IF(H5267<>\"\",MID(H5267,FIND(\"★\",SUBSTITUTE(H5267,\" \",\"★\",2))+1,20),\"\")","v":""},{"$f":"IF(I5267<>\"\",MID(I5267,FIND(\"★\",SUBSTITUTE(I5267,\" \",\"★\",2))+1,20),\"\")","v":""},"","","","","","","","","","","","","","","","","","","","","","","","","","","","","","","","","","","","","","","","","","","","","","","","","","","","","","","","","","","","","","","",{"$f":"IF(BU5267<>\"\",MID(BU5267,FIND(\"★\",SUBSTITUTE(BU5267,\" \",\"★\",2))+1,20),\"\")","v":""},"","","","","","","","","","","","","","","","","","","","","","","","","","","","","","","","","","","","","","","","","","","","","","","","","","","","","","","","","","","","","","","",{"$f":"IF(EG5267<>\"\",MID(EG5267,FIND(\"★\",SUBSTITUTE(EG5267,\" \",\"★\",2))+1,20),\"\")","v":""},"","","","","","","","","","","","","","","","","","","","","","","","","","","","","","","","","","","","","","","","","","","","","","","","","","","","","","","","","","","","","","","",{"$f":"IF(GS5267<>\"\",MID(GS5267,FIND(\"★\",SUBSTITUTE(GS5267,\" \",\"★\",2))+1,20),\"\")","v":""},"","","","","","","","","","","","","","","","","","","","","","","","","","","","","","","","","","","","","","","","","","","","","","","","","","","","","","","","","","","","","","","",{"$f":"IF(JE5267<>\"\",MID(JE5267,FIND(\"★\",SUBSTITUTE(JE5267,\" \",\"★\",2))+1,20),\"\")","v":""},"","","","","","","","","","","","","","","","","","","","","","","","","","","","","","","","","","","","","","","","","","","","","","","","","","","","","","","","","","","","","","","",{"$f":"IF(LQ5267<>\"\",MID(LQ5267,FIND(\"★\",SUBSTITUTE(LQ5267,\" \",\"★\",2))+1,20),\"\")","v":""},"","","","","","","","","","","","","","","","","","","","","","","","","","","","","","","","","","","","","","","","","","","","","","","","","","","","","","","","","","","","","","","",{"$f":"IF(OC5267<>\"\",MID(OC5267,FIND(\"★\",SUBSTITUTE(OC5267,\" \",\"★\",2))+1,20),\"\")","v":""},"","","","","","","","","","","","","",""]
[null,null,null,null,null,null,"CGS控除",{"$f":"IF(AND(H5267<>\"\",H5266=\"\"),MID(H5267,FIND(\"★\",SUBSTITUTE(H5267,\" \",\"★\",3))+1,20),\"\")","v":""},{"$f":"IF(AND(I5267<>\"\",I5266=\"\"),MID(I5267,FIND(\"★\",SUBSTITUTE(I5267,\" \",\"★\",3))+1,20),\"\")","v":""},"","","","","","","","","","","","","","","","","","","","","","","","","","","","","","","","","","","","","","","","","","","","","","","","","","","","","","","","","","","","","","","",{"$f":"IF(AND(BU5267<>\"\",BU5266=\"\"),MID(BU5267,FIND(\"★\",SUBSTITUTE(BU5267,\" \",\"★\",3))+1,20),\"\")","v":""},"","","","","","","","","","","","","","","","","","","","","","","","","","","","","","","","","","","","","","","","","","","","","","","","","","","","","","","","","","","","","","","",{"$f":"IF(AND(EG5267<>\"\",EG5266=\"\"),MID(EG5267,FIND(\"★\",SUBSTITUTE(EG5267,\" \",\"★\",3))+1,20),\"\")","v":""},"","","","","","","","","","","","","","","","","","","","","","","","","","","","","","","","","","","","","","","","","","","","","","","","","","","","","","","","","","","","","","","",{"$f":"IF(AND(GS5267<>\"\",GS5266=\"\"),MID(GS5267,FIND(\"★\",SUBSTITUTE(GS5267,\" \",\"★\",3))+1,20),\"\")","v":""},"","","","","","","","","","","","","","","","","","","","","","","","","","","","","","","","","","","","","","","","","","","","","","","","","","","","","","","","","","","","","","","",{"$f":"IF(AND(JE5267<>\"\",JE5266=\"\"),MID(JE5267,FIND(\"★\",SUBSTITUTE(JE5267,\" \",\"★\",3))+1,20),\"\")","v":""},"","","","","","","","","","","","","","","","","","","","","","","","","","","","","","","","","","","","","","","","","","","","","","","","","","","","","","","","","","","","","","","",{"$f":"IF(AND(LQ5267<>\"\",LQ5266=\"\"),MID(LQ5267,FIND(\"★\",SUBSTITUTE(LQ5267,\" \",\"★\",3))+1,20),\"\")","v":""},"","","","","","","","","","","","","","","","","","","","","","","","","","","","","","","","","","","","","","","","","","","","","","","","","","","","","","","","","","","","","","","",{"$f":"IF(AND(OC5267<>\"\",OC5266=\"\"),MID(OC5267,FIND(\"★\",SUBSTITUTE(OC5267,\" \",\"★\",3))+1,20),\"\")","v":""},"","","","","","","","","","","","","",""]
[null,null,null,null,null,null,"売電CGS",{"$f":"IF(H5269<>\"\",MID(H5269,FIND(\"★\",SUBSTITUTE(H5269,\" \",\"★\",2))+1,20),\"\")","v":""},{"$f":"IF(I5269<>\"\",MID(I5269,FIND(\"★\",SUBSTITUTE(I5269,\" \",\"★\",2))+1,20),\"\")","v":""},"","","","","","","","","","","","","","","","","","","","","","","","","","","","","","","","","","","","","","","","","","","","","","","","","","","","","","","","","","","","","","","",{"$f":"IF(BU5269<>\"\",MID(BU5269,FIND(\"★\",SUBSTITUTE(BU5269,\" \",\"★\",2))+1,20),\"\")","v":""},"","","","","","","","","","","","","","","","","","","","","","","","","","","","","","","","","","","","","","","","","","","","","","","","","","","","","","","","","","","","","","","",{"$f":"IF(EG5269<>\"\",MID(EG5269,FIND(\"★\",SUBSTITUTE(EG5269,\" \",\"★\",2))+1,20),\"\")","v":""},"","","","","","","","","","","","","","","","","","","","","","","","","","","","","","","","","","","","","","","","","","","","","","","","","","","","","","","","","","","","","","","",{"$f":"IF(GS5269<>\"\",MID(GS5269,FIND(\"★\",SUBSTITUTE(GS5269,\" \",\"★\",2))+1,20),\"\")","v":""},"","","","","","","","","","","","","","","","","","","","","","","","","","","","","","","","","","","","","","","","","","","","","","","","","","","","","","","","","","","","","","","",{"$f":"IF(JE5269<>\"\",MID(JE5269,FIND(\"★\",SUBSTITUTE(JE5269,\" \",\"★\",2))+1,20),\"\")","v":""},"","","","","","","","","","","","","","","","","","","","","","","","","","","","","","","","","","","","","","","","","","","","","","","","","","","","","","","","","","","","","","","",{"$f":"IF(LQ5269<>\"\",MID(LQ5269,FIND(\"★\",SUBSTITUTE(LQ5269,\" \",\"★\",2))+1,20),\"\")","v":""},"","","","","","","","","","","","","","","","","","","","","","","","","","","","","","","","","","","","","","","","","","","","","","","","","","","","","","","","","","","","","","","",{"$f":"IF(OC5269<>\"\",MID(OC5269,FIND(\"★\",SUBSTITUTE(OC5269,\" \",\"★\",2))+1,20),\"\")","v":""},"","","","","","","","","","","","","",""]
[]
[null,null,null,null,null,"ＵＡ",0,{"$f":"IF(ISERROR(H$7*H80),\"\",H$7*H80)","v":""},{"$f":"IF(ISERROR(I$7*I80),\"\",I$7*I80)","v":""},"","","","","","","","","","","","","","","","","","","","","","","","","","","","","","","","","","","","","","","","","","","","","","","","","","","","","","","","","","","","","","","",{"$f":"IF(ISERROR(BU$7*BU80),\"\",BU$7*BU80)","v":""},"","","","","","","","","","","","","","","","","","","","","","","","","","","","","","","","","","","","","","","","","","","","","","","","","","","","","","","","","","","","","","","",{"$f":"IF(ISERROR(EG$7*EG80),\"\",EG$7*EG80)","v":""},"","","","","","","","","","","","","","","","","","","","","","","","","","","","","","","","","","","","","","","","","","","","","","","","","","","","","","","","","","","","","","","",{"$f":"IF(ISERROR(GS$7*GS80),\"\",GS$7*GS80)","v":""},"","","","","","","","","","","","","","","","","","","","","","","","","","","","","","","","","","","","","","","","","","","","","","","","","","","","","","","","","","","","","","","",{"$f":"IF(ISERROR(JE$7*JE80),\"\",JE$7*JE80)","v":""},"","","","","","","","","","","","","","","","","","","","","","","","","","","","","","","","","","","","","","","","","","","","","","","","","","","","","","","","","","","","","","","",{"$f":"IF(ISERROR(LQ$7*LQ80),\"\",LQ$7*LQ80)","v":""},"","","","","","","","","","","","","","","","","","","","","","","","","","","","","","","","","","","","","","","","","","","","","","","","","","","","","","","","","","","","","","","",{"$f":"IF(ISERROR(OC$7*OC80),\"\",OC$7*OC80)","v":""},"","","","","","","","","","","","","",""]
[null,null,null,null,null,"ηＡＣ",0,{"$f":"IF(ISERROR(H$7*H81),\"\",H$7*H81)","v":""},{"$f":"IF(ISERROR(I$7*I81),\"\",I$7*I81)","v":""},"","","","","","","","","","","","","","","","","","","","","","","","","","","","","","","","","","","","","","","","","","","","","","","","","","","","","","","","","","","","","","","",{"$f":"IF(ISERROR(BU$7*BU81),\"\",BU$7*BU81)","v":""},"","","","","","","","","","","","","","","","","","","","","","","","","","","","","","","","","","","","","","","","","","","","","","","","","","","","","","","","","","","","","","","",{"$f":"IF(ISERROR(EG$7*EG81),\"\",EG$7*EG81)","v":""},"","","","","","","","","","","","","","","","","","","","","","","","","","","","","","","","","","","","","","","","","","","","","","","","","","","","","","","","","","","","","","","",{"$f":"IF(ISERROR(GS$7*GS81),\"\",GS$7*GS81)","v":""},"","","","","","","","","","","","","","","","","","","","","","","","","","","","","","","","","","","","","","","","","","","","","","","","","","","","","","","","","","","","","","","",{"$f":"IF(ISERROR(JE$7*JE81),\"\",JE$7*JE81)","v":""},"","","","","","","","","","","","","","","","","","","","","","","","","","","","","","","","","","","","","","","","","","","","","","","","","","","","","","","","","","","","","","","",{"$f":"IF(ISERROR(LQ$7*LQ81),\"\",LQ$7*LQ81)","v":""},"","","","","","","","","","","","","","","","","","","","","","","","","","","","","","","","","","","","","","","","","","","","","","","","","","","","","","","","","","","","","","","",{"$f":"IF(ISERROR(OC$7*OC81),\"\",OC$7*OC81)","v":""},"","","","","","","","","","","","","",""]
[null,null,null,null,null,"給湯",0,{"$f":"IF(ISERROR(H$7*H19),\"\",H$7*H19)","v":""},"","","","","","","","","","","","","","","","","","","","","","","","","","","","","","","","","","","","","","","","","","","","","","","","","","","","","","","","","","","","","","","",{"$f":"IF(ISERROR(BT$7*BT19),\"\",BT$7*BT19)","v":""},"","","","","","","","","","","","","","","","","","","","","","","","","","","","","","","","","","","","","","","","","","","","","","","","","","","","","","","","","","","","","","","",{"$f":"IF(ISERROR(EF$7*EF19),\"\",EF$7*EF19)","v":""},"","","","","","","","","","","","","","","","","","","","","","","","","","","","","","","","","","","","","","","","","","","","","","","","","","","","","","","","","","","","","","","",{"$f":"IF(ISERROR(GR$7*GR19),\"\",GR$7*GR19)","v":""},"","","","","","","","","","","","","","","","","","","","","","","","","","","","","","","","","","","","","","","","","","","","","","","","","","","","","","","","","","","","","","","",{"$f":"IF(ISERROR(JD$7*JD19),\"\",JD$7*JD19)","v":""},"","","","","","","","","","","","","","","","","","","","","","","","","","","","","","","","","","","","","","","","","","","","","","","","","","","","","","","","","","","","","","","",{"$f":"IF(ISERROR(LP$7*LP19),\"\",LP$7*LP19)","v":""},"","","","","","","","","","","","","","","","","","","","","","","","","","","","","","","","","","","","","","","","","","","","","","","","","","","","","","","","","","","","","","","",{"$f":"IF(ISERROR(OB$7*OB19),\"\",OB$7*OB19)","v":""},"","","","","","","","","","","","","","",""]
[null,null,null,null,null,"照明",0,{"$f":"IF(ISERROR(H$7*H20),\"\",H$7*H20)","v":""},"","","","","","","","","","","","","","","","","","","","","","","","","","","","","","","","","","","","","","","","","","","","","","","","","","","","","","","","","","","","","","","",{"$f":"IF(ISERROR(BT$7*BT20),\"\",BT$7*BT20)","v":""},"","","","","","","","","","","","","","","","","","","","","","","","","","","","","","","","","","","","","","","","","","","","","","","","","","","","","","","","","","","","","","","",{"$f":"IF(ISERROR(EF$7*EF20),\"\",EF$7*EF20)","v":""},"","","","","","","","","","","","","","","","","","","","","","","","","","","","","","","","","","","","","","","","","","","","","","","","","","","","","","","","","","","","","","","",{"$f":"IF(ISERROR(GR$7*GR20),\"\",GR$7*GR20)","v":""},"","","","","","","","","","","","","","","","","","","","","","","","","","","","","","","","","","","","","","","","","","","","","","","","","","","","","","","","","","","","","","","",{"$f":"IF(ISERROR(JD$7*JD20),\"\",JD$7*JD20)","v":""},"","","","","","","","","","","","","","","","","","","","","","","","","","","","","","","","","","","","","","","","","","","","","","","","","","","","","","","","","","","","","","","",{"$f":"IF(ISERROR(LP$7*LP20),\"\",LP$7*LP20)","v":""},"","","","","","","","","","","","","","","","","","","","","","","","","","","","","","","","","","","","","","","","","","","","","","","","","","","","","","","","","","","","","","","",{"$f":"IF(ISERROR(OB$7*OB20),\"\",OB$7*OB20)","v":""},"","","","","","","","","","","","","","",""]
[null,null,null,null,null,"換気",0,{"$f":"IF(ISERROR(H$7*H12),\"\",H$7*H12)","v":""},"","","","","","","","","","","","","","","","","","","","","","","","","","","","","","","","","","","","","","","","","","","","","","","","","","","","","","","","","","","","","","","",{"$f":"IF(ISERROR(BT$7*BT12),\"\",BT$7*BT12)","v":""},"","","","","","","","","","","","","","","","","","","","","","","","","","","","","","","","","","","","","","","","","","","","","","","","","","","","","","","","","","","","","","","",{"$f":"IF(ISERROR(EF$7*EF12),\"\",EF$7*EF12)","v":""},"","","","","","","","","","","","","","","","","","","","","","","","","","","","","","","","","","","","","","","","","","","","","","","","","","","","","","","","","","","","","","","",{"$f":"IF(ISERROR(GR$7*GR12),\"\",GR$7*GR12)","v":""},"","","","","","","","","","","","","","","","","","","","","","","","","","","","","","","","","","","","","","","","","","","","","","","","","","","","","","","","","","","","","","","",{"$f":"IF(ISERROR(JD$7*JD12),\"\",JD$7*JD12)","v":""},"","","","","","","","","","","","","","","","","","","","","","","","","","","","","","","","","","","","","","","","","","","","","","","","","","","","","","","","","","","","","","","",{"$f":"IF(ISERROR(LP$7*LP12),\"\",LP$7*LP12)","v":""},"","","","","","","","","","","","","","","","","","","","","","","","","","","","","","","","","","","","","","","","","","","","","","","","","","","","","","","","","","","","","","","",{"$f":"IF(ISERROR(OB$7*OB12),\"\",OB$7*OB12)","v":""},"","","","","","","","","","","","","","",""]
[null,null,null,null,null,"照明",0,{"$f":"IF(ISERROR(H$7*H14),\"\",H$7*H14)","v":""},"","","","","","","","","","","","","","","","","","","","","","","","","","","","","","","","","","","","","","","","","","","","","","","","","","","","","","","","","","","","","","","",{"$f":"IF(ISERROR(BT$7*BT14),\"\",BT$7*BT14)","v":""},"","","","","","","","","","","","","","","","","","","","","","","","","","","","","","","","","","","","","","","","","","","","","","","","","","","","","","","","","","","","","","","",{"$f":"IF(ISERROR(EF$7*EF14),\"\",EF$7*EF14)","v":""},"","","","","","","","","","","","","","","","","","","","","","","","","","","","","","","","","","","","","","","","","","","","","","","","","","","","","","","","","","","","","","","",{"$f":"IF(ISERROR(GR$7*GR14),\"\",GR$7*GR14)","v":""},"","","","","","","","","","","","","","","","","","","","","","","","","","","","","","","","","","","","","","","","","","","","","","","","","","","","","","","","","","","","","","","",{"$f":"IF(ISERROR(JD$7*JD14),\"\",JD$7*JD14)","v":""},"","","","","","","","","","","","","","","","","","","","","","","","","","","","","","","","","","","","","","","","","","","","","","","","","","","","","","","","","","","","","","","",{"$f":"IF(ISERROR(LP$7*LP14),\"\",LP$7*LP14)","v":""},"","","","","","","","","","","","","","","","","","","","","","","","","","","","","","","","","","","","","","","","","","","","","","","","","","","","","","","","","","","","","","","",{"$f":"IF(ISERROR(OB$7*OB14),\"\",OB$7*OB14)","v":""},"","","","","","","","","","","","","","",""]
[null,null,null,null,null,"CGS消費",0,{"$f":"IF(ISERROR(H$7*H24),\"\",H$7*H24)","v":""},"","","","","","","","","","","","","","","","","","","","","","","","","","","","","","","","","","","","","","","","","","","","","","","","","","","","","","","","","","","","","","","",{"$f":"IF(ISERROR(BT$7*BT24),\"\",BT$7*BT24)","v":""},"","","","","","","","","","","","","","","","","","","","","","","","","","","","","","","","","","","","","","","","","","","","","","","","","","","","","","","","","","","","","","","",{"$f":"IF(ISERROR(EF$7*EF24),\"\",EF$7*EF24)","v":""},"","","","","","","","","","","","","","","","","","","","","","","","","","","","","","","","","","","","","","","","","","","","","","","","","","","","","","","","","","","","","","","",{"$f":"IF(ISERROR(GR$7*GR24),\"\",GR$7*GR24)","v":""},"","","","","","","","","","","","","","","","","","","","","","","","","","","","","","","","","","","","","","","","","","","","","","","","","","","","","","","","","","","","","","","",{"$f":"IF(ISERROR(JD$7*JD24),\"\",JD$7*JD24)","v":""},"","","","","","","","","","","","","","","","","","","","","","","","","","","","","","","","","","","","","","","","","","","","","","","","","","","","","","","","","","","","","","","",{"$f":"IF(ISERROR(LP$7*LP24),\"\",LP$7*LP24)","v":""},"","","","","","","","","","","","","","","","","","","","","","","","","","","","","","","","","","","","","","","","","","","","","","","","","","","","","","","","","","","","","","","",{"$f":"IF(ISERROR(OB$7*OB24),\"\",OB$7*OB24)","v":""},"","","","","","","","","","","","","","",""]
[null,null,null,null,null,"コージェネ売電の控除量",0,{"$f":"IF(ISERROR(H$7*H25),\"\",H$7*H25)","v":""},"","","","","","","","","","","","","","","","","","","","","","","","","","","","","","","","","","","","","","","","","","","","","","","","","","","","","","","","","","","","","","","",{"$f":"IF(ISERROR(BT$7*BT25),\"\",BT$7*BT25)","v":""},"","","","","","","","","","","","","","","","","","","","","","","","","","","","","","","","","","","","","","","","","","","","","","","","","","","","","","","","","","","","","","","",{"$f":"IF(ISERROR(EF$7*EF25),\"\",EF$7*EF25)","v":""},"","","","","","","","","","","","","","","","","","","","","","","","","","","","","","","","","","","","","","","","","","","","","","","","","","","","","","","","","","","","","","","",{"$f":"IF(ISERROR(GR$7*GR25),\"\",GR$7*GR25)","v":""},"","","","","","","","","","","","","","","","","","","","","","","","","","","","","","","","","","","","","","","","","","","","","","","","","","","","","","","","","","","","","","","",{"$f":"IF(ISERROR(JD$7*JD25),\"\",JD$7*JD25)","v":""},"","","","","","","","","","","","","","","","","","","","","","","","","","","","","","","","","","","","","","","","","","","","","","","","","","","","","","","","","","","","","","","",{"$f":"IF(ISERROR(LP$7*LP25),\"\",LP$7*LP25)","v":""},"","","","","","","","","","","","","","","","","","","","","","","","","","","","","","","","","","","","","","","","","","","","","","","","","","","","","","","","","","","","","","","",{"$f":"IF(ISERROR(OB$7*OB25),\"\",OB$7*OB25)","v":""},"","","","","","","","","","","","","","",""]
[null,null,null,null,null,"売電量（コージェネレーション）",0,{"$f":"IF(ISERROR(H$7*H31),\"\",H$7*H31)","v":""},"","","","","","","","","","","","","","","","","","","","","","","","","","","","","","","","","","","","","","","","","","","","","","","","","","","","","","","","","","","","","","","",{"$f":"IF(ISERROR(BT$7*BT31),\"\",BT$7*BT31)","v":""},"","","","","","","","","","","","","","","","","","","","","","","","","","","","","","","","","","","","","","","","","","","","","","","","","","","","","","","","","","","","","","","",{"$f":"IF(ISERROR(EF$7*EF31),\"\",EF$7*EF31)","v":""},"","","","","","","","","","","","","","","","","","","","","","","","","","","","","","","","","","","","","","","","","","","","","","","","","","","","","","","","","","","","","","","",{"$f":"IF(ISERROR(GR$7*GR31),\"\",GR$7*GR31)","v":""},"","","","","","","","","","","","","","","","","","","","","","","","","","","","","","","","","","","","","","","","","","","","","","","","","","","","","","","","","","","","","","","",{"$f":"IF(ISERROR(JD$7*JD31),\"\",JD$7*JD31)","v":""},"","","","","","","","","","","","","","","","","","","","","","","","","","","","","","","","","","","","","","","","","","","","","","","","","","","","","","","","","","","","","","","",{"$f":"IF(ISERROR(LP$7*LP31),\"\",LP$7*LP31)","v":""},"","","","","","","","","","","","","","","","","","","","","","","","","","","","","","","","","","","","","","","","","","","","","","","","","","","","","","","","","","","","","","","",{"$f":"IF(ISERROR(OB$7*OB31),\"\",OB$7*OB31)","v":""},"","","","","","","","","","","","","","",""]
[null,null,null,null,null," 売電量（太陽光発電）",0,{"$f":"IF(ISERROR(H$7*H32),\"\",H$7*H32)","v":""},"","","","","","","","","","","","","","","","","","","","","","","","","","","","","","","","","","","","","","","","","","","","","","","","","","","","","","","","","","","","","","","",{"$f":"IF(ISERROR(BT$7*BT32),\"\",BT$7*BT32)","v":""},"","","","","","","","","","","","","","","","","","","","","","","","","","","","","","","","","","","","","","","","","","","","","","","","","","","","","","","","","","","","","","","",{"$f":"IF(ISERROR(EF$7*EF32),\"\",EF$7*EF32)","v":""},"","","","","","","","","","","","","","","","","","","","","","","","","","","","","","","","","","","","","","","","","","","","","","","","","","","","","","","","","","","","","","","",{"$f":"IF(ISERROR(GR$7*GR32),\"\",GR$7*GR32)","v":""},"","","","","","","","","","","","","","","","","","","","","","","","","","","","","","","","","","","","","","","","","","","","","","","","","","","","","","","","","","","","","","","",{"$f":"IF(ISERROR(JD$7*JD32),\"\",JD$7*JD32)","v":""},"","","","","","","","","","","","","","","","","","","","","","","","","","","","","","","","","","","","","","","","","","","","","","","","","","","","","","","","","","","","","","","",{"$f":"IF(ISERROR(LP$7*LP32),\"\",LP$7*LP32)","v":""},"","","","","","","","","","","","","","","","","","","","","","","","","","","","","","","","","","","","","","","","","","","","","","","","","","","","","","","","","","","","","","","",{"$f":"IF(ISERROR(OB$7*OB32),\"\",OB$7*OB32)","v":""},"","","","","","","","","","","","","","",""]
[null,null,null,null,null,"コージェネ売電控除量",0,{"$f":"IF(ISERROR(H$7*H79),\"\",H$7*H79)","v":""},{"$f":"IF(ISERROR(I$7*I79),\"\",I$7*I79)","v":""},"","","","","","","","","","","","","","","","","","","","","","","","","","","","","","","","","","","","","","","","","","","","","","","","","","","","","","","","","","","","","","","",{"$f":"IF(ISERROR(BU$7*BU79),\"\",BU$7*BU79)","v":""},"","","","","","","","","","","","","","","","","","","","","","","","","","","","","","","","","","","","","","","","","","","","","","","","","","","","","","","","","","","","","","","",{"$f":"IF(ISERROR(EG$7*EG79),\"\",EG$7*EG79)","v":""},"","","","","","","","","","","","","","","","","","","","","","","","","","","","","","","","","","","","","","","","","","","","","","","","","","","","","","","","","","","","","","","",{"$f":"IF(ISERROR(GS$7*GS79),\"\",GS$7*GS79)","v":""},"","","","","","","","","","","","","","","","","","","","","","","","","","","","","","","","","","","","","","","","","","","","","","","","","","","","","","","","","","","","","","","",{"$f":"IF(ISERROR(JE$7*JE79),\"\",JE$7*JE79)","v":""},"","","","","","","","","","","","","","","","","","","","","","","","","","","","","","","","","","","","","","","","","","","","","","","","","","","","","","","","","","","","","","","",{"$f":"IF(ISERROR(LQ$7*LQ79),\"\",LQ$7*LQ79)","v":""},"","","","","","","","","","","","","","","","","","","","","","","","","","","","","","","","","","","","","","","","","","","","","","","","","","","","","","","","","","","","","","","",{"$f":"IF(ISERROR(OC$7*OC79),\"\",OC$7*OC79)","v":""},"","","","","","","","","","","","","",""]
[null,null,null,null,null,"誘導 設計一次ｴﾈﾙｷﾞｰ消費量(その他除く)",0,{"$f":"IF(ISERROR(H$7*H5288),\"\",H$7*H5288)","v":""},{"$f":"IF(ISERROR(I$7*I5288),\"\",I$7*I5288)","v":""},"","","","","","","","","","","","","","","","","","","","","","","","","","","","","","","","","","","","","","","","","","","","","","","","","","","","","","","","","","","","","","","",{"$f":"IF(ISERROR(BU$7*BU5288),\"\",BU$7*BU5288)","v":""},"","","","","","","","","","","","","","","","","","","","","","","","","","","","","","","","","","","","","","","","","","","","","","","","","","","","","","","","","","","","","","","",{"$f":"IF(ISERROR(EG$7*EG5288),\"\",EG$7*EG5288)","v":""},"","","","","","","","","","","","","","","","","","","","","","","","","","","","","","","","","","","","","","","","","","","","","","","","","","","","","","","","","","","","","","","",{"$f":"IF(ISERROR(GS$7*GS5288),\"\",GS$7*GS5288)","v":""},"","","","","","","","","","","","","","","","","","","","","","","","","","","","","","","","","","","","","","","","","","","","","","","","","","","","","","","","","","","","","","","",{"$f":"IF(ISERROR(JE$7*JE5288),\"\",JE$7*JE5288)","v":""},"","","","","","","","","","","","","","","","","","","","","","","","","","","","","","","","","","","","","","","","","","","","","","","","","","","","","","","","","","","","","","","",{"$f":"IF(ISERROR(LQ$7*LQ5288),\"\",LQ$7*LQ5288)","v":""},"","","","","","","","","","","","","","","","","","","","","","","","","","","","","","","","","","","","","","","","","","","","","","","","","","","","","","","","","","","","","","","",{"$f":"IF(ISERROR(OC$7*OC5288),\"\",OC$7*OC5288)","v":""},"","","","","","","","","","","","","",""]
[null,null,null,null,null," 基準一次ｴﾈﾙｷﾞｰ消費量(その他除く)・計算値",{"$f":"SUM(H5361:OQ5361)","v":0},{"$f":"IF(ISERROR(H$7*H5293),\"\",H$7*H5293)","v":""},{"$f":"IF(ISERROR(I$7*I5293),\"\",I$7*I5293)","v":""},"","","","","","","","","","","","","","","","","","","","","","","","","","","","","","","","","","","","","","","","","","","","","","","","","","","","","","","","","","","","","","","",{"$f":"IF(ISERROR(BU$7*BU5293),\"\",BU$7*BU5293)","v":""},"","","","","","","","","","","","","","","","","","","","","","","","","","","","","","","","","","","","","","","","","","","","","","","","","","","","","","","","","","","","","","","",{"$f":"IF(ISERROR(EG$7*EG5293),\"\",EG$7*EG5293)","v":""},"","","","","","","","","","","","","","","","","","","","","","","","","","","","","","","","","","","","","","","","","","","","","","","","","","","","","","","","","","","","","","","",{"$f":"IF(ISERROR(GS$7*GS5293),\"\",GS$7*GS5293)","v":""},"","","","","","","","","","","","","","","","","","","","","","","","","","","","","","","","","","","","","","","","","","","","","","","","","","","","","","","","","","","","","","","",{"$f":"IF(ISERROR(JE$7*JE5293),\"\",JE$7*JE5293)","v":""},"","","","","","","","","","","","","","","","","","","","","","","","","","","","","","","","","","","","","","","","","","","","","","","","","","","","","","","","","","","","","","","",{"$f":"IF(ISERROR(LQ$7*LQ5293),\"\",LQ$7*LQ5293)","v":""},"","","","","","","","","","","","","","","","","","","","","","","","","","","","","","","","","","","","","","","","","","","","","","","","","","","","","","","","","","","","","","","",{"$f":"IF(ISERROR(OC$7*OC5293),\"\",OC$7*OC5293)","v":""},"","","","","","","","","","","","","",""]
[null,"4設",{"$f":"IF($F$9=\"標準入力法\",SUM(D5363,G5363),G5363)","v":0},{"$f":"IF(OR(F6=\"\",F6=$D$5214,F6=$D$5213),0,W5219)","v":0},null,{"$f":"ROUNDUP(SUM(G5340:G5347,G5349)/1000,1)","v":0},0,{"$f":"IF(OR(ISERROR(H$7*H5303),H5258=\"\"),\"\",H$7*H5303)","v":""},{"$f":"IF(OR(ISERROR(I$7*I5303),I5258=\"\"),\"\",I$7*I5303)","v":""},"","","","","","","","","","","","","","","","","","","","","","","","","","","","","","","","","","","","","","","","","","","","","","","","","","","","","","","","","","","","","","","",{"$f":"IF(OR(ISERROR(BU$7*BU5303),BU5258=\"\"),\"\",BU$7*BU5303)","v":""},"","","","","","","","","","","","","","","","","","","","","","","","","","","","","","","","","","","","","","","","","","","","","","","","","","","","","","","","","","","","","","","",{"$f":"IF(OR(ISERROR(EG$7*EG5303),EG5258=\"\"),\"\",EG$7*EG5303)","v":""},"","","","","","","","","","","","","","","","","","","","","","","","","","","","","","","","","","","","","","","","","","","","","","","","","","","","","","","","","","","","","","","",{"$f":"IF(OR(ISERROR(GS$7*GS5303),GS5258=\"\"),\"\",GS$7*GS5303)","v":""},"","","","","","","","","","","","","","","","","","","","","","","","","","","","","","","","","","","","","","","","","","","","","","","","","","","","","","","","","","","","","","","",{"$f":"IF(OR(ISERROR(JE$7*JE5303),JE5258=\"\"),\"\",JE$7*JE5303)","v":""},"","","","","","","","","","","","","","","","","","","","","","","","","","","","","","","","","","","","","","","","","","","","","","","","","","","","","","","","","","","","","","","",{"$f":"IF(OR(ISERROR(LQ$7*LQ5303),LQ5258=\"\"),\"\",LQ$7*LQ5303)","v":""},"","","","","","","","","","","","","","","","","","","","","","","","","","","","","","","","","","","","","","","","","","","","","","","","","","","","","","","","","","","","","","","",{"$f":"IF(OR(ISERROR(OC$7*OC5303),OC5258=\"\"),\"\",OC$7*OC5303)","v":""},"","","","","","","","","","","","","",""]
[null,"5基",null,null,null,{"$f":"ROUNDUP((SUM(G5335:G5339)*0.9+G5345)/1000,1)","v":0},0,{"$f":"IF(OR(ISERROR(H$7*H5306),H5261=\"\"),\"\",H$7*H5306)","v":""},{"$f":"IF(OR(ISERROR(I$7*I5306),I5261=\"\"),\"\",I$7*I5306)","v":""},"","","","","","","","","","","","","","","","","","","","","","","","","","","","","","","","","","","","","","","","","","","","","","","","","","","","","","","","","","","","","","","",{"$f":"IF(OR(ISERROR(BU$7*BU5306),BU5261=\"\"),\"\",BU$7*BU5306)","v":""},"","","","","","","","","","","","","","","","","","","","","","","","","","","","","","","","","","","","","","","","","","","","","","","","","","","","","","","","","","","","","","","",{"$f":"IF(OR(ISERROR(EG$7*EG5306),EG5261=\"\"),\"\",EG$7*EG5306)","v":""},"","","","","","","","","","","","","","","","","","","","","","","","","","","","","","","","","","","","","","","","","","","","","","","","","","","","","","","","","","","","","","","",{"$f":"IF(OR(ISERROR(GS$7*GS5306),GS5261=\"\"),\"\",GS$7*GS5306)","v":""},"","","","","","","","","","","","","","","","","","","","","","","","","","","","","","","","","","","","","","","","","","","","","","","","","","","","","","","","","","","","","","","",{"$f":"IF(OR(ISERROR(JE$7*JE5306),JE5261=\"\"),\"\",JE$7*JE5306)","v":""},"","","","","","","","","","","","","","","","","","","","","","","","","","","","","","","","","","","","","","","","","","","","","","","","","","","","","","","","","","","","","","","",{"$f":"IF(OR(ISERROR(LQ$7*LQ5306),LQ5261=\"\"),\"\",LQ$7*LQ5306)","v":""},"","","","","","","","","","","","","","","","","","","","","","","","","","","","","","","","","","","","","","","","","","","","","","","","","","","","","","","","","","","","","","","",{"$f":"IF(OR(ISERROR(OC$7*OC5306),OC5261=\"\"),\"\",OC$7*OC5306)","v":""},"","","","","","","","","","","","","",""]
[null,null,null,"※太陽光考慮",null,"※合計はMJ集計を利用（評価協の回答による）→2024.4.25GJ集計に戻す（BELS評価書の修正に対応）"]
[]
[]
[null,"表示項目",null,null,"住棟合計","共用部分","住戸合計","住戸1",2,3,4,5,6,7,8,9,10,11,12,13,14,15,16,17,18,19,20,21,22,23,24,25,26,27,28,29,30,31,32,33,34,35,36,37,38,39,40,41,42,43,44,45,46,47,48,49,50,51,52,53,54,55,56,57,58,59,60,61,62,63,64,65,66,67,68,69,70,71,72,73,74,75,76,77,78,79,80,81,82,83,84,85,86,87,88,89,90,91,92,93,94,95,96,97,98,99,100,101,102,103,104,105,106,107,108,109,110,111,112,113,114,115,116,117,118,119,120,121,122,123,124,125,126,127,128,129,130,131,132,133,134,135,136,137,138,139,140,141,142,143,144,145,146,147,148,149,150,151,152,153,154,155,156,157,158,159,160,161,162,163,164,165,166,167,168,169,170,171,172,173,174,175,176,177,178,179,180,181,182,183,184,185,186,187,188,189,190,191,192,193,194,195,196,197,198,199,200,201,202,203,204,205,206,207,208,209,210,211,212,213,214,215,216,217,218,219,220,221,222,223,224,225,226,227,228,229,230,231,232,233,234,235,236,237,238,239,240,241,242,243,244,245,246,247,248,249,250,251,252,253,254,255,256,257,258,259,260,261,262,263,264,265,266,267,268,269,270,271,272,273,274,275,276,277,278,279,280,281,282,283,284,285,286,287,288,289,290,291,292,293,294,295,296,297,298,299,300,301,302,303,304,305,306,307,308,309,310,311,312,313,314,315,316,317,318,319,320,321,322,323,324,325,326,327,328,329,330,331,332,333,334,335,336,337,338,339,340,341,342,343,344,345,346,347,348,349,350,351,352,353,354,355,356,357,358,359,360,361,362,363,364,365,366,367,368,369,370,371,372,373,374,375,376,377,378,379,380,381,382,383,384,385,386,387,388,389,390,391,392,393,394,395,396,397,398,399,400]
[null,null,"再エネあり（自家消費）","削減率",{"$f":"D93","v":""},null,null,{"$f":"IF(H5287=\"\",\"\",1-H5287)","v":""},{"$f":"IF(I5287=\"\",\"\",1-I5287)","v":""},"","","","","","","","","","","","","","","","","","","","","","","","","","","","","","","","","","","","","","","","","","","","","","","","","","","","","","","","","","","","","","","",{"$f":"IF(BU5287=\"\",\"\",1-BU5287)","v":""},"","","","","","","","","","","","","","","","","","","","","","","","","","","","","","","","","","","","","","","","","","","","","","","","","","","","","","","","","","","","","","","",{"$f":"IF(EG5287=\"\",\"\",1-EG5287)","v":""},"","","","","","","","","","","","","","","","","","","","","","","","","","","","","","","","","","","","","","","","","","","","","","","","","","","","","","","","","","","","","","","",{"$f":"IF(GS5287=\"\",\"\",1-GS5287)","v":""},"","","","","","","","","","","","","","","","","","","","","","","","","","","","","","","","","","","","","","","","","","","","","","","","","","","","","","","","","","","","","","","",{"$f":"IF(JE5287=\"\",\"\",1-JE5287)","v":""},"","","","","","","","","","","","","","","","","","","","","","","","","","","","","","","","","","","","","","","","","","","","","","","","","","","","","","","","","","","","","","","",{"$f":"IF(LQ5287=\"\",\"\",1-LQ5287)","v":""},"","","","","","","","","","","","","","","","","","","","","","","","","","","","","","","","","","","","","","","","","","","","","","","","","","","","","","","","","","","","","","","",{"$f":"IF(OC5287=\"\",\"\",1-OC5287)","v":""},"","","","","","","","","","","","","",""]
[null,null,null,"BEI",{"$f":"1-E90/100","v":{"$error":"#VALUE!"}},null,null,{"$f":"H5301","v":""},{"$f":"I5301","v":""},"","","","","","","","","","","","","","","","","","","","","","","","","","","","","","","","","","","","","","","","","","","","","","","","","","","","","","","","","","","","","","","",{"$f":"BU5301","v":""},"","","","","","","","","","","","","","","","","","","","","","","","","","","","","","","","","","","","","","","","","","","","","","","","","","","","","","","","","","","","","","","",{"$f":"EG5301","v":""},"","","","","","","","","","","","","","","","","","","","","","","","","","","","","","","","","","","","","","","","","","","","","","","","","","","","","","","","","","","","","","","",{"$f":"GS5301","v":""},"","","","","","","","","","","","","","","","","","","","","","","","","","","","","","","","","","","","","","","","","","","","","","","","","","","","","","","","","","","","","","","",{"$f":"JE5301","v":""},"","","","","","","","","","","","","","","","","","","","","","","","","","","","","","","","","","","","","","","","","","","","","","","","","","","","","","","","","","","","","","","",{"$f":"LQ5301","v":""},"","","","","","","","","","","","","","","","","","","","","","","","","","","","","","","","","","","","","","","","","","","","","","","","","","","","","","","","","","","","","","","",{"$f":"OC5301","v":""},"","","","","","","","","","","","","",""]
[null,null,"再エネあり（自家消費）","設計",null,{"$f":"F91","v":""},{"$f":"G5359","v":0},{"$f":"H5286","v":""},{"$f":"I5286","v":""},"","","","","","","","","","","","","","","","","","","","","","","","","","","","","","","","","","","","","","","","","","","","","","","","","","","","","","","","","","","","","","","",{"$f":"BU5286","v":""},"","","","","","","","","","","","","","","","","","","","","","","","","","","","","","","","","","","","","","","","","","","","","","","","","","","","","","","","","","","","","","","",{"$f":"EG5286","v":""},"","","","","","","","","","","","","","","","","","","","","","","","","","","","","","","","","","","","","","","","","","","","","","","","","","","","","","","","","","","","","","","",{"$f":"GS5286","v":""},"","","","","","","","","","","","","","","","","","","","","","","","","","","","","","","","","","","","","","","","","","","","","","","","","","","","","","","","","","","","","","","",{"$f":"JE5286","v":""},"","","","","","","","","","","","","","","","","","","","","","","","","","","","","","","","","","","","","","","","","","","","","","","","","","","","","","","","","","","","","","","",{"$f":"LQ5286","v":""},"","","","","","","","","","","","","","","","","","","","","","","","","","","","","","","","","","","","","","","","","","","","","","","","","","","","","","","","","","","","","","","",{"$f":"OC5286","v":""},"","","","","","","","","","","","","",""]
[null,"判定","省エネ基準","設計",{"$f":"C5363","v":0},{"$f":"D5363","v":0},{"$f":"G5363","v":0},{"$f":"IF(H5303=0,\"\",H5303)","v":""},"","","","","","","","","","","","","","","","","","","","","","","","","","","","","","","","","","","","","","","","","","","","","","","","","","","","","","","","","","","","","","","",{"$f":"IF(BT5303=0,\"\",BT5303)","v":""},"","","","","","","","","","","","","","","","","","","","","","","","","","","","","","","","","","","","","","","","","","","","","","","","","","","","","","","","","","","","","","","",{"$f":"IF(EF5303=0,\"\",EF5303)","v":""},"","","","","","","","","","","","","","","","","","","","","","","","","","","","","","","","","","","","","","","","","","","","","","","","","","","","","","","","","","","","","","","",{"$f":"IF(GR5303=0,\"\",GR5303)","v":""},"","","","","","","","","","","","","","","","","","","","","","","","","","","","","","","","","","","","","","","","","","","","","","","","","","","","","","","","","","","","","","","",{"$f":"IF(JD5303=0,\"\",JD5303)","v":""},"","","","","","","","","","","","","","","","","","","","","","","","","","","","","","","","","","","","","","","","","","","","","","","","","","","","","","","","","","","","","","","",{"$f":"IF(LP5303=0,\"\",LP5303)","v":""},"","","","","","","","","","","","","","","","","","","","","","","","","","","","","","","","","","","","","","","","","","","","","","","","","","","","","","","","","","","","","","","",{"$f":"IF(OB5303=0,\"\",OB5303)","v":""},"","","","","","","","","","","","","","",""]
[null,null,null,"基準",{"$f":"C5364","v":0},{"$f":"D5364","v":0},{"$f":"G5364","v":0},{"$f":"IF(H5304=0,\"\",H5304)","v":""},"","","","","","","","","","","","","","","","","","","","","","","","","","","","","","","","","","","","","","","","","","","","","","","","","","","","","","","","","","","","","","","",{"$f":"IF(BT5304=0,\"\",BT5304)","v":""},"","","","","","","","","","","","","","","","","","","","","","","","","","","","","","","","","","","","","","","","","","","","","","","","","","","","","","","","","","","","","","","",{"$f":"IF(EF5304=0,\"\",EF5304)","v":""},"","","","","","","","","","","","","","","","","","","","","","","","","","","","","","","","","","","","","","","","","","","","","","","","","","","","","","","","","","","","","","","",{"$f":"IF(GR5304=0,\"\",GR5304)","v":""},"","","","","","","","","","","","","","","","","","","","","","","","","","","","","","","","","","","","","","","","","","","","","","","","","","","","","","","","","","","","","","","",{"$f":"IF(JD5304=0,\"\",JD5304)","v":""},"","","","","","","","","","","","","","","","","","","","","","","","","","","","","","","","","","","","","","","","","","","","","","","","","","","","","","","","","","","","","","","",{"$f":"IF(LP5304=0,\"\",LP5304)","v":""},"","","","","","","","","","","","","","","","","","","","","","","","","","","","","","","","","","","","","","","","","","","","","","","","","","","","","","","","","","","","","","","",{"$f":"IF(OB5304=0,\"\",OB5304)","v":""},"","","","","","","","","","","","","","",""]
[]
[]
[null,null,null,null,null,"住戸太陽光kW","その1",{"$f":"IF(ISERROR(H5272),0,IF(LEN(H5272)<20,0,-LOOKUP(1,-LEFT(MID(H5272,20,6),ROW($1:$17)))))","v":0},{"$f":"IF(ISERROR(I5272),0,IF(LEN(I5272)<20,0,-LOOKUP(1,-LEFT(MID(I5272,20,6),ROW($1:$17)))))","v":0},{"$f":"IF(ISERROR(J5272),0,IF(LEN(J5272)<20,0,-LOOKUP(1,-LEFT(MID(J5272,20,6),ROW($1:$17)))))","v":0},{"$f":"IF(ISERROR(K5272),0,IF(LEN(K5272)<20,0,-LOOKUP(1,-LEFT(MID(K5272,20,6),ROW($1:$17)))))","v":0},{"$f":"IF(ISERROR(L5272),0,IF(LEN(L5272)<20,0,-LOOKUP(1,-LEFT(MID(L5272,20,6),ROW($1:$17)))))","v":0},{"$f":"IF(ISERROR(M5272),0,IF(LEN(M5272)<20,0,-LOOKUP(1,-LEFT(MID(M5272,20,6),ROW($1:$17)))))","v":0},{"$f":"IF(ISERROR(N5272),0,IF(LEN(N5272)<20,0,-LOOKUP(1,-LEFT(MID(N5272,20,6),ROW($1:$17)))))","v":0},{"$f":"IF(ISERROR(O5272),0,IF(LEN(O5272)<20,0,-LOOKUP(1,-LEFT(MID(O5272,20,6),ROW($1:$17)))))","v":0},{"$f":"IF(ISERROR(P5272),0,IF(LEN(P5272)<20,0,-LOOKUP(1,-LEFT(MID(P5272,20,6),ROW($1:$17)))))","v":0},{"$f":"IF(ISERROR(Q5272),0,IF(LEN(Q5272)<20,0,-LOOKUP(1,-LEFT(MID(Q5272,20,6),ROW($1:$17)))))","v":0},{"$f":"IF(ISERROR(R5272),0,IF(LEN(R5272)<20,0,-LOOKUP(1,-LEFT(MID(R5272,20,6),ROW($1:$17)))))","v":0},{"$f":"IF(ISERROR(S5272),0,IF(LEN(S5272)<20,0,-LOOKUP(1,-LEFT(MID(S5272,20,6),ROW($1:$17)))))","v":0},{"$f":"IF(ISERROR(T5272),0,IF(LEN(T5272)<20,0,-LOOKUP(1,-LEFT(MID(T5272,20,6),ROW($1:$17)))))","v":0},{"$f":"IF(ISERROR(U5272),0,IF(LEN(U5272)<20,0,-LOOKUP(1,-LEFT(MID(U5272,20,6),ROW($1:$17)))))","v":0},{"$f":"IF(ISERROR(V5272),0,IF(LEN(V5272)<20,0,-LOOKUP(1,-LEFT(MID(V5272,20,6),ROW($1:$17)))))","v":0},{"$f":"IF(ISERROR(W5272),0,IF(LEN(W5272)<20,0,-LOOKUP(1,-LEFT(MID(W5272,20,6),ROW($1:$17)))))","v":0},{"$f":"IF(ISERROR(X5272),0,IF(LEN(X5272)<20,0,-LOOKUP(1,-LEFT(MID(X5272,20,6),ROW($1:$17)))))","v":0},{"$f":"IF(ISERROR(Y5272),0,IF(LEN(Y5272)<20,0,-LOOKUP(1,-LEFT(MID(Y5272,20,6),ROW($1:$17)))))","v":0},{"$f":"IF(ISERROR(Z5272),0,IF(LEN(Z5272)<20,0,-LOOKUP(1,-LEFT(MID(Z5272,20,6),ROW($1:$17)))))","v":0},{"$f":"IF(ISERROR(AA5272),0,IF(LEN(AA5272)<20,0,-LOOKUP(1,-LEFT(MID(AA5272,20,6),ROW($1:$17)))))","v":0},{"$f":"IF(ISERROR(AB5272),0,IF(LEN(AB5272)<20,0,-LOOKUP(1,-LEFT(MID(AB5272,20,6),ROW($1:$17)))))","v":0},{"$f":"IF(ISERROR(AC5272),0,IF(LEN(AC5272)<20,0,-LOOKUP(1,-LEFT(MID(AC5272,20,6),ROW($1:$17)))))","v":0},{"$f":"IF(ISERROR(AD5272),0,IF(LEN(AD5272)<20,0,-LOOKUP(1,-LEFT(MID(AD5272,20,6),ROW($1:$17)))))","v":0},{"$f":"IF(ISERROR(AE5272),0,IF(LEN(AE5272)<20,0,-LOOKUP(1,-LEFT(MID(AE5272,20,6),ROW($1:$17)))))","v":0},{"$f":"IF(ISERROR(AF5272),0,IF(LEN(AF5272)<20,0,-LOOKUP(1,-LEFT(MID(AF5272,20,6),ROW($1:$17)))))","v":0},{"$f":"IF(ISERROR(AG5272),0,IF(LEN(AG5272)<20,0,-LOOKUP(1,-LEFT(MID(AG5272,20,6),ROW($1:$17)))))","v":0},{"$f":"IF(ISERROR(AH5272),0,IF(LEN(AH5272)<20,0,-LOOKUP(1,-LEFT(MID(AH5272,20,6),ROW($1:$17)))))","v":0},{"$f":"IF(ISERROR(AI5272),0,IF(LEN(AI5272)<20,0,-LOOKUP(1,-LEFT(MID(AI5272,20,6),ROW($1:$17)))))","v":0},{"$f":"IF(ISERROR(AJ5272),0,IF(LEN(AJ5272)<20,0,-LOOKUP(1,-LEFT(MID(AJ5272,20,6),ROW($1:$17)))))","v":0},{"$f":"IF(ISERROR(AK5272),0,IF(LEN(AK5272)<20,0,-LOOKUP(1,-LEFT(MID(AK5272,20,6),ROW($1:$17)))))","v":0},{"$f":"IF(ISERROR(AL5272),0,IF(LEN(AL5272)<20,0,-LOOKUP(1,-LEFT(MID(AL5272,20,6),ROW($1:$17)))))","v":0},{"$f":"IF(ISERROR(AM5272),0,IF(LEN(AM5272)<20,0,-LOOKUP(1,-LEFT(MID(AM5272,20,6),ROW($1:$17)))))","v":0},{"$f":"IF(ISERROR(AN5272),0,IF(LEN(AN5272)<20,0,-LOOKUP(1,-LEFT(MID(AN5272,20,6),ROW($1:$17)))))","v":0},{"$f":"IF(ISERROR(AO5272),0,IF(LEN(AO5272)<20,0,-LOOKUP(1,-LEFT(MID(AO5272,20,6),ROW($1:$17)))))","v":0},{"$f":"IF(ISERROR(AP5272),0,IF(LEN(AP5272)<20,0,-LOOKUP(1,-LEFT(MID(AP5272,20,6),ROW($1:$17)))))","v":0},{"$f":"IF(ISERROR(AQ5272),0,IF(LEN(AQ5272)<20,0,-LOOKUP(1,-LEFT(MID(AQ5272,20,6),ROW($1:$17)))))","v":0},{"$f":"IF(ISERROR(AR5272),0,IF(LEN(AR5272)<20,0,-LOOKUP(1,-LEFT(MID(AR5272,20,6),ROW($1:$17)))))","v":0},{"$f":"IF(ISERROR(AS5272),0,IF(LEN(AS5272)<20,0,-LOOKUP(1,-LEFT(MID(AS5272,20,6),ROW($1:$17)))))","v":0},{"$f":"IF(ISERROR(AT5272),0,IF(LEN(AT5272)<20,0,-LOOKUP(1,-LEFT(MID(AT5272,20,6),ROW($1:$17)))))","v":0},{"$f":"IF(ISERROR(AU5272),0,IF(LEN(AU5272)<20,0,-LOOKUP(1,-LEFT(MID(AU5272,20,6),ROW($1:$17)))))","v":0},{"$f":"IF(ISERROR(AV5272),0,IF(LEN(AV5272)<20,0,-LOOKUP(1,-LEFT(MID(AV5272,20,6),ROW($1:$17)))))","v":0},{"$f":"IF(ISERROR(AW5272),0,IF(LEN(AW5272)<20,0,-LOOKUP(1,-LEFT(MID(AW5272,20,6),ROW($1:$17)))))","v":0},{"$f":"IF(ISERROR(AX5272),0,IF(LEN(AX5272)<20,0,-LOOKUP(1,-LEFT(MID(AX5272,20,6),ROW($1:$17)))))","v":0},{"$f":"IF(ISERROR(AY5272),0,IF(LEN(AY5272)<20,0,-LOOKUP(1,-LEFT(MID(AY5272,20,6),ROW($1:$17)))))","v":0},{"$f":"IF(ISERROR(AZ5272),0,IF(LEN(AZ5272)<20,0,-LOOKUP(1,-LEFT(MID(AZ5272,20,6),ROW($1:$17)))))","v":0},{"$f":"IF(ISERROR(BA5272),0,IF(LEN(BA5272)<20,0,-LOOKUP(1,-LEFT(MID(BA5272,20,6),ROW($1:$17)))))","v":0},{"$f":"IF(ISERROR(BB5272),0,IF(LEN(BB5272)<20,0,-LOOKUP(1,-LEFT(MID(BB5272,20,6),ROW($1:$17)))))","v":0},{"$f":"IF(ISERROR(BC5272),0,IF(LEN(BC5272)<20,0,-LOOKUP(1,-LEFT(MID(BC5272,20,6),ROW($1:$17)))))","v":0},{"$f":"IF(ISERROR(BD5272),0,IF(LEN(BD5272)<20,0,-LOOKUP(1,-LEFT(MID(BD5272,20,6),ROW($1:$17)))))","v":0},{"$f":"IF(ISERROR(BE5272),0,IF(LEN(BE5272)<20,0,-LOOKUP(1,-LEFT(MID(BE5272,20,6),ROW($1:$17)))))","v":0},{"$f":"IF(ISERROR(BF5272),0,IF(LEN(BF5272)<20,0,-LOOKUP(1,-LEFT(MID(BF5272,20,6),ROW($1:$17)))))","v":0},{"$f":"IF(ISERROR(BG5272),0,IF(LEN(BG5272)<20,0,-LOOKUP(1,-LEFT(MID(BG5272,20,6),ROW($1:$17)))))","v":0},{"$f":"IF(ISERROR(BH5272),0,IF(LEN(BH5272)<20,0,-LOOKUP(1,-LEFT(MID(BH5272,20,6),ROW($1:$17)))))","v":0},{"$f":"IF(ISERROR(BI5272),0,IF(LEN(BI5272)<20,0,-LOOKUP(1,-LEFT(MID(BI5272,20,6),ROW($1:$17)))))","v":0},{"$f":"IF(ISERROR(BJ5272),0,IF(LEN(BJ5272)<20,0,-LOOKUP(1,-LEFT(MID(BJ5272,20,6),ROW($1:$17)))))","v":0},{"$f":"IF(ISERROR(BK5272),0,IF(LEN(BK5272)<20,0,-LOOKUP(1,-LEFT(MID(BK5272,20,6),ROW($1:$17)))))","v":0},{"$f":"IF(ISERROR(BL5272),0,IF(LEN(BL5272)<20,0,-LOOKUP(1,-LEFT(MID(BL5272,20,6),ROW($1:$17)))))","v":0},{"$f":"IF(ISERROR(BM5272),0,IF(LEN(BM5272)<20,0,-LOOKUP(1,-LEFT(MID(BM5272,20,6),ROW($1:$17)))))","v":0},{"$f":"IF(ISERROR(BN5272),0,IF(LEN(BN5272)<20,0,-LOOKUP(1,-LEFT(MID(BN5272,20,6),ROW($1:$17)))))","v":0},{"$f":"IF(ISERROR(BO5272),0,IF(LEN(BO5272)<20,0,-LOOKUP(1,-LEFT(MID(BO5272,20,6),ROW($1:$17)))))","v":0},{"$f":"IF(ISERROR(BP5272),0,IF(LEN(BP5272)<20,0,-LOOKUP(1,-LEFT(MID(BP5272,20,6),ROW($1:$17)))))","v":0},{"$f":"IF(ISERROR(BQ5272),0,IF(LEN(BQ5272)<20,0,-LOOKUP(1,-LEFT(MID(BQ5272,20,6),ROW($1:$17)))))","v":0},{"$f":"IF(ISERROR(BR5272),0,IF(LEN(BR5272)<20,0,-LOOKUP(1,-LEFT(MID(BR5272,20,6),ROW($1:$17)))))","v":0},{"$f":"IF(ISERROR(BS5272),0,IF(LEN(BS5272)<20,0,-LOOKUP(1,-LEFT(MID(BS5272,20,6),ROW($1:$17)))))","v":0},{"$f":"IF(ISERROR(BT5272),0,IF(LEN(BT5272)<20,0,-LOOKUP(1,-LEFT(MID(BT5272,20,6),ROW($1:$17)))))","v":0},{"$f":"IF(ISERROR(BU5272),0,IF(LEN(BU5272)<20,0,-LOOKUP(1,-LEFT(MID(BU5272,20,6),ROW($1:$17)))))","v":0},{"$f":"IF(ISERROR(BV5272),0,IF(LEN(BV5272)<20,0,-LOOKUP(1,-LEFT(MID(BV5272,20,6),ROW($1:$17)))))","v":0},{"$f":"IF(ISERROR(BW5272),0,IF(LEN(BW5272)<20,0,-LOOKUP(1,-LEFT(MID(BW5272,20,6),ROW($1:$17)))))","v":0},{"$f":"IF(ISERROR(BX5272),0,IF(LEN(BX5272)<20,0,-LOOKUP(1,-LEFT(MID(BX5272,20,6),ROW($1:$17)))))","v":0},{"$f":"IF(ISERROR(BY5272),0,IF(LEN(BY5272)<20,0,-LOOKUP(1,-LEFT(MID(BY5272,20,6),ROW($1:$17)))))","v":0},{"$f":"IF(ISERROR(BZ5272),0,IF(LEN(BZ5272)<20,0,-LOOKUP(1,-LEFT(MID(BZ5272,20,6),ROW($1:$17)))))","v":0},{"$f":"IF(ISERROR(CA5272),0,IF(LEN(CA5272)<20,0,-LOOKUP(1,-LEFT(MID(CA5272,20,6),ROW($1:$17)))))","v":0},{"$f":"IF(ISERROR(CB5272),0,IF(LEN(CB5272)<20,0,-LOOKUP(1,-LEFT(MID(CB5272,20,6),ROW($1:$17)))))","v":0},{"$f":"IF(ISERROR(CC5272),0,IF(LEN(CC5272)<20,0,-LOOKUP(1,-LEFT(MID(CC5272,20,6),ROW($1:$17)))))","v":0},{"$f":"IF(ISERROR(CD5272),0,IF(LEN(CD5272)<20,0,-LOOKUP(1,-LEFT(MID(CD5272,20,6),ROW($1:$17)))))","v":0},{"$f":"IF(ISERROR(CE5272),0,IF(LEN(CE5272)<20,0,-LOOKUP(1,-LEFT(MID(CE5272,20,6),ROW($1:$17)))))","v":0},{"$f":"IF(ISERROR(CF5272),0,IF(LEN(CF5272)<20,0,-LOOKUP(1,-LEFT(MID(CF5272,20,6),ROW($1:$17)))))","v":0},{"$f":"IF(ISERROR(CG5272),0,IF(LEN(CG5272)<20,0,-LOOKUP(1,-LEFT(MID(CG5272,20,6),ROW($1:$17)))))","v":0},{"$f":"IF(ISERROR(CH5272),0,IF(LEN(CH5272)<20,0,-LOOKUP(1,-LEFT(MID(CH5272,20,6),ROW($1:$17)))))","v":0},{"$f":"IF(ISERROR(CI5272),0,IF(LEN(CI5272)<20,0,-LOOKUP(1,-LEFT(MID(CI5272,20,6),ROW($1:$17)))))","v":0},{"$f":"IF(ISERROR(CJ5272),0,IF(LEN(CJ5272)<20,0,-LOOKUP(1,-LEFT(MID(CJ5272,20,6),ROW($1:$17)))))","v":0},{"$f":"IF(ISERROR(CK5272),0,IF(LEN(CK5272)<20,0,-LOOKUP(1,-LEFT(MID(CK5272,20,6),ROW($1:$17)))))","v":0},{"$f":"IF(ISERROR(CL5272),0,IF(LEN(CL5272)<20,0,-LOOKUP(1,-LEFT(MID(CL5272,20,6),ROW($1:$17)))))","v":0},{"$f":"IF(ISERROR(CM5272),0,IF(LEN(CM5272)<20,0,-LOOKUP(1,-LEFT(MID(CM5272,20,6),ROW($1:$17)))))","v":0},{"$f":"IF(ISERROR(CN5272),0,IF(LEN(CN5272)<20,0,-LOOKUP(1,-LEFT(MID(CN5272,20,6),ROW($1:$17)))))","v":0},{"$f":"IF(ISERROR(CO5272),0,IF(LEN(CO5272)<20,0,-LOOKUP(1,-LEFT(MID(CO5272,20,6),ROW($1:$17)))))","v":0},{"$f":"IF(ISERROR(CP5272),0,IF(LEN(CP5272)<20,0,-LOOKUP(1,-LEFT(MID(CP5272,20,6),ROW($1:$17)))))","v":0},{"$f":"IF(ISERROR(CQ5272),0,IF(LEN(CQ5272)<20,0,-LOOKUP(1,-LEFT(MID(CQ5272,20,6),ROW($1:$17)))))","v":0},{"$f":"IF(ISERROR(CR5272),0,IF(LEN(CR5272)<20,0,-LOOKUP(1,-LEFT(MID(CR5272,20,6),ROW($1:$17)))))","v":0},{"$f":"IF(ISERROR(CS5272),0,IF(LEN(CS5272)<20,0,-LOOKUP(1,-LEFT(MID(CS5272,20,6),ROW($1:$17)))))","v":0},{"$f":"IF(ISERROR(CT5272),0,IF(LEN(CT5272)<20,0,-LOOKUP(1,-LEFT(MID(CT5272,20,6),ROW($1:$17)))))","v":0},{"$f":"IF(ISERROR(CU5272),0,IF(LEN(CU5272)<20,0,-LOOKUP(1,-LEFT(MID(CU5272,20,6),ROW($1:$17)))))","v":0},{"$f":"IF(ISERROR(CV5272),0,IF(LEN(CV5272)<20,0,-LOOKUP(1,-LEFT(MID(CV5272,20,6),ROW($1:$17)))))","v":0},{"$f":"IF(ISERROR(CW5272),0,IF(LEN(CW5272)<20,0,-LOOKUP(1,-LEFT(MID(CW5272,20,6),ROW($1:$17)))))","v":0},{"$f":"IF(ISERROR(CX5272),0,IF(LEN(CX5272)<20,0,-LOOKUP(1,-LEFT(MID(CX5272,20,6),ROW($1:$17)))))","v":0},{"$f":"IF(ISERROR(CY5272),0,IF(LEN(CY5272)<20,0,-LOOKUP(1,-LEFT(MID(CY5272,20,6),ROW($1:$17)))))","v":0},{"$f":"IF(ISERROR(CZ5272),0,IF(LEN(CZ5272)<20,0,-LOOKUP(1,-LEFT(MID(CZ5272,20,6),ROW($1:$17)))))","v":0},{"$f":"IF(ISERROR(DA5272),0,IF(LEN(DA5272)<20,0,-LOOKUP(1,-LEFT(MID(DA5272,20,6),ROW($1:$17)))))","v":0},{"$f":"IF(ISERROR(DB5272),0,IF(LEN(DB5272)<20,0,-LOOKUP(1,-LEFT(MID(DB5272,20,6),ROW($1:$17)))))","v":0},{"$f":"IF(ISERROR(DC5272),0,IF(LEN(DC5272)<20,0,-LOOKUP(1,-LEFT(MID(DC5272,20,6),ROW($1:$17)))))","v":0},{"$f":"IF(ISERROR(DD5272),0,IF(LEN(DD5272)<20,0,-LOOKUP(1,-LEFT(MID(DD5272,20,6),ROW($1:$17)))))","v":0},{"$f":"IF(ISERROR(DE5272),0,IF(LEN(DE5272)<20,0,-LOOKUP(1,-LEFT(MID(DE5272,20,6),ROW($1:$17)))))","v":0},{"$f":"IF(ISERROR(DF5272),0,IF(LEN(DF5272)<20,0,-LOOKUP(1,-LEFT(MID(DF5272,20,6),ROW($1:$17)))))","v":0},{"$f":"IF(ISERROR(DG5272),0,IF(LEN(DG5272)<20,0,-LOOKUP(1,-LEFT(MID(DG5272,20,6),ROW($1:$17)))))","v":0},{"$f":"IF(ISERROR(DH5272),0,IF(LEN(DH5272)<20,0,-LOOKUP(1,-LEFT(MID(DH5272,20,6),ROW($1:$17)))))","v":0},{"$f":"IF(ISERROR(DI5272),0,IF(LEN(DI5272)<20,0,-LOOKUP(1,-LEFT(MID(DI5272,20,6),ROW($1:$17)))))","v":0},{"$f":"IF(ISERROR(DJ5272),0,IF(LEN(DJ5272)<20,0,-LOOKUP(1,-LEFT(MID(DJ5272,20,6),ROW($1:$17)))))","v":0},{"$f":"IF(ISERROR(DK5272),0,IF(LEN(DK5272)<20,0,-LOOKUP(1,-LEFT(MID(DK5272,20,6),ROW($1:$17)))))","v":0},{"$f":"IF(ISERROR(DL5272),0,IF(LEN(DL5272)<20,0,-LOOKUP(1,-LEFT(MID(DL5272,20,6),ROW($1:$17)))))","v":0},{"$f":"IF(ISERROR(DM5272),0,IF(LEN(DM5272)<20,0,-LOOKUP(1,-LEFT(MID(DM5272,20,6),ROW($1:$17)))))","v":0},{"$f":"IF(ISERROR(DN5272),0,IF(LEN(DN5272)<20,0,-LOOKUP(1,-LEFT(MID(DN5272,20,6),ROW($1:$17)))))","v":0},{"$f":"IF(ISERROR(DO5272),0,IF(LEN(DO5272)<20,0,-LOOKUP(1,-LEFT(MID(DO5272,20,6),ROW($1:$17)))))","v":0},{"$f":"IF(ISERROR(DP5272),0,IF(LEN(DP5272)<20,0,-LOOKUP(1,-LEFT(MID(DP5272,20,6),ROW($1:$17)))))","v":0},{"$f":"IF(ISERROR(DQ5272),0,IF(LEN(DQ5272)<20,0,-LOOKUP(1,-LEFT(MID(DQ5272,20,6),ROW($1:$17)))))","v":0},{"$f":"IF(ISERROR(DR5272),0,IF(LEN(DR5272)<20,0,-LOOKUP(1,-LEFT(MID(DR5272,20,6),ROW($1:$17)))))","v":0},{"$f":"IF(ISERROR(DS5272),0,IF(LEN(DS5272)<20,0,-LOOKUP(1,-LEFT(MID(DS5272,20,6),ROW($1:$17)))))","v":0},{"$f":"IF(ISERROR(DT5272),0,IF(LEN(DT5272)<20,0,-LOOKUP(1,-LEFT(MID(DT5272,20,6),ROW($1:$17)))))","v":0},{"$f":"IF(ISERROR(DU5272),0,IF(LEN(DU5272)<20,0,-LOOKUP(1,-LEFT(MID(DU5272,20,6),ROW($1:$17)))))","v":0},{"$f":"IF(ISERROR(DV5272),0,IF(LEN(DV5272)<20,0,-LOOKUP(1,-LEFT(MID(DV5272,20,6),ROW($1:$17)))))","v":0},{"$f":"IF(ISERROR(DW5272),0,IF(LEN(DW5272)<20,0,-LOOKUP(1,-LEFT(MID(DW5272,20,6),ROW($1:$17)))))","v":0},{"$f":"IF(ISERROR(DX5272),0,IF(LEN(DX5272)<20,0,-LOOKUP(1,-LEFT(MID(DX5272,20,6),ROW($1:$17)))))","v":0},{"$f":"IF(ISERROR(DY5272),0,IF(LEN(DY5272)<20,0,-LOOKUP(1,-LEFT(MID(DY5272,20,6),ROW($1:$17)))))","v":0},{"$f":"IF(ISERROR(DZ5272),0,IF(LEN(DZ5272)<20,0,-LOOKUP(1,-LEFT(MID(DZ5272,20,6),ROW($1:$17)))))","v":0},{"$f":"IF(ISERROR(EA5272),0,IF(LEN(EA5272)<20,0,-LOOKUP(1,-LEFT(MID(EA5272,20,6),ROW($1:$17)))))","v":0},{"$f":"IF(ISERROR(EB5272),0,IF(LEN(EB5272)<20,0,-LOOKUP(1,-LEFT(MID(EB5272,20,6),ROW($1:$17)))))","v":0},{"$f":"IF(ISERROR(EC5272),0,IF(LEN(EC5272)<20,0,-LOOKUP(1,-LEFT(MID(EC5272,20,6),ROW($1:$17)))))","v":0},{"$f":"IF(ISERROR(ED5272),0,IF(LEN(ED5272)<20,0,-LOOKUP(1,-LEFT(MID(ED5272,20,6),ROW($1:$17)))))","v":0},{"$f":"IF(ISERROR(EE5272),0,IF(LEN(EE5272)<20,0,-LOOKUP(1,-LEFT(MID(EE5272,20,6),ROW($1:$17)))))","v":0},{"$f":"IF(ISERROR(EF5272),0,IF(LEN(EF5272)<20,0,-LOOKUP(1,-LEFT(MID(EF5272,20,6),ROW($1:$17)))))","v":0},{"$f":"IF(ISERROR(EG5272),0,IF(LEN(EG5272)<20,0,-LOOKUP(1,-LEFT(MID(EG5272,20,6),ROW($1:$17)))))","v":0},{"$f":"IF(ISERROR(EH5272),0,IF(LEN(EH5272)<20,0,-LOOKUP(1,-LEFT(MID(EH5272,20,6),ROW($1:$17)))))","v":0},{"$f":"IF(ISERROR(EI5272),0,IF(LEN(EI5272)<20,0,-LOOKUP(1,-LEFT(MID(EI5272,20,6),ROW($1:$17)))))","v":0},{"$f":"IF(ISERROR(EJ5272),0,IF(LEN(EJ5272)<20,0,-LOOKUP(1,-LEFT(MID(EJ5272,20,6),ROW($1:$17)))))","v":0},{"$f":"IF(ISERROR(EK5272),0,IF(LEN(EK5272)<20,0,-LOOKUP(1,-LEFT(MID(EK5272,20,6),ROW($1:$17)))))","v":0},{"$f":"IF(ISERROR(EL5272),0,IF(LEN(EL5272)<20,0,-LOOKUP(1,-LEFT(MID(EL5272,20,6),ROW($1:$17)))))","v":0},{"$f":"IF(ISERROR(EM5272),0,IF(LEN(EM5272)<20,0,-LOOKUP(1,-LEFT(MID(EM5272,20,6),ROW($1:$17)))))","v":0},{"$f":"IF(ISERROR(EN5272),0,IF(LEN(EN5272)<20,0,-LOOKUP(1,-LEFT(MID(EN5272,20,6),ROW($1:$17)))))","v":0},{"$f":"IF(ISERROR(EO5272),0,IF(LEN(EO5272)<20,0,-LOOKUP(1,-LEFT(MID(EO5272,20,6),ROW($1:$17)))))","v":0},{"$f":"IF(ISERROR(EP5272),0,IF(LEN(EP5272)<20,0,-LOOKUP(1,-LEFT(MID(EP5272,20,6),ROW($1:$17)))))","v":0},{"$f":"IF(ISERROR(EQ5272),0,IF(LEN(EQ5272)<20,0,-LOOKUP(1,-LEFT(MID(EQ5272,20,6),ROW($1:$17)))))","v":0},{"$f":"IF(ISERROR(ER5272),0,IF(LEN(ER5272)<20,0,-LOOKUP(1,-LEFT(MID(ER5272,20,6),ROW($1:$17)))))","v":0},{"$f":"IF(ISERROR(ES5272),0,IF(LEN(ES5272)<20,0,-LOOKUP(1,-LEFT(MID(ES5272,20,6),ROW($1:$17)))))","v":0},{"$f":"IF(ISERROR(ET5272),0,IF(LEN(ET5272)<20,0,-LOOKUP(1,-LEFT(MID(ET5272,20,6),ROW($1:$17)))))","v":0},{"$f":"IF(ISERROR(EU5272),0,IF(LEN(EU5272)<20,0,-LOOKUP(1,-LEFT(MID(EU5272,20,6),ROW($1:$17)))))","v":0},{"$f":"IF(ISERROR(EV5272),0,IF(LEN(EV5272)<20,0,-LOOKUP(1,-LEFT(MID(EV5272,20,6),ROW($1:$17)))))","v":0},{"$f":"IF(ISERROR(EW5272),0,IF(LEN(EW5272)<20,0,-LOOKUP(1,-LEFT(MID(EW5272,20,6),ROW($1:$17)))))","v":0},{"$f":"IF(ISERROR(EX5272),0,IF(LEN(EX5272)<20,0,-LOOKUP(1,-LEFT(MID(EX5272,20,6),ROW($1:$17)))))","v":0},{"$f":"IF(ISERROR(EY5272),0,IF(LEN(EY5272)<20,0,-LOOKUP(1,-LEFT(MID(EY5272,20,6),ROW($1:$17)))))","v":0},{"$f":"IF(ISERROR(EZ5272),0,IF(LEN(EZ5272)<20,0,-LOOKUP(1,-LEFT(MID(EZ5272,20,6),ROW($1:$17)))))","v":0},{"$f":"IF(ISERROR(FA5272),0,IF(LEN(FA5272)<20,0,-LOOKUP(1,-LEFT(MID(FA5272,20,6),ROW($1:$17)))))","v":0},{"$f":"IF(ISERROR(FB5272),0,IF(LEN(FB5272)<20,0,-LOOKUP(1,-LEFT(MID(FB5272,20,6),ROW($1:$17)))))","v":0},{"$f":"IF(ISERROR(FC5272),0,IF(LEN(FC5272)<20,0,-LOOKUP(1,-LEFT(MID(FC5272,20,6),ROW($1:$17)))))","v":0},{"$f":"IF(ISERROR(FD5272),0,IF(LEN(FD5272)<20,0,-LOOKUP(1,-LEFT(MID(FD5272,20,6),ROW($1:$17)))))","v":0},{"$f":"IF(ISERROR(FE5272),0,IF(LEN(FE5272)<20,0,-LOOKUP(1,-LEFT(MID(FE5272,20,6),ROW($1:$17)))))","v":0},{"$f":"IF(ISERROR(FF5272),0,IF(LEN(FF5272)<20,0,-LOOKUP(1,-LEFT(MID(FF5272,20,6),ROW($1:$17)))))","v":0},{"$f":"IF(ISERROR(FG5272),0,IF(LEN(FG5272)<20,0,-LOOKUP(1,-LEFT(MID(FG5272,20,6),ROW($1:$17)))))","v":0},{"$f":"IF(ISERROR(FH5272),0,IF(LEN(FH5272)<20,0,-LOOKUP(1,-LEFT(MID(FH5272,20,6),ROW($1:$17)))))","v":0},{"$f":"IF(ISERROR(FI5272),0,IF(LEN(FI5272)<20,0,-LOOKUP(1,-LEFT(MID(FI5272,20,6),ROW($1:$17)))))","v":0},{"$f":"IF(ISERROR(FJ5272),0,IF(LEN(FJ5272)<20,0,-LOOKUP(1,-LEFT(MID(FJ5272,20,6),ROW($1:$17)))))","v":0},{"$f":"IF(ISERROR(FK5272),0,IF(LEN(FK5272)<20,0,-LOOKUP(1,-LEFT(MID(FK5272,20,6),ROW($1:$17)))))","v":0},{"$f":"IF(ISERROR(FL5272),0,IF(LEN(FL5272)<20,0,-LOOKUP(1,-LEFT(MID(FL5272,20,6),ROW($1:$17)))))","v":0},{"$f":"IF(ISERROR(FM5272),0,IF(LEN(FM5272)<20,0,-LOOKUP(1,-LEFT(MID(FM5272,20,6),ROW($1:$17)))))","v":0},{"$f":"IF(ISERROR(FN5272),0,IF(LEN(FN5272)<20,0,-LOOKUP(1,-LEFT(MID(FN5272,20,6),ROW($1:$17)))))","v":0},{"$f":"IF(ISERROR(FO5272),0,IF(LEN(FO5272)<20,0,-LOOKUP(1,-LEFT(MID(FO5272,20,6),ROW($1:$17)))))","v":0},{"$f":"IF(ISERROR(FP5272),0,IF(LEN(FP5272)<20,0,-LOOKUP(1,-LEFT(MID(FP5272,20,6),ROW($1:$17)))))","v":0},{"$f":"IF(ISERROR(FQ5272),0,IF(LEN(FQ5272)<20,0,-LOOKUP(1,-LEFT(MID(FQ5272,20,6),ROW($1:$17)))))","v":0},{"$f":"IF(ISERROR(FR5272),0,IF(LEN(FR5272)<20,0,-LOOKUP(1,-LEFT(MID(FR5272,20,6),ROW($1:$17)))))","v":0},{"$f":"IF(ISERROR(FS5272),0,IF(LEN(FS5272)<20,0,-LOOKUP(1,-LEFT(MID(FS5272,20,6),ROW($1:$17)))))","v":0},{"$f":"IF(ISERROR(FT5272),0,IF(LEN(FT5272)<20,0,-LOOKUP(1,-LEFT(MID(FT5272,20,6),ROW($1:$17)))))","v":0},{"$f":"IF(ISERROR(FU5272),0,IF(LEN(FU5272)<20,0,-LOOKUP(1,-LEFT(MID(FU5272,20,6),ROW($1:$17)))))","v":0},{"$f":"IF(ISERROR(FV5272),0,IF(LEN(FV5272)<20,0,-LOOKUP(1,-LEFT(MID(FV5272,20,6),ROW($1:$17)))))","v":0},{"$f":"IF(ISERROR(FW5272),0,IF(LEN(FW5272)<20,0,-LOOKUP(1,-LEFT(MID(FW5272,20,6),ROW($1:$17)))))","v":0},{"$f":"IF(ISERROR(FX5272),0,IF(LEN(FX5272)<20,0,-LOOKUP(1,-LEFT(MID(FX5272,20,6),ROW($1:$17)))))","v":0},{"$f":"IF(ISERROR(FY5272),0,IF(LEN(FY5272)<20,0,-LOOKUP(1,-LEFT(MID(FY5272,20,6),ROW($1:$17)))))","v":0},{"$f":"IF(ISERROR(FZ5272),0,IF(LEN(FZ5272)<20,0,-LOOKUP(1,-LEFT(MID(FZ5272,20,6),ROW($1:$17)))))","v":0},{"$f":"IF(ISERROR(GA5272),0,IF(LEN(GA5272)<20,0,-LOOKUP(1,-LEFT(MID(GA5272,20,6),ROW($1:$17)))))","v":0},{"$f":"IF(ISERROR(GB5272),0,IF(LEN(GB5272)<20,0,-LOOKUP(1,-LEFT(MID(GB5272,20,6),ROW($1:$17)))))","v":0},{"$f":"IF(ISERROR(GC5272),0,IF(LEN(GC5272)<20,0,-LOOKUP(1,-LEFT(MID(GC5272,20,6),ROW($1:$17)))))","v":0},{"$f":"IF(ISERROR(GD5272),0,IF(LEN(GD5272)<20,0,-LOOKUP(1,-LEFT(MID(GD5272,20,6),ROW($1:$17)))))","v":0},{"$f":"IF(ISERROR(GE5272),0,IF(LEN(GE5272)<20,0,-LOOKUP(1,-LEFT(MID(GE5272,20,6),ROW($1:$17)))))","v":0},{"$f":"IF(ISERROR(GF5272),0,IF(LEN(GF5272)<20,0,-LOOKUP(1,-LEFT(MID(GF5272,20,6),ROW($1:$17)))))","v":0},{"$f":"IF(ISERROR(GG5272),0,IF(LEN(GG5272)<20,0,-LOOKUP(1,-LEFT(MID(GG5272,20,6),ROW($1:$17)))))","v":0},{"$f":"IF(ISERROR(GH5272),0,IF(LEN(GH5272)<20,0,-LOOKUP(1,-LEFT(MID(GH5272,20,6),ROW($1:$17)))))","v":0},{"$f":"IF(ISERROR(GI5272),0,IF(LEN(GI5272)<20,0,-LOOKUP(1,-LEFT(MID(GI5272,20,6),ROW($1:$17)))))","v":0},{"$f":"IF(ISERROR(GJ5272),0,IF(LEN(GJ5272)<20,0,-LOOKUP(1,-LEFT(MID(GJ5272,20,6),ROW($1:$17)))))","v":0},{"$f":"IF(ISERROR(GK5272),0,IF(LEN(GK5272)<20,0,-LOOKUP(1,-LEFT(MID(GK5272,20,6),ROW($1:$17)))))","v":0},{"$f":"IF(ISERROR(GL5272),0,IF(LEN(GL5272)<20,0,-LOOKUP(1,-LEFT(MID(GL5272,20,6),ROW($1:$17)))))","v":0},{"$f":"IF(ISERROR(GM5272),0,IF(LEN(GM5272)<20,0,-LOOKUP(1,-LEFT(MID(GM5272,20,6),ROW($1:$17)))))","v":0},{"$f":"IF(ISERROR(GN5272),0,IF(LEN(GN5272)<20,0,-LOOKUP(1,-LEFT(MID(GN5272,20,6),ROW($1:$17)))))","v":0},{"$f":"IF(ISERROR(GO5272),0,IF(LEN(GO5272)<20,0,-LOOKUP(1,-LEFT(MID(GO5272,20,6),ROW($1:$17)))))","v":0},{"$f":"IF(ISERROR(GP5272),0,IF(LEN(GP5272)<20,0,-LOOKUP(1,-LEFT(MID(GP5272,20,6),ROW($1:$17)))))","v":0},{"$f":"IF(ISERROR(GQ5272),0,IF(LEN(GQ5272)<20,0,-LOOKUP(1,-LEFT(MID(GQ5272,20,6),ROW($1:$17)))))","v":0},{"$f":"IF(ISERROR(GR5272),0,IF(LEN(GR5272)<20,0,-LOOKUP(1,-LEFT(MID(GR5272,20,6),ROW($1:$17)))))","v":0},{"$f":"IF(ISERROR(GS5272),0,IF(LEN(GS5272)<20,0,-LOOKUP(1,-LEFT(MID(GS5272,20,6),ROW($1:$17)))))","v":0},{"$f":"IF(ISERROR(GT5272),0,IF(LEN(GT5272)<20,0,-LOOKUP(1,-LEFT(MID(GT5272,20,6),ROW($1:$17)))))","v":0},{"$f":"IF(ISERROR(GU5272),0,IF(LEN(GU5272)<20,0,-LOOKUP(1,-LEFT(MID(GU5272,20,6),ROW($1:$17)))))","v":0},{"$f":"IF(ISERROR(GV5272),0,IF(LEN(GV5272)<20,0,-LOOKUP(1,-LEFT(MID(GV5272,20,6),ROW($1:$17)))))","v":0},{"$f":"IF(ISERROR(GW5272),0,IF(LEN(GW5272)<20,0,-LOOKUP(1,-LEFT(MID(GW5272,20,6),ROW($1:$17)))))","v":0},{"$f":"IF(ISERROR(GX5272),0,IF(LEN(GX5272)<20,0,-LOOKUP(1,-LEFT(MID(GX5272,20,6),ROW($1:$17)))))","v":0},{"$f":"IF(ISERROR(GY5272),0,IF(LEN(GY5272)<20,0,-LOOKUP(1,-LEFT(MID(GY5272,20,6),ROW($1:$17)))))","v":0},{"$f":"IF(ISERROR(GZ5272),0,IF(LEN(GZ5272)<20,0,-LOOKUP(1,-LEFT(MID(GZ5272,20,6),ROW($1:$17)))))","v":0},{"$f":"IF(ISERROR(HA5272),0,IF(LEN(HA5272)<20,0,-LOOKUP(1,-LEFT(MID(HA5272,20,6),ROW($1:$17)))))","v":0},{"$f":"IF(ISERROR(HB5272),0,IF(LEN(HB5272)<20,0,-LOOKUP(1,-LEFT(MID(HB5272,20,6),ROW($1:$17)))))","v":0},{"$f":"IF(ISERROR(HC5272),0,IF(LEN(HC5272)<20,0,-LOOKUP(1,-LEFT(MID(HC5272,20,6),ROW($1:$17)))))","v":0},{"$f":"IF(ISERROR(HD5272),0,IF(LEN(HD5272)<20,0,-LOOKUP(1,-LEFT(MID(HD5272,20,6),ROW($1:$17)))))","v":0},{"$f":"IF(ISERROR(HE5272),0,IF(LEN(HE5272)<20,0,-LOOKUP(1,-LEFT(MID(HE5272,20,6),ROW($1:$17)))))","v":0},{"$f":"IF(ISERROR(HF5272),0,IF(LEN(HF5272)<20,0,-LOOKUP(1,-LEFT(MID(HF5272,20,6),ROW($1:$17)))))","v":0},{"$f":"IF(ISERROR(HG5272),0,IF(LEN(HG5272)<20,0,-LOOKUP(1,-LEFT(MID(HG5272,20,6),ROW($1:$17)))))","v":0},{"$f":"IF(ISERROR(HH5272),0,IF(LEN(HH5272)<20,0,-LOOKUP(1,-LEFT(MID(HH5272,20,6),ROW($1:$17)))))","v":0},{"$f":"IF(ISERROR(HI5272),0,IF(LEN(HI5272)<20,0,-LOOKUP(1,-LEFT(MID(HI5272,20,6),ROW($1:$17)))))","v":0},{"$f":"IF(ISERROR(HJ5272),0,IF(LEN(HJ5272)<20,0,-LOOKUP(1,-LEFT(MID(HJ5272,20,6),ROW($1:$17)))))","v":0},{"$f":"IF(ISERROR(HK5272),0,IF(LEN(HK5272)<20,0,-LOOKUP(1,-LEFT(MID(HK5272,20,6),ROW($1:$17)))))","v":0},{"$f":"IF(ISERROR(HL5272),0,IF(LEN(HL5272)<20,0,-LOOKUP(1,-LEFT(MID(HL5272,20,6),ROW($1:$17)))))","v":0},{"$f":"IF(ISERROR(HM5272),0,IF(LEN(HM5272)<20,0,-LOOKUP(1,-LEFT(MID(HM5272,20,6),ROW($1:$17)))))","v":0},{"$f":"IF(ISERROR(HN5272),0,IF(LEN(HN5272)<20,0,-LOOKUP(1,-LEFT(MID(HN5272,20,6),ROW($1:$17)))))","v":0},{"$f":"IF(ISERROR(HO5272),0,IF(LEN(HO5272)<20,0,-LOOKUP(1,-LEFT(MID(HO5272,20,6),ROW($1:$17)))))","v":0},{"$f":"IF(ISERROR(HP5272),0,IF(LEN(HP5272)<20,0,-LOOKUP(1,-LEFT(MID(HP5272,20,6),ROW($1:$17)))))","v":0},{"$f":"IF(ISERROR(HQ5272),0,IF(LEN(HQ5272)<20,0,-LOOKUP(1,-LEFT(MID(HQ5272,20,6),ROW($1:$17)))))","v":0},{"$f":"IF(ISERROR(HR5272),0,IF(LEN(HR5272)<20,0,-LOOKUP(1,-LEFT(MID(HR5272,20,6),ROW($1:$17)))))","v":0},{"$f":"IF(ISERROR(HS5272),0,IF(LEN(HS5272)<20,0,-LOOKUP(1,-LEFT(MID(HS5272,20,6),ROW($1:$17)))))","v":0},{"$f":"IF(ISERROR(HT5272),0,IF(LEN(HT5272)<20,0,-LOOKUP(1,-LEFT(MID(HT5272,20,6),ROW($1:$17)))))","v":0},{"$f":"IF(ISERROR(HU5272),0,IF(LEN(HU5272)<20,0,-LOOKUP(1,-LEFT(MID(HU5272,20,6),ROW($1:$17)))))","v":0},{"$f":"IF(ISERROR(HV5272),0,IF(LEN(HV5272)<20,0,-LOOKUP(1,-LEFT(MID(HV5272,20,6),ROW($1:$17)))))","v":0},{"$f":"IF(ISERROR(HW5272),0,IF(LEN(HW5272)<20,0,-LOOKUP(1,-LEFT(MID(HW5272,20,6),ROW($1:$17)))))","v":0},{"$f":"IF(ISERROR(HX5272),0,IF(LEN(HX5272)<20,0,-LOOKUP(1,-LEFT(MID(HX5272,20,6),ROW($1:$17)))))","v":0},{"$f":"IF(ISERROR(HY5272),0,IF(LEN(HY5272)<20,0,-LOOKUP(1,-LEFT(MID(HY5272,20,6),ROW($1:$17)))))","v":0},{"$f":"IF(ISERROR(HZ5272),0,IF(LEN(HZ5272)<20,0,-LOOKUP(1,-LEFT(MID(HZ5272,20,6),ROW($1:$17)))))","v":0},{"$f":"IF(ISERROR(IA5272),0,IF(LEN(IA5272)<20,0,-LOOKUP(1,-LEFT(MID(IA5272,20,6),ROW($1:$17)))))","v":0},{"$f":"IF(ISERROR(IB5272),0,IF(LEN(IB5272)<20,0,-LOOKUP(1,-LEFT(MID(IB5272,20,6),ROW($1:$17)))))","v":0},{"$f":"IF(ISERROR(IC5272),0,IF(LEN(IC5272)<20,0,-LOOKUP(1,-LEFT(MID(IC5272,20,6),ROW($1:$17)))))","v":0},{"$f":"IF(ISERROR(ID5272),0,IF(LEN(ID5272)<20,0,-LOOKUP(1,-LEFT(MID(ID5272,20,6),ROW($1:$17)))))","v":0},{"$f":"IF(ISERROR(IE5272),0,IF(LEN(IE5272)<20,0,-LOOKUP(1,-LEFT(MID(IE5272,20,6),ROW($1:$17)))))","v":0},{"$f":"IF(ISERROR(IF5272),0,IF(LEN(IF5272)<20,0,-LOOKUP(1,-LEFT(MID(IF5272,20,6),ROW($1:$17)))))","v":0},{"$f":"IF(ISERROR(IG5272),0,IF(LEN(IG5272)<20,0,-LOOKUP(1,-LEFT(MID(IG5272,20,6),ROW($1:$17)))))","v":0},{"$f":"IF(ISERROR(IH5272),0,IF(LEN(IH5272)<20,0,-LOOKUP(1,-LEFT(MID(IH5272,20,6),ROW($1:$17)))))","v":0},{"$f":"IF(ISERROR(II5272),0,IF(LEN(II5272)<20,0,-LOOKUP(1,-LEFT(MID(II5272,20,6),ROW($1:$17)))))","v":0},{"$f":"IF(ISERROR(IJ5272),0,IF(LEN(IJ5272)<20,0,-LOOKUP(1,-LEFT(MID(IJ5272,20,6),ROW($1:$17)))))","v":0},{"$f":"IF(ISERROR(IK5272),0,IF(LEN(IK5272)<20,0,-LOOKUP(1,-LEFT(MID(IK5272,20,6),ROW($1:$17)))))","v":0},{"$f":"IF(ISERROR(IL5272),0,IF(LEN(IL5272)<20,0,-LOOKUP(1,-LEFT(MID(IL5272,20,6),ROW($1:$17)))))","v":0},{"$f":"IF(ISERROR(IM5272),0,IF(LEN(IM5272)<20,0,-LOOKUP(1,-LEFT(MID(IM5272,20,6),ROW($1:$17)))))","v":0},{"$f":"IF(ISERROR(IN5272),0,IF(LEN(IN5272)<20,0,-LOOKUP(1,-LEFT(MID(IN5272,20,6),ROW($1:$17)))))","v":0},{"$f":"IF(ISERROR(IO5272),0,IF(LEN(IO5272)<20,0,-LOOKUP(1,-LEFT(MID(IO5272,20,6),ROW($1:$17)))))","v":0},{"$f":"IF(ISERROR(IP5272),0,IF(LEN(IP5272)<20,0,-LOOKUP(1,-LEFT(MID(IP5272,20,6),ROW($1:$17)))))","v":0},{"$f":"IF(ISERROR(IQ5272),0,IF(LEN(IQ5272)<20,0,-LOOKUP(1,-LEFT(MID(IQ5272,20,6),ROW($1:$17)))))","v":0},{"$f":"IF(ISERROR(IR5272),0,IF(LEN(IR5272)<20,0,-LOOKUP(1,-LEFT(MID(IR5272,20,6),ROW($1:$17)))))","v":0},{"$f":"IF(ISERROR(IS5272),0,IF(LEN(IS5272)<20,0,-LOOKUP(1,-LEFT(MID(IS5272,20,6),ROW($1:$17)))))","v":0},{"$f":"IF(ISERROR(IT5272),0,IF(LEN(IT5272)<20,0,-LOOKUP(1,-LEFT(MID(IT5272,20,6),ROW($1:$17)))))","v":0},{"$f":"IF(ISERROR(IU5272),0,IF(LEN(IU5272)<20,0,-LOOKUP(1,-LEFT(MID(IU5272,20,6),ROW($1:$17)))))","v":0},{"$f":"IF(ISERROR(IV5272),0,IF(LEN(IV5272)<20,0,-LOOKUP(1,-LEFT(MID(IV5272,20,6),ROW($1:$17)))))","v":0},{"$f":"IF(ISERROR(IW5272),0,IF(LEN(IW5272)<20,0,-LOOKUP(1,-LEFT(MID(IW5272,20,6),ROW($1:$17)))))","v":0},{"$f":"IF(ISERROR(IX5272),0,IF(LEN(IX5272)<20,0,-LOOKUP(1,-LEFT(MID(IX5272,20,6),ROW($1:$17)))))","v":0},{"$f":"IF(ISERROR(IY5272),0,IF(LEN(IY5272)<20,0,-LOOKUP(1,-LEFT(MID(IY5272,20,6),ROW($1:$17)))))","v":0},{"$f":"IF(ISERROR(IZ5272),0,IF(LEN(IZ5272)<20,0,-LOOKUP(1,-LEFT(MID(IZ5272,20,6),ROW($1:$17)))))","v":0},{"$f":"IF(ISERROR(JA5272),0,IF(LEN(JA5272)<20,0,-LOOKUP(1,-LEFT(MID(JA5272,20,6),ROW($1:$17)))))","v":0},{"$f":"IF(ISERROR(JB5272),0,IF(LEN(JB5272)<20,0,-LOOKUP(1,-LEFT(MID(JB5272,20,6),ROW($1:$17)))))","v":0},{"$f":"IF(ISERROR(JC5272),0,IF(LEN(JC5272)<20,0,-LOOKUP(1,-LEFT(MID(JC5272,20,6),ROW($1:$17)))))","v":0},{"$f":"IF(ISERROR(JD5272),0,IF(LEN(JD5272)<20,0,-LOOKUP(1,-LEFT(MID(JD5272,20,6),ROW($1:$17)))))","v":0},{"$f":"IF(ISERROR(JE5272),0,IF(LEN(JE5272)<20,0,-LOOKUP(1,-LEFT(MID(JE5272,20,6),ROW($1:$17)))))","v":0},{"$f":"IF(ISERROR(JF5272),0,IF(LEN(JF5272)<20,0,-LOOKUP(1,-LEFT(MID(JF5272,20,6),ROW($1:$17)))))","v":0},{"$f":"IF(ISERROR(JG5272),0,IF(LEN(JG5272)<20,0,-LOOKUP(1,-LEFT(MID(JG5272,20,6),ROW($1:$17)))))","v":0},{"$f":"IF(ISERROR(JH5272),0,IF(LEN(JH5272)<20,0,-LOOKUP(1,-LEFT(MID(JH5272,20,6),ROW($1:$17)))))","v":0},{"$f":"IF(ISERROR(JI5272),0,IF(LEN(JI5272)<20,0,-LOOKUP(1,-LEFT(MID(JI5272,20,6),ROW($1:$17)))))","v":0},{"$f":"IF(ISERROR(JJ5272),0,IF(LEN(JJ5272)<20,0,-LOOKUP(1,-LEFT(MID(JJ5272,20,6),ROW($1:$17)))))","v":0},{"$f":"IF(ISERROR(JK5272),0,IF(LEN(JK5272)<20,0,-LOOKUP(1,-LEFT(MID(JK5272,20,6),ROW($1:$17)))))","v":0},{"$f":"IF(ISERROR(JL5272),0,IF(LEN(JL5272)<20,0,-LOOKUP(1,-LEFT(MID(JL5272,20,6),ROW($1:$17)))))","v":0},{"$f":"IF(ISERROR(JM5272),0,IF(LEN(JM5272)<20,0,-LOOKUP(1,-LEFT(MID(JM5272,20,6),ROW($1:$17)))))","v":0},{"$f":"IF(ISERROR(JN5272),0,IF(LEN(JN5272)<20,0,-LOOKUP(1,-LEFT(MID(JN5272,20,6),ROW($1:$17)))))","v":0},{"$f":"IF(ISERROR(JO5272),0,IF(LEN(JO5272)<20,0,-LOOKUP(1,-LEFT(MID(JO5272,20,6),ROW($1:$17)))))","v":0},{"$f":"IF(ISERROR(JP5272),0,IF(LEN(JP5272)<20,0,-LOOKUP(1,-LEFT(MID(JP5272,20,6),ROW($1:$17)))))","v":0},{"$f":"IF(ISERROR(JQ5272),0,IF(LEN(JQ5272)<20,0,-LOOKUP(1,-LEFT(MID(JQ5272,20,6),ROW($1:$17)))))","v":0},{"$f":"IF(ISERROR(JR5272),0,IF(LEN(JR5272)<20,0,-LOOKUP(1,-LEFT(MID(JR5272,20,6),ROW($1:$17)))))","v":0},{"$f":"IF(ISERROR(JS5272),0,IF(LEN(JS5272)<20,0,-LOOKUP(1,-LEFT(MID(JS5272,20,6),ROW($1:$17)))))","v":0},{"$f":"IF(ISERROR(JT5272),0,IF(LEN(JT5272)<20,0,-LOOKUP(1,-LEFT(MID(JT5272,20,6),ROW($1:$17)))))","v":0},{"$f":"IF(ISERROR(JU5272),0,IF(LEN(JU5272)<20,0,-LOOKUP(1,-LEFT(MID(JU5272,20,6),ROW($1:$17)))))","v":0},{"$f":"IF(ISERROR(JV5272),0,IF(LEN(JV5272)<20,0,-LOOKUP(1,-LEFT(MID(JV5272,20,6),ROW($1:$17)))))","v":0},{"$f":"IF(ISERROR(JW5272),0,IF(LEN(JW5272)<20,0,-LOOKUP(1,-LEFT(MID(JW5272,20,6),ROW($1:$17)))))","v":0},{"$f":"IF(ISERROR(JX5272),0,IF(LEN(JX5272)<20,0,-LOOKUP(1,-LEFT(MID(JX5272,20,6),ROW($1:$17)))))","v":0},{"$f":"IF(ISERROR(JY5272),0,IF(LEN(JY5272)<20,0,-LOOKUP(1,-LEFT(MID(JY5272,20,6),ROW($1:$17)))))","v":0},{"$f":"IF(ISERROR(JZ5272),0,IF(LEN(JZ5272)<20,0,-LOOKUP(1,-LEFT(MID(JZ5272,20,6),ROW($1:$17)))))","v":0},{"$f":"IF(ISERROR(KA5272),0,IF(LEN(KA5272)<20,0,-LOOKUP(1,-LEFT(MID(KA5272,20,6),ROW($1:$17)))))","v":0},{"$f":"IF(ISERROR(KB5272),0,IF(LEN(KB5272)<20,0,-LOOKUP(1,-LEFT(MID(KB5272,20,6),ROW($1:$17)))))","v":0},{"$f":"IF(ISERROR(KC5272),0,IF(LEN(KC5272)<20,0,-LOOKUP(1,-LEFT(MID(KC5272,20,6),ROW($1:$17)))))","v":0},{"$f":"IF(ISERROR(KD5272),0,IF(LEN(KD5272)<20,0,-LOOKUP(1,-LEFT(MID(KD5272,20,6),ROW($1:$17)))))","v":0},{"$f":"IF(ISERROR(KE5272),0,IF(LEN(KE5272)<20,0,-LOOKUP(1,-LEFT(MID(KE5272,20,6),ROW($1:$17)))))","v":0},{"$f":"IF(ISERROR(KF5272),0,IF(LEN(KF5272)<20,0,-LOOKUP(1,-LEFT(MID(KF5272,20,6),ROW($1:$17)))))","v":0},{"$f":"IF(ISERROR(KG5272),0,IF(LEN(KG5272)<20,0,-LOOKUP(1,-LEFT(MID(KG5272,20,6),ROW($1:$17)))))","v":0},{"$f":"IF(ISERROR(KH5272),0,IF(LEN(KH5272)<20,0,-LOOKUP(1,-LEFT(MID(KH5272,20,6),ROW($1:$17)))))","v":0},{"$f":"IF(ISERROR(KI5272),0,IF(LEN(KI5272)<20,0,-LOOKUP(1,-LEFT(MID(KI5272,20,6),ROW($1:$17)))))","v":0},{"$f":"IF(ISERROR(KJ5272),0,IF(LEN(KJ5272)<20,0,-LOOKUP(1,-LEFT(MID(KJ5272,20,6),ROW($1:$17)))))","v":0},{"$f":"IF(ISERROR(KK5272),0,IF(LEN(KK5272)<20,0,-LOOKUP(1,-LEFT(MID(KK5272,20,6),ROW($1:$17)))))","v":0},{"$f":"IF(ISERROR(KL5272),0,IF(LEN(KL5272)<20,0,-LOOKUP(1,-LEFT(MID(KL5272,20,6),ROW($1:$17)))))","v":0},{"$f":"IF(ISERROR(KM5272),0,IF(LEN(KM5272)<20,0,-LOOKUP(1,-LEFT(MID(KM5272,20,6),ROW($1:$17)))))","v":0},{"$f":"IF(ISERROR(KN5272),0,IF(LEN(KN5272)<20,0,-LOOKUP(1,-LEFT(MID(KN5272,20,6),ROW($1:$17)))))","v":0},{"$f":"IF(ISERROR(KO5272),0,IF(LEN(KO5272)<20,0,-LOOKUP(1,-LEFT(MID(KO5272,20,6),ROW($1:$17)))))","v":0},{"$f":"IF(ISERROR(KP5272),0,IF(LEN(KP5272)<20,0,-LOOKUP(1,-LEFT(MID(KP5272,20,6),ROW($1:$17)))))","v":0},{"$f":"IF(ISERROR(KQ5272),0,IF(LEN(KQ5272)<20,0,-LOOKUP(1,-LEFT(MID(KQ5272,20,6),ROW($1:$17)))))","v":0},{"$f":"IF(ISERROR(KR5272),0,IF(LEN(KR5272)<20,0,-LOOKUP(1,-LEFT(MID(KR5272,20,6),ROW($1:$17)))))","v":0},{"$f":"IF(ISERROR(KS5272),0,IF(LEN(KS5272)<20,0,-LOOKUP(1,-LEFT(MID(KS5272,20,6),ROW($1:$17)))))","v":0},{"$f":"IF(ISERROR(KT5272),0,IF(LEN(KT5272)<20,0,-LOOKUP(1,-LEFT(MID(KT5272,20,6),ROW($1:$17)))))","v":0},{"$f":"IF(ISERROR(KU5272),0,IF(LEN(KU5272)<20,0,-LOOKUP(1,-LEFT(MID(KU5272,20,6),ROW($1:$17)))))","v":0},{"$f":"IF(ISERROR(KV5272),0,IF(LEN(KV5272)<20,0,-LOOKUP(1,-LEFT(MID(KV5272,20,6),ROW($1:$17)))))","v":0},{"$f":"IF(ISERROR(KW5272),0,IF(LEN(KW5272)<20,0,-LOOKUP(1,-LEFT(MID(KW5272,20,6),ROW($1:$17)))))","v":0},{"$f":"IF(ISERROR(KX5272),0,IF(LEN(KX5272)<20,0,-LOOKUP(1,-LEFT(MID(KX5272,20,6),ROW($1:$17)))))","v":0},{"$f":"IF(ISERROR(KY5272),0,IF(LEN(KY5272)<20,0,-LOOKUP(1,-LEFT(MID(KY5272,20,6),ROW($1:$17)))))","v":0},{"$f":"IF(ISERROR(KZ5272),0,IF(LEN(KZ5272)<20,0,-LOOKUP(1,-LEFT(MID(KZ5272,20,6),ROW($1:$17)))))","v":0},{"$f":"IF(ISERROR(LA5272),0,IF(LEN(LA5272)<20,0,-LOOKUP(1,-LEFT(MID(LA5272,20,6),ROW($1:$17)))))","v":0},{"$f":"IF(ISERROR(LB5272),0,IF(LEN(LB5272)<20,0,-LOOKUP(1,-LEFT(MID(LB5272,20,6),ROW($1:$17)))))","v":0},{"$f":"IF(ISERROR(LC5272),0,IF(LEN(LC5272)<20,0,-LOOKUP(1,-LEFT(MID(LC5272,20,6),ROW($1:$17)))))","v":0},{"$f":"IF(ISERROR(LD5272),0,IF(LEN(LD5272)<20,0,-LOOKUP(1,-LEFT(MID(LD5272,20,6),ROW($1:$17)))))","v":0},{"$f":"IF(ISERROR(LE5272),0,IF(LEN(LE5272)<20,0,-LOOKUP(1,-LEFT(MID(LE5272,20,6),ROW($1:$17)))))","v":0},{"$f":"IF(ISERROR(LF5272),0,IF(LEN(LF5272)<20,0,-LOOKUP(1,-LEFT(MID(LF5272,20,6),ROW($1:$17)))))","v":0},{"$f":"IF(ISERROR(LG5272),0,IF(LEN(LG5272)<20,0,-LOOKUP(1,-LEFT(MID(LG5272,20,6),ROW($1:$17)))))","v":0},{"$f":"IF(ISERROR(LH5272),0,IF(LEN(LH5272)<20,0,-LOOKUP(1,-LEFT(MID(LH5272,20,6),ROW($1:$17)))))","v":0},{"$f":"IF(ISERROR(LI5272),0,IF(LEN(LI5272)<20,0,-LOOKUP(1,-LEFT(MID(LI5272,20,6),ROW($1:$17)))))","v":0},{"$f":"IF(ISERROR(LJ5272),0,IF(LEN(LJ5272)<20,0,-LOOKUP(1,-LEFT(MID(LJ5272,20,6),ROW($1:$17)))))","v":0},{"$f":"IF(ISERROR(LK5272),0,IF(LEN(LK5272)<20,0,-LOOKUP(1,-LEFT(MID(LK5272,20,6),ROW($1:$17)))))","v":0},{"$f":"IF(ISERROR(LL5272),0,IF(LEN(LL5272)<20,0,-LOOKUP(1,-LEFT(MID(LL5272,20,6),ROW($1:$17)))))","v":0},{"$f":"IF(ISERROR(LM5272),0,IF(LEN(LM5272)<20,0,-LOOKUP(1,-LEFT(MID(LM5272,20,6),ROW($1:$17)))))","v":0},{"$f":"IF(ISERROR(LN5272),0,IF(LEN(LN5272)<20,0,-LOOKUP(1,-LEFT(MID(LN5272,20,6),ROW($1:$17)))))","v":0},{"$f":"IF(ISERROR(LO5272),0,IF(LEN(LO5272)<20,0,-LOOKUP(1,-LEFT(MID(LO5272,20,6),ROW($1:$17)))))","v":0},{"$f":"IF(ISERROR(LP5272),0,IF(LEN(LP5272)<20,0,-LOOKUP(1,-LEFT(MID(LP5272,20,6),ROW($1:$17)))))","v":0},{"$f":"IF(ISERROR(LQ5272),0,IF(LEN(LQ5272)<20,0,-LOOKUP(1,-LEFT(MID(LQ5272,20,6),ROW($1:$17)))))","v":0},{"$f":"IF(ISERROR(LR5272),0,IF(LEN(LR5272)<20,0,-LOOKUP(1,-LEFT(MID(LR5272,20,6),ROW($1:$17)))))","v":0},{"$f":"IF(ISERROR(LS5272),0,IF(LEN(LS5272)<20,0,-LOOKUP(1,-LEFT(MID(LS5272,20,6),ROW($1:$17)))))","v":0},{"$f":"IF(ISERROR(LT5272),0,IF(LEN(LT5272)<20,0,-LOOKUP(1,-LEFT(MID(LT5272,20,6),ROW($1:$17)))))","v":0},{"$f":"IF(ISERROR(LU5272),0,IF(LEN(LU5272)<20,0,-LOOKUP(1,-LEFT(MID(LU5272,20,6),ROW($1:$17)))))","v":0},{"$f":"IF(ISERROR(LV5272),0,IF(LEN(LV5272)<20,0,-LOOKUP(1,-LEFT(MID(LV5272,20,6),ROW($1:$17)))))","v":0},{"$f":"IF(ISERROR(LW5272),0,IF(LEN(LW5272)<20,0,-LOOKUP(1,-LEFT(MID(LW5272,20,6),ROW($1:$17)))))","v":0},{"$f":"IF(ISERROR(LX5272),0,IF(LEN(LX5272)<20,0,-LOOKUP(1,-LEFT(MID(LX5272,20,6),ROW($1:$17)))))","v":0},{"$f":"IF(ISERROR(LY5272),0,IF(LEN(LY5272)<20,0,-LOOKUP(1,-LEFT(MID(LY5272,20,6),ROW($1:$17)))))","v":0},{"$f":"IF(ISERROR(LZ5272),0,IF(LEN(LZ5272)<20,0,-LOOKUP(1,-LEFT(MID(LZ5272,20,6),ROW($1:$17)))))","v":0},{"$f":"IF(ISERROR(MA5272),0,IF(LEN(MA5272)<20,0,-LOOKUP(1,-LEFT(MID(MA5272,20,6),ROW($1:$17)))))","v":0},{"$f":"IF(ISERROR(MB5272),0,IF(LEN(MB5272)<20,0,-LOOKUP(1,-LEFT(MID(MB5272,20,6),ROW($1:$17)))))","v":0},{"$f":"IF(ISERROR(MC5272),0,IF(LEN(MC5272)<20,0,-LOOKUP(1,-LEFT(MID(MC5272,20,6),ROW($1:$17)))))","v":0},{"$f":"IF(ISERROR(MD5272),0,IF(LEN(MD5272)<20,0,-LOOKUP(1,-LEFT(MID(MD5272,20,6),ROW($1:$17)))))","v":0},{"$f":"IF(ISERROR(ME5272),0,IF(LEN(ME5272)<20,0,-LOOKUP(1,-LEFT(MID(ME5272,20,6),ROW($1:$17)))))","v":0},{"$f":"IF(ISERROR(MF5272),0,IF(LEN(MF5272)<20,0,-LOOKUP(1,-LEFT(MID(MF5272,20,6),ROW($1:$17)))))","v":0},{"$f":"IF(ISERROR(MG5272),0,IF(LEN(MG5272)<20,0,-LOOKUP(1,-LEFT(MID(MG5272,20,6),ROW($1:$17)))))","v":0},{"$f":"IF(ISERROR(MH5272),0,IF(LEN(MH5272)<20,0,-LOOKUP(1,-LEFT(MID(MH5272,20,6),ROW($1:$17)))))","v":0},{"$f":"IF(ISERROR(MI5272),0,IF(LEN(MI5272)<20,0,-LOOKUP(1,-LEFT(MID(MI5272,20,6),ROW($1:$17)))))","v":0},{"$f":"IF(ISERROR(MJ5272),0,IF(LEN(MJ5272)<20,0,-LOOKUP(1,-LEFT(MID(MJ5272,20,6),ROW($1:$17)))))","v":0},{"$f":"IF(ISERROR(MK5272),0,IF(LEN(MK5272)<20,0,-LOOKUP(1,-LEFT(MID(MK5272,20,6),ROW($1:$17)))))","v":0},{"$f":"IF(ISERROR(ML5272),0,IF(LEN(ML5272)<20,0,-LOOKUP(1,-LEFT(MID(ML5272,20,6),ROW($1:$17)))))","v":0},{"$f":"IF(ISERROR(MM5272),0,IF(LEN(MM5272)<20,0,-LOOKUP(1,-LEFT(MID(MM5272,20,6),ROW($1:$17)))))","v":0},{"$f":"IF(ISERROR(MN5272),0,IF(LEN(MN5272)<20,0,-LOOKUP(1,-LEFT(MID(MN5272,20,6),ROW($1:$17)))))","v":0},{"$f":"IF(ISERROR(MO5272),0,IF(LEN(MO5272)<20,0,-LOOKUP(1,-LEFT(MID(MO5272,20,6),ROW($1:$17)))))","v":0},{"$f":"IF(ISERROR(MP5272),0,IF(LEN(MP5272)<20,0,-LOOKUP(1,-LEFT(MID(MP5272,20,6),ROW($1:$17)))))","v":0},{"$f":"IF(ISERROR(MQ5272),0,IF(LEN(MQ5272)<20,0,-LOOKUP(1,-LEFT(MID(MQ5272,20,6),ROW($1:$17)))))","v":0},{"$f":"IF(ISERROR(MR5272),0,IF(LEN(MR5272)<20,0,-LOOKUP(1,-LEFT(MID(MR5272,20,6),ROW($1:$17)))))","v":0},{"$f":"IF(ISERROR(MS5272),0,IF(LEN(MS5272)<20,0,-LOOKUP(1,-LEFT(MID(MS5272,20,6),ROW($1:$17)))))","v":0},{"$f":"IF(ISERROR(MT5272),0,IF(LEN(MT5272)<20,0,-LOOKUP(1,-LEFT(MID(MT5272,20,6),ROW($1:$17)))))","v":0},{"$f":"IF(ISERROR(MU5272),0,IF(LEN(MU5272)<20,0,-LOOKUP(1,-LEFT(MID(MU5272,20,6),ROW($1:$17)))))","v":0},{"$f":"IF(ISERROR(MV5272),0,IF(LEN(MV5272)<20,0,-LOOKUP(1,-LEFT(MID(MV5272,20,6),ROW($1:$17)))))","v":0},{"$f":"IF(ISERROR(MW5272),0,IF(LEN(MW5272)<20,0,-LOOKUP(1,-LEFT(MID(MW5272,20,6),ROW($1:$17)))))","v":0},{"$f":"IF(ISERROR(MX5272),0,IF(LEN(MX5272)<20,0,-LOOKUP(1,-LEFT(MID(MX5272,20,6),ROW($1:$17)))))","v":0},{"$f":"IF(ISERROR(MY5272),0,IF(LEN(MY5272)<20,0,-LOOKUP(1,-LEFT(MID(MY5272,20,6),ROW($1:$17)))))","v":0},{"$f":"IF(ISERROR(MZ5272),0,IF(LEN(MZ5272)<20,0,-LOOKUP(1,-LEFT(MID(MZ5272,20,6),ROW($1:$17)))))","v":0},{"$f":"IF(ISERROR(NA5272),0,IF(LEN(NA5272)<20,0,-LOOKUP(1,-LEFT(MID(NA5272,20,6),ROW($1:$17)))))","v":0},{"$f":"IF(ISERROR(NB5272),0,IF(LEN(NB5272)<20,0,-LOOKUP(1,-LEFT(MID(NB5272,20,6),ROW($1:$17)))))","v":0},{"$f":"IF(ISERROR(NC5272),0,IF(LEN(NC5272)<20,0,-LOOKUP(1,-LEFT(MID(NC5272,20,6),ROW($1:$17)))))","v":0},{"$f":"IF(ISERROR(ND5272),0,IF(LEN(ND5272)<20,0,-LOOKUP(1,-LEFT(MID(ND5272,20,6),ROW($1:$17)))))","v":0},{"$f":"IF(ISERROR(NE5272),0,IF(LEN(NE5272)<20,0,-LOOKUP(1,-LEFT(MID(NE5272,20,6),ROW($1:$17)))))","v":0},{"$f":"IF(ISERROR(NF5272),0,IF(LEN(NF5272)<20,0,-LOOKUP(1,-LEFT(MID(NF5272,20,6),ROW($1:$17)))))","v":0},{"$f":"IF(ISERROR(NG5272),0,IF(LEN(NG5272)<20,0,-LOOKUP(1,-LEFT(MID(NG5272,20,6),ROW($1:$17)))))","v":0},{"$f":"IF(ISERROR(NH5272),0,IF(LEN(NH5272)<20,0,-LOOKUP(1,-LEFT(MID(NH5272,20,6),ROW($1:$17)))))","v":0},{"$f":"IF(ISERROR(NI5272),0,IF(LEN(NI5272)<20,0,-LOOKUP(1,-LEFT(MID(NI5272,20,6),ROW($1:$17)))))","v":0},{"$f":"IF(ISERROR(NJ5272),0,IF(LEN(NJ5272)<20,0,-LOOKUP(1,-LEFT(MID(NJ5272,20,6),ROW($1:$17)))))","v":0},{"$f":"IF(ISERROR(NK5272),0,IF(LEN(NK5272)<20,0,-LOOKUP(1,-LEFT(MID(NK5272,20,6),ROW($1:$17)))))","v":0},{"$f":"IF(ISERROR(NL5272),0,IF(LEN(NL5272)<20,0,-LOOKUP(1,-LEFT(MID(NL5272,20,6),ROW($1:$17)))))","v":0},{"$f":"IF(ISERROR(NM5272),0,IF(LEN(NM5272)<20,0,-LOOKUP(1,-LEFT(MID(NM5272,20,6),ROW($1:$17)))))","v":0},{"$f":"IF(ISERROR(NN5272),0,IF(LEN(NN5272)<20,0,-LOOKUP(1,-LEFT(MID(NN5272,20,6),ROW($1:$17)))))","v":0},{"$f":"IF(ISERROR(NO5272),0,IF(LEN(NO5272)<20,0,-LOOKUP(1,-LEFT(MID(NO5272,20,6),ROW($1:$17)))))","v":0},{"$f":"IF(ISERROR(NP5272),0,IF(LEN(NP5272)<20,0,-LOOKUP(1,-LEFT(MID(NP5272,20,6),ROW($1:$17)))))","v":0},{"$f":"IF(ISERROR(NQ5272),0,IF(LEN(NQ5272)<20,0,-LOOKUP(1,-LEFT(MID(NQ5272,20,6),ROW($1:$17)))))","v":0},{"$f":"IF(ISERROR(NR5272),0,IF(LEN(NR5272)<20,0,-LOOKUP(1,-LEFT(MID(NR5272,20,6),ROW($1:$17)))))","v":0},{"$f":"IF(ISERROR(NS5272),0,IF(LEN(NS5272)<20,0,-LOOKUP(1,-LEFT(MID(NS5272,20,6),ROW($1:$17)))))","v":0},{"$f":"IF(ISERROR(NT5272),0,IF(LEN(NT5272)<20,0,-LOOKUP(1,-LEFT(MID(NT5272,20,6),ROW($1:$17)))))","v":0},{"$f":"IF(ISERROR(NU5272),0,IF(LEN(NU5272)<20,0,-LOOKUP(1,-LEFT(MID(NU5272,20,6),ROW($1:$17)))))","v":0},{"$f":"IF(ISERROR(NV5272),0,IF(LEN(NV5272)<20,0,-LOOKUP(1,-LEFT(MID(NV5272,20,6),ROW($1:$17)))))","v":0},{"$f":"IF(ISERROR(NW5272),0,IF(LEN(NW5272)<20,0,-LOOKUP(1,-LEFT(MID(NW5272,20,6),ROW($1:$17)))))","v":0},{"$f":"IF(ISERROR(NX5272),0,IF(LEN(NX5272)<20,0,-LOOKUP(1,-LEFT(MID(NX5272,20,6),ROW($1:$17)))))","v":0},{"$f":"IF(ISERROR(NY5272),0,IF(LEN(NY5272)<20,0,-LOOKUP(1,-LEFT(MID(NY5272,20,6),ROW($1:$17)))))","v":0},{"$f":"IF(ISERROR(NZ5272),0,IF(LEN(NZ5272)<20,0,-LOOKUP(1,-LEFT(MID(NZ5272,20,6),ROW($1:$17)))))","v":0},{"$f":"IF(ISERROR(OA5272),0,IF(LEN(OA5272)<20,0,-LOOKUP(1,-LEFT(MID(OA5272,20,6),ROW($1:$17)))))","v":0},{"$f":"IF(ISERROR(OB5272),0,IF(LEN(OB5272)<20,0,-LOOKUP(1,-LEFT(MID(OB5272,20,6),ROW($1:$17)))))","v":0},{"$f":"IF(ISERROR(OC5272),0,IF(LEN(OC5272)<20,0,-LOOKUP(1,-LEFT(MID(OC5272,20,6),ROW($1:$17)))))","v":0},{"$f":"IF(ISERROR(OD5272),0,IF(LEN(OD5272)<20,0,-LOOKUP(1,-LEFT(MID(OD5272,20,6),ROW($1:$17)))))","v":0},{"$f":"IF(ISERROR(OE5272),0,IF(LEN(OE5272)<20,0,-LOOKUP(1,-LEFT(MID(OE5272,20,6),ROW($1:$17)))))","v":0},{"$f":"IF(ISERROR(OF5272),0,IF(LEN(OF5272)<20,0,-LOOKUP(1,-LEFT(MID(OF5272,20,6),ROW($1:$17)))))","v":0},{"$f":"IF(ISERROR(OG5272),0,IF(LEN(OG5272)<20,0,-LOOKUP(1,-LEFT(MID(OG5272,20,6),ROW($1:$17)))))","v":0},{"$f":"IF(ISERROR(OH5272),0,IF(LEN(OH5272)<20,0,-LOOKUP(1,-LEFT(MID(OH5272,20,6),ROW($1:$17)))))","v":0},{"$f":"IF(ISERROR(OI5272),0,IF(LEN(OI5272)<20,0,-LOOKUP(1,-LEFT(MID(OI5272,20,6),ROW($1:$17)))))","v":0},{"$f":"IF(ISERROR(OJ5272),0,IF(LEN(OJ5272)<20,0,-LOOKUP(1,-LEFT(MID(OJ5272,20,6),ROW($1:$17)))))","v":0},{"$f":"IF(ISERROR(OK5272),0,IF(LEN(OK5272)<20,0,-LOOKUP(1,-LEFT(MID(OK5272,20,6),ROW($1:$17)))))","v":0},{"$f":"IF(ISERROR(OL5272),0,IF(LEN(OL5272)<20,0,-LOOKUP(1,-LEFT(MID(OL5272,20,6),ROW($1:$17)))))","v":0},{"$f":"IF(ISERROR(OM5272),0,IF(LEN(OM5272)<20,0,-LOOKUP(1,-LEFT(MID(OM5272,20,6),ROW($1:$17)))))","v":0},{"$f":"IF(ISERROR(ON5272),0,IF(LEN(ON5272)<20,0,-LOOKUP(1,-LEFT(MID(ON5272,20,6),ROW($1:$17)))))","v":0},{"$f":"IF(ISERROR(OO5272),0,IF(LEN(OO5272)<20,0,-LOOKUP(1,-LEFT(MID(OO5272,20,6),ROW($1:$17)))))","v":0},{"$f":"IF(ISERROR(OP5272),0,IF(LEN(OP5272)<20,0,-LOOKUP(1,-LEFT(MID(OP5272,20,6),ROW($1:$17)))))","v":0},{"$f":"IF(ISERROR(OQ5272),0,IF(LEN(OQ5272)<20,0,-LOOKUP(1,-LEFT(MID(OQ5272,20,6),ROW($1:$17)))))","v":0}]
[null,null,null,null,null,null,"その4",{"$f":"IF(ISERROR(H5275),0,IF(LEN(H5275)<20,0,-LOOKUP(1,-LEFT(MID(H5275,20,6),ROW($1:$17)))))","v":0},{"$f":"IF(ISERROR(I5275),0,IF(LEN(I5275)<20,0,-LOOKUP(1,-LEFT(MID(I5275,20,6),ROW($1:$17)))))","v":0},{"$f":"IF(ISERROR(J5275),0,IF(LEN(J5275)<20,0,-LOOKUP(1,-LEFT(MID(J5275,20,6),ROW($1:$17)))))","v":0},{"$f":"IF(ISERROR(K5275),0,IF(LEN(K5275)<20,0,-LOOKUP(1,-LEFT(MID(K5275,20,6),ROW($1:$17)))))","v":0},{"$f":"IF(ISERROR(L5275),0,IF(LEN(L5275)<20,0,-LOOKUP(1,-LEFT(MID(L5275,20,6),ROW($1:$17)))))","v":0},{"$f":"IF(ISERROR(M5275),0,IF(LEN(M5275)<20,0,-LOOKUP(1,-LEFT(MID(M5275,20,6),ROW($1:$17)))))","v":0},{"$f":"IF(ISERROR(N5275),0,IF(LEN(N5275)<20,0,-LOOKUP(1,-LEFT(MID(N5275,20,6),ROW($1:$17)))))","v":0},{"$f":"IF(ISERROR(O5275),0,IF(LEN(O5275)<20,0,-LOOKUP(1,-LEFT(MID(O5275,20,6),ROW($1:$17)))))","v":0},{"$f":"IF(ISERROR(P5275),0,IF(LEN(P5275)<20,0,-LOOKUP(1,-LEFT(MID(P5275,20,6),ROW($1:$17)))))","v":0},{"$f":"IF(ISERROR(Q5275),0,IF(LEN(Q5275)<20,0,-LOOKUP(1,-LEFT(MID(Q5275,20,6),ROW($1:$17)))))","v":0},{"$f":"IF(ISERROR(R5275),0,IF(LEN(R5275)<20,0,-LOOKUP(1,-LEFT(MID(R5275,20,6),ROW($1:$17)))))","v":0},{"$f":"IF(ISERROR(S5275),0,IF(LEN(S5275)<20,0,-LOOKUP(1,-LEFT(MID(S5275,20,6),ROW($1:$17)))))","v":0},{"$f":"IF(ISERROR(T5275),0,IF(LEN(T5275)<20,0,-LOOKUP(1,-LEFT(MID(T5275,20,6),ROW($1:$17)))))","v":0},{"$f":"IF(ISERROR(U5275),0,IF(LEN(U5275)<20,0,-LOOKUP(1,-LEFT(MID(U5275,20,6),ROW($1:$17)))))","v":0},{"$f":"IF(ISERROR(V5275),0,IF(LEN(V5275)<20,0,-LOOKUP(1,-LEFT(MID(V5275,20,6),ROW($1:$17)))))","v":0},{"$f":"IF(ISERROR(W5275),0,IF(LEN(W5275)<20,0,-LOOKUP(1,-LEFT(MID(W5275,20,6),ROW($1:$17)))))","v":0},{"$f":"IF(ISERROR(X5275),0,IF(LEN(X5275)<20,0,-LOOKUP(1,-LEFT(MID(X5275,20,6),ROW($1:$17)))))","v":0},{"$f":"IF(ISERROR(Y5275),0,IF(LEN(Y5275)<20,0,-LOOKUP(1,-LEFT(MID(Y5275,20,6),ROW($1:$17)))))","v":0},{"$f":"IF(ISERROR(Z5275),0,IF(LEN(Z5275)<20,0,-LOOKUP(1,-LEFT(MID(Z5275,20,6),ROW($1:$17)))))","v":0},{"$f":"IF(ISERROR(AA5275),0,IF(LEN(AA5275)<20,0,-LOOKUP(1,-LEFT(MID(AA5275,20,6),ROW($1:$17)))))","v":0},{"$f":"IF(ISERROR(AB5275),0,IF(LEN(AB5275)<20,0,-LOOKUP(1,-LEFT(MID(AB5275,20,6),ROW($1:$17)))))","v":0},{"$f":"IF(ISERROR(AC5275),0,IF(LEN(AC5275)<20,0,-LOOKUP(1,-LEFT(MID(AC5275,20,6),ROW($1:$17)))))","v":0},{"$f":"IF(ISERROR(AD5275),0,IF(LEN(AD5275)<20,0,-LOOKUP(1,-LEFT(MID(AD5275,20,6),ROW($1:$17)))))","v":0},{"$f":"IF(ISERROR(AE5275),0,IF(LEN(AE5275)<20,0,-LOOKUP(1,-LEFT(MID(AE5275,20,6),ROW($1:$17)))))","v":0},{"$f":"IF(ISERROR(AF5275),0,IF(LEN(AF5275)<20,0,-LOOKUP(1,-LEFT(MID(AF5275,20,6),ROW($1:$17)))))","v":0},{"$f":"IF(ISERROR(AG5275),0,IF(LEN(AG5275)<20,0,-LOOKUP(1,-LEFT(MID(AG5275,20,6),ROW($1:$17)))))","v":0},{"$f":"IF(ISERROR(AH5275),0,IF(LEN(AH5275)<20,0,-LOOKUP(1,-LEFT(MID(AH5275,20,6),ROW($1:$17)))))","v":0},{"$f":"IF(ISERROR(AI5275),0,IF(LEN(AI5275)<20,0,-LOOKUP(1,-LEFT(MID(AI5275,20,6),ROW($1:$17)))))","v":0},{"$f":"IF(ISERROR(AJ5275),0,IF(LEN(AJ5275)<20,0,-LOOKUP(1,-LEFT(MID(AJ5275,20,6),ROW($1:$17)))))","v":0},{"$f":"IF(ISERROR(AK5275),0,IF(LEN(AK5275)<20,0,-LOOKUP(1,-LEFT(MID(AK5275,20,6),ROW($1:$17)))))","v":0},{"$f":"IF(ISERROR(AL5275),0,IF(LEN(AL5275)<20,0,-LOOKUP(1,-LEFT(MID(AL5275,20,6),ROW($1:$17)))))","v":0},{"$f":"IF(ISERROR(AM5275),0,IF(LEN(AM5275)<20,0,-LOOKUP(1,-LEFT(MID(AM5275,20,6),ROW($1:$17)))))","v":0},{"$f":"IF(ISERROR(AN5275),0,IF(LEN(AN5275)<20,0,-LOOKUP(1,-LEFT(MID(AN5275,20,6),ROW($1:$17)))))","v":0},{"$f":"IF(ISERROR(AO5275),0,IF(LEN(AO5275)<20,0,-LOOKUP(1,-LEFT(MID(AO5275,20,6),ROW($1:$17)))))","v":0},{"$f":"IF(ISERROR(AP5275),0,IF(LEN(AP5275)<20,0,-LOOKUP(1,-LEFT(MID(AP5275,20,6),ROW($1:$17)))))","v":0},{"$f":"IF(ISERROR(AQ5275),0,IF(LEN(AQ5275)<20,0,-LOOKUP(1,-LEFT(MID(AQ5275,20,6),ROW($1:$17)))))","v":0},{"$f":"IF(ISERROR(AR5275),0,IF(LEN(AR5275)<20,0,-LOOKUP(1,-LEFT(MID(AR5275,20,6),ROW($1:$17)))))","v":0},{"$f":"IF(ISERROR(AS5275),0,IF(LEN(AS5275)<20,0,-LOOKUP(1,-LEFT(MID(AS5275,20,6),ROW($1:$17)))))","v":0},{"$f":"IF(ISERROR(AT5275),0,IF(LEN(AT5275)<20,0,-LOOKUP(1,-LEFT(MID(AT5275,20,6),ROW($1:$17)))))","v":0},{"$f":"IF(ISERROR(AU5275),0,IF(LEN(AU5275)<20,0,-LOOKUP(1,-LEFT(MID(AU5275,20,6),ROW($1:$17)))))","v":0},{"$f":"IF(ISERROR(AV5275),0,IF(LEN(AV5275)<20,0,-LOOKUP(1,-LEFT(MID(AV5275,20,6),ROW($1:$17)))))","v":0},{"$f":"IF(ISERROR(AW5275),0,IF(LEN(AW5275)<20,0,-LOOKUP(1,-LEFT(MID(AW5275,20,6),ROW($1:$17)))))","v":0},{"$f":"IF(ISERROR(AX5275),0,IF(LEN(AX5275)<20,0,-LOOKUP(1,-LEFT(MID(AX5275,20,6),ROW($1:$17)))))","v":0},{"$f":"IF(ISERROR(AY5275),0,IF(LEN(AY5275)<20,0,-LOOKUP(1,-LEFT(MID(AY5275,20,6),ROW($1:$17)))))","v":0},{"$f":"IF(ISERROR(AZ5275),0,IF(LEN(AZ5275)<20,0,-LOOKUP(1,-LEFT(MID(AZ5275,20,6),ROW($1:$17)))))","v":0},{"$f":"IF(ISERROR(BA5275),0,IF(LEN(BA5275)<20,0,-LOOKUP(1,-LEFT(MID(BA5275,20,6),ROW($1:$17)))))","v":0},{"$f":"IF(ISERROR(BB5275),0,IF(LEN(BB5275)<20,0,-LOOKUP(1,-LEFT(MID(BB5275,20,6),ROW($1:$17)))))","v":0},{"$f":"IF(ISERROR(BC5275),0,IF(LEN(BC5275)<20,0,-LOOKUP(1,-LEFT(MID(BC5275,20,6),ROW($1:$17)))))","v":0},{"$f":"IF(ISERROR(BD5275),0,IF(LEN(BD5275)<20,0,-LOOKUP(1,-LEFT(MID(BD5275,20,6),ROW($1:$17)))))","v":0},{"$f":"IF(ISERROR(BE5275),0,IF(LEN(BE5275)<20,0,-LOOKUP(1,-LEFT(MID(BE5275,20,6),ROW($1:$17)))))","v":0},{"$f":"IF(ISERROR(BF5275),0,IF(LEN(BF5275)<20,0,-LOOKUP(1,-LEFT(MID(BF5275,20,6),ROW($1:$17)))))","v":0},{"$f":"IF(ISERROR(BG5275),0,IF(LEN(BG5275)<20,0,-LOOKUP(1,-LEFT(MID(BG5275,20,6),ROW($1:$17)))))","v":0},{"$f":"IF(ISERROR(BH5275),0,IF(LEN(BH5275)<20,0,-LOOKUP(1,-LEFT(MID(BH5275,20,6),ROW($1:$17)))))","v":0},{"$f":"IF(ISERROR(BI5275),0,IF(LEN(BI5275)<20,0,-LOOKUP(1,-LEFT(MID(BI5275,20,6),ROW($1:$17)))))","v":0},{"$f":"IF(ISERROR(BJ5275),0,IF(LEN(BJ5275)<20,0,-LOOKUP(1,-LEFT(MID(BJ5275,20,6),ROW($1:$17)))))","v":0},{"$f":"IF(ISERROR(BK5275),0,IF(LEN(BK5275)<20,0,-LOOKUP(1,-LEFT(MID(BK5275,20,6),ROW($1:$17)))))","v":0},{"$f":"IF(ISERROR(BL5275),0,IF(LEN(BL5275)<20,0,-LOOKUP(1,-LEFT(MID(BL5275,20,6),ROW($1:$17)))))","v":0},{"$f":"IF(ISERROR(BM5275),0,IF(LEN(BM5275)<20,0,-LOOKUP(1,-LEFT(MID(BM5275,20,6),ROW($1:$17)))))","v":0},{"$f":"IF(ISERROR(BN5275),0,IF(LEN(BN5275)<20,0,-LOOKUP(1,-LEFT(MID(BN5275,20,6),ROW($1:$17)))))","v":0},{"$f":"IF(ISERROR(BO5275),0,IF(LEN(BO5275)<20,0,-LOOKUP(1,-LEFT(MID(BO5275,20,6),ROW($1:$17)))))","v":0},{"$f":"IF(ISERROR(BP5275),0,IF(LEN(BP5275)<20,0,-LOOKUP(1,-LEFT(MID(BP5275,20,6),ROW($1:$17)))))","v":0},{"$f":"IF(ISERROR(BQ5275),0,IF(LEN(BQ5275)<20,0,-LOOKUP(1,-LEFT(MID(BQ5275,20,6),ROW($1:$17)))))","v":0},{"$f":"IF(ISERROR(BR5275),0,IF(LEN(BR5275)<20,0,-LOOKUP(1,-LEFT(MID(BR5275,20,6),ROW($1:$17)))))","v":0},{"$f":"IF(ISERROR(BS5275),0,IF(LEN(BS5275)<20,0,-LOOKUP(1,-LEFT(MID(BS5275,20,6),ROW($1:$17)))))","v":0},{"$f":"IF(ISERROR(BT5275),0,IF(LEN(BT5275)<20,0,-LOOKUP(1,-LEFT(MID(BT5275,20,6),ROW($1:$17)))))","v":0},{"$f":"IF(ISERROR(BU5275),0,IF(LEN(BU5275)<20,0,-LOOKUP(1,-LEFT(MID(BU5275,20,6),ROW($1:$17)))))","v":0},{"$f":"IF(ISERROR(BV5275),0,IF(LEN(BV5275)<20,0,-LOOKUP(1,-LEFT(MID(BV5275,20,6),ROW($1:$17)))))","v":0},{"$f":"IF(ISERROR(BW5275),0,IF(LEN(BW5275)<20,0,-LOOKUP(1,-LEFT(MID(BW5275,20,6),ROW($1:$17)))))","v":0},{"$f":"IF(ISERROR(BX5275),0,IF(LEN(BX5275)<20,0,-LOOKUP(1,-LEFT(MID(BX5275,20,6),ROW($1:$17)))))","v":0},{"$f":"IF(ISERROR(BY5275),0,IF(LEN(BY5275)<20,0,-LOOKUP(1,-LEFT(MID(BY5275,20,6),ROW($1:$17)))))","v":0},{"$f":"IF(ISERROR(BZ5275),0,IF(LEN(BZ5275)<20,0,-LOOKUP(1,-LEFT(MID(BZ5275,20,6),ROW($1:$17)))))","v":0},{"$f":"IF(ISERROR(CA5275),0,IF(LEN(CA5275)<20,0,-LOOKUP(1,-LEFT(MID(CA5275,20,6),ROW($1:$17)))))","v":0},{"$f":"IF(ISERROR(CB5275),0,IF(LEN(CB5275)<20,0,-LOOKUP(1,-LEFT(MID(CB5275,20,6),ROW($1:$17)))))","v":0},{"$f":"IF(ISERROR(CC5275),0,IF(LEN(CC5275)<20,0,-LOOKUP(1,-LEFT(MID(CC5275,20,6),ROW($1:$17)))))","v":0},{"$f":"IF(ISERROR(CD5275),0,IF(LEN(CD5275)<20,0,-LOOKUP(1,-LEFT(MID(CD5275,20,6),ROW($1:$17)))))","v":0},{"$f":"IF(ISERROR(CE5275),0,IF(LEN(CE5275)<20,0,-LOOKUP(1,-LEFT(MID(CE5275,20,6),ROW($1:$17)))))","v":0},{"$f":"IF(ISERROR(CF5275),0,IF(LEN(CF5275)<20,0,-LOOKUP(1,-LEFT(MID(CF5275,20,6),ROW($1:$17)))))","v":0},{"$f":"IF(ISERROR(CG5275),0,IF(LEN(CG5275)<20,0,-LOOKUP(1,-LEFT(MID(CG5275,20,6),ROW($1:$17)))))","v":0},{"$f":"IF(ISERROR(CH5275),0,IF(LEN(CH5275)<20,0,-LOOKUP(1,-LEFT(MID(CH5275,20,6),ROW($1:$17)))))","v":0},{"$f":"IF(ISERROR(CI5275),0,IF(LEN(CI5275)<20,0,-LOOKUP(1,-LEFT(MID(CI5275,20,6),ROW($1:$17)))))","v":0},{"$f":"IF(ISERROR(CJ5275),0,IF(LEN(CJ5275)<20,0,-LOOKUP(1,-LEFT(MID(CJ5275,20,6),ROW($1:$17)))))","v":0},{"$f":"IF(ISERROR(CK5275),0,IF(LEN(CK5275)<20,0,-LOOKUP(1,-LEFT(MID(CK5275,20,6),ROW($1:$17)))))","v":0},{"$f":"IF(ISERROR(CL5275),0,IF(LEN(CL5275)<20,0,-LOOKUP(1,-LEFT(MID(CL5275,20,6),ROW($1:$17)))))","v":0},{"$f":"IF(ISERROR(CM5275),0,IF(LEN(CM5275)<20,0,-LOOKUP(1,-LEFT(MID(CM5275,20,6),ROW($1:$17)))))","v":0},{"$f":"IF(ISERROR(CN5275),0,IF(LEN(CN5275)<20,0,-LOOKUP(1,-LEFT(MID(CN5275,20,6),ROW($1:$17)))))","v":0},{"$f":"IF(ISERROR(CO5275),0,IF(LEN(CO5275)<20,0,-LOOKUP(1,-LEFT(MID(CO5275,20,6),ROW($1:$17)))))","v":0},{"$f":"IF(ISERROR(CP5275),0,IF(LEN(CP5275)<20,0,-LOOKUP(1,-LEFT(MID(CP5275,20,6),ROW($1:$17)))))","v":0},{"$f":"IF(ISERROR(CQ5275),0,IF(LEN(CQ5275)<20,0,-LOOKUP(1,-LEFT(MID(CQ5275,20,6),ROW($1:$17)))))","v":0},{"$f":"IF(ISERROR(CR5275),0,IF(LEN(CR5275)<20,0,-LOOKUP(1,-LEFT(MID(CR5275,20,6),ROW($1:$17)))))","v":0},{"$f":"IF(ISERROR(CS5275),0,IF(LEN(CS5275)<20,0,-LOOKUP(1,-LEFT(MID(CS5275,20,6),ROW($1:$17)))))","v":0},{"$f":"IF(ISERROR(CT5275),0,IF(LEN(CT5275)<20,0,-LOOKUP(1,-LEFT(MID(CT5275,20,6),ROW($1:$17)))))","v":0},{"$f":"IF(ISERROR(CU5275),0,IF(LEN(CU5275)<20,0,-LOOKUP(1,-LEFT(MID(CU5275,20,6),ROW($1:$17)))))","v":0},{"$f":"IF(ISERROR(CV5275),0,IF(LEN(CV5275)<20,0,-LOOKUP(1,-LEFT(MID(CV5275,20,6),ROW($1:$17)))))","v":0},{"$f":"IF(ISERROR(CW5275),0,IF(LEN(CW5275)<20,0,-LOOKUP(1,-LEFT(MID(CW5275,20,6),ROW($1:$17)))))","v":0},{"$f":"IF(ISERROR(CX5275),0,IF(LEN(CX5275)<20,0,-LOOKUP(1,-LEFT(MID(CX5275,20,6),ROW($1:$17)))))","v":0},{"$f":"IF(ISERROR(CY5275),0,IF(LEN(CY5275)<20,0,-LOOKUP(1,-LEFT(MID(CY5275,20,6),ROW($1:$17)))))","v":0},{"$f":"IF(ISERROR(CZ5275),0,IF(LEN(CZ5275)<20,0,-LOOKUP(1,-LEFT(MID(CZ5275,20,6),ROW($1:$17)))))","v":0},{"$f":"IF(ISERROR(DA5275),0,IF(LEN(DA5275)<20,0,-LOOKUP(1,-LEFT(MID(DA5275,20,6),ROW($1:$17)))))","v":0},{"$f":"IF(ISERROR(DB5275),0,IF(LEN(DB5275)<20,0,-LOOKUP(1,-LEFT(MID(DB5275,20,6),ROW($1:$17)))))","v":0},{"$f":"IF(ISERROR(DC5275),0,IF(LEN(DC5275)<20,0,-LOOKUP(1,-LEFT(MID(DC5275,20,6),ROW($1:$17)))))","v":0},{"$f":"IF(ISERROR(DD5275),0,IF(LEN(DD5275)<20,0,-LOOKUP(1,-LEFT(MID(DD5275,20,6),ROW($1:$17)))))","v":0},{"$f":"IF(ISERROR(DE5275),0,IF(LEN(DE5275)<20,0,-LOOKUP(1,-LEFT(MID(DE5275,20,6),ROW($1:$17)))))","v":0},{"$f":"IF(ISERROR(DF5275),0,IF(LEN(DF5275)<20,0,-LOOKUP(1,-LEFT(MID(DF5275,20,6),ROW($1:$17)))))","v":0},{"$f":"IF(ISERROR(DG5275),0,IF(LEN(DG5275)<20,0,-LOOKUP(1,-LEFT(MID(DG5275,20,6),ROW($1:$17)))))","v":0},{"$f":"IF(ISERROR(DH5275),0,IF(LEN(DH5275)<20,0,-LOOKUP(1,-LEFT(MID(DH5275,20,6),ROW($1:$17)))))","v":0},{"$f":"IF(ISERROR(DI5275),0,IF(LEN(DI5275)<20,0,-LOOKUP(1,-LEFT(MID(DI5275,20,6),ROW($1:$17)))))","v":0},{"$f":"IF(ISERROR(DJ5275),0,IF(LEN(DJ5275)<20,0,-LOOKUP(1,-LEFT(MID(DJ5275,20,6),ROW($1:$17)))))","v":0},{"$f":"IF(ISERROR(DK5275),0,IF(LEN(DK5275)<20,0,-LOOKUP(1,-LEFT(MID(DK5275,20,6),ROW($1:$17)))))","v":0},{"$f":"IF(ISERROR(DL5275),0,IF(LEN(DL5275)<20,0,-LOOKUP(1,-LEFT(MID(DL5275,20,6),ROW($1:$17)))))","v":0},{"$f":"IF(ISERROR(DM5275),0,IF(LEN(DM5275)<20,0,-LOOKUP(1,-LEFT(MID(DM5275,20,6),ROW($1:$17)))))","v":0},{"$f":"IF(ISERROR(DN5275),0,IF(LEN(DN5275)<20,0,-LOOKUP(1,-LEFT(MID(DN5275,20,6),ROW($1:$17)))))","v":0},{"$f":"IF(ISERROR(DO5275),0,IF(LEN(DO5275)<20,0,-LOOKUP(1,-LEFT(MID(DO5275,20,6),ROW($1:$17)))))","v":0},{"$f":"IF(ISERROR(DP5275),0,IF(LEN(DP5275)<20,0,-LOOKUP(1,-LEFT(MID(DP5275,20,6),ROW($1:$17)))))","v":0},{"$f":"IF(ISERROR(DQ5275),0,IF(LEN(DQ5275)<20,0,-LOOKUP(1,-LEFT(MID(DQ5275,20,6),ROW($1:$17)))))","v":0},{"$f":"IF(ISERROR(DR5275),0,IF(LEN(DR5275)<20,0,-LOOKUP(1,-LEFT(MID(DR5275,20,6),ROW($1:$17)))))","v":0},{"$f":"IF(ISERROR(DS5275),0,IF(LEN(DS5275)<20,0,-LOOKUP(1,-LEFT(MID(DS5275,20,6),ROW($1:$17)))))","v":0},{"$f":"IF(ISERROR(DT5275),0,IF(LEN(DT5275)<20,0,-LOOKUP(1,-LEFT(MID(DT5275,20,6),ROW($1:$17)))))","v":0},{"$f":"IF(ISERROR(DU5275),0,IF(LEN(DU5275)<20,0,-LOOKUP(1,-LEFT(MID(DU5275,20,6),ROW($1:$17)))))","v":0},{"$f":"IF(ISERROR(DV5275),0,IF(LEN(DV5275)<20,0,-LOOKUP(1,-LEFT(MID(DV5275,20,6),ROW($1:$17)))))","v":0},{"$f":"IF(ISERROR(DW5275),0,IF(LEN(DW5275)<20,0,-LOOKUP(1,-LEFT(MID(DW5275,20,6),ROW($1:$17)))))","v":0},{"$f":"IF(ISERROR(DX5275),0,IF(LEN(DX5275)<20,0,-LOOKUP(1,-LEFT(MID(DX5275,20,6),ROW($1:$17)))))","v":0},{"$f":"IF(ISERROR(DY5275),0,IF(LEN(DY5275)<20,0,-LOOKUP(1,-LEFT(MID(DY5275,20,6),ROW($1:$17)))))","v":0},{"$f":"IF(ISERROR(DZ5275),0,IF(LEN(DZ5275)<20,0,-LOOKUP(1,-LEFT(MID(DZ5275,20,6),ROW($1:$17)))))","v":0},{"$f":"IF(ISERROR(EA5275),0,IF(LEN(EA5275)<20,0,-LOOKUP(1,-LEFT(MID(EA5275,20,6),ROW($1:$17)))))","v":0},{"$f":"IF(ISERROR(EB5275),0,IF(LEN(EB5275)<20,0,-LOOKUP(1,-LEFT(MID(EB5275,20,6),ROW($1:$17)))))","v":0},{"$f":"IF(ISERROR(EC5275),0,IF(LEN(EC5275)<20,0,-LOOKUP(1,-LEFT(MID(EC5275,20,6),ROW($1:$17)))))","v":0},{"$f":"IF(ISERROR(ED5275),0,IF(LEN(ED5275)<20,0,-LOOKUP(1,-LEFT(MID(ED5275,20,6),ROW($1:$17)))))","v":0},{"$f":"IF(ISERROR(EE5275),0,IF(LEN(EE5275)<20,0,-LOOKUP(1,-LEFT(MID(EE5275,20,6),ROW($1:$17)))))","v":0},{"$f":"IF(ISERROR(EF5275),0,IF(LEN(EF5275)<20,0,-LOOKUP(1,-LEFT(MID(EF5275,20,6),ROW($1:$17)))))","v":0},{"$f":"IF(ISERROR(EG5275),0,IF(LEN(EG5275)<20,0,-LOOKUP(1,-LEFT(MID(EG5275,20,6),ROW($1:$17)))))","v":0},{"$f":"IF(ISERROR(EH5275),0,IF(LEN(EH5275)<20,0,-LOOKUP(1,-LEFT(MID(EH5275,20,6),ROW($1:$17)))))","v":0},{"$f":"IF(ISERROR(EI5275),0,IF(LEN(EI5275)<20,0,-LOOKUP(1,-LEFT(MID(EI5275,20,6),ROW($1:$17)))))","v":0},{"$f":"IF(ISERROR(EJ5275),0,IF(LEN(EJ5275)<20,0,-LOOKUP(1,-LEFT(MID(EJ5275,20,6),ROW($1:$17)))))","v":0},{"$f":"IF(ISERROR(EK5275),0,IF(LEN(EK5275)<20,0,-LOOKUP(1,-LEFT(MID(EK5275,20,6),ROW($1:$17)))))","v":0},{"$f":"IF(ISERROR(EL5275),0,IF(LEN(EL5275)<20,0,-LOOKUP(1,-LEFT(MID(EL5275,20,6),ROW($1:$17)))))","v":0},{"$f":"IF(ISERROR(EM5275),0,IF(LEN(EM5275)<20,0,-LOOKUP(1,-LEFT(MID(EM5275,20,6),ROW($1:$17)))))","v":0},{"$f":"IF(ISERROR(EN5275),0,IF(LEN(EN5275)<20,0,-LOOKUP(1,-LEFT(MID(EN5275,20,6),ROW($1:$17)))))","v":0},{"$f":"IF(ISERROR(EO5275),0,IF(LEN(EO5275)<20,0,-LOOKUP(1,-LEFT(MID(EO5275,20,6),ROW($1:$17)))))","v":0},{"$f":"IF(ISERROR(EP5275),0,IF(LEN(EP5275)<20,0,-LOOKUP(1,-LEFT(MID(EP5275,20,6),ROW($1:$17)))))","v":0},{"$f":"IF(ISERROR(EQ5275),0,IF(LEN(EQ5275)<20,0,-LOOKUP(1,-LEFT(MID(EQ5275,20,6),ROW($1:$17)))))","v":0},{"$f":"IF(ISERROR(ER5275),0,IF(LEN(ER5275)<20,0,-LOOKUP(1,-LEFT(MID(ER5275,20,6),ROW($1:$17)))))","v":0},{"$f":"IF(ISERROR(ES5275),0,IF(LEN(ES5275)<20,0,-LOOKUP(1,-LEFT(MID(ES5275,20,6),ROW($1:$17)))))","v":0},{"$f":"IF(ISERROR(ET5275),0,IF(LEN(ET5275)<20,0,-LOOKUP(1,-LEFT(MID(ET5275,20,6),ROW($1:$17)))))","v":0},{"$f":"IF(ISERROR(EU5275),0,IF(LEN(EU5275)<20,0,-LOOKUP(1,-LEFT(MID(EU5275,20,6),ROW($1:$17)))))","v":0},{"$f":"IF(ISERROR(EV5275),0,IF(LEN(EV5275)<20,0,-LOOKUP(1,-LEFT(MID(EV5275,20,6),ROW($1:$17)))))","v":0},{"$f":"IF(ISERROR(EW5275),0,IF(LEN(EW5275)<20,0,-LOOKUP(1,-LEFT(MID(EW5275,20,6),ROW($1:$17)))))","v":0},{"$f":"IF(ISERROR(EX5275),0,IF(LEN(EX5275)<20,0,-LOOKUP(1,-LEFT(MID(EX5275,20,6),ROW($1:$17)))))","v":0},{"$f":"IF(ISERROR(EY5275),0,IF(LEN(EY5275)<20,0,-LOOKUP(1,-LEFT(MID(EY5275,20,6),ROW($1:$17)))))","v":0},{"$f":"IF(ISERROR(EZ5275),0,IF(LEN(EZ5275)<20,0,-LOOKUP(1,-LEFT(MID(EZ5275,20,6),ROW($1:$17)))))","v":0},{"$f":"IF(ISERROR(FA5275),0,IF(LEN(FA5275)<20,0,-LOOKUP(1,-LEFT(MID(FA5275,20,6),ROW($1:$17)))))","v":0},{"$f":"IF(ISERROR(FB5275),0,IF(LEN(FB5275)<20,0,-LOOKUP(1,-LEFT(MID(FB5275,20,6),ROW($1:$17)))))","v":0},{"$f":"IF(ISERROR(FC5275),0,IF(LEN(FC5275)<20,0,-LOOKUP(1,-LEFT(MID(FC5275,20,6),ROW($1:$17)))))","v":0},{"$f":"IF(ISERROR(FD5275),0,IF(LEN(FD5275)<20,0,-LOOKUP(1,-LEFT(MID(FD5275,20,6),ROW($1:$17)))))","v":0},{"$f":"IF(ISERROR(FE5275),0,IF(LEN(FE5275)<20,0,-LOOKUP(1,-LEFT(MID(FE5275,20,6),ROW($1:$17)))))","v":0},{"$f":"IF(ISERROR(FF5275),0,IF(LEN(FF5275)<20,0,-LOOKUP(1,-LEFT(MID(FF5275,20,6),ROW($1:$17)))))","v":0},{"$f":"IF(ISERROR(FG5275),0,IF(LEN(FG5275)<20,0,-LOOKUP(1,-LEFT(MID(FG5275,20,6),ROW($1:$17)))))","v":0},{"$f":"IF(ISERROR(FH5275),0,IF(LEN(FH5275)<20,0,-LOOKUP(1,-LEFT(MID(FH5275,20,6),ROW($1:$17)))))","v":0},{"$f":"IF(ISERROR(FI5275),0,IF(LEN(FI5275)<20,0,-LOOKUP(1,-LEFT(MID(FI5275,20,6),ROW($1:$17)))))","v":0},{"$f":"IF(ISERROR(FJ5275),0,IF(LEN(FJ5275)<20,0,-LOOKUP(1,-LEFT(MID(FJ5275,20,6),ROW($1:$17)))))","v":0},{"$f":"IF(ISERROR(FK5275),0,IF(LEN(FK5275)<20,0,-LOOKUP(1,-LEFT(MID(FK5275,20,6),ROW($1:$17)))))","v":0},{"$f":"IF(ISERROR(FL5275),0,IF(LEN(FL5275)<20,0,-LOOKUP(1,-LEFT(MID(FL5275,20,6),ROW($1:$17)))))","v":0},{"$f":"IF(ISERROR(FM5275),0,IF(LEN(FM5275)<20,0,-LOOKUP(1,-LEFT(MID(FM5275,20,6),ROW($1:$17)))))","v":0},{"$f":"IF(ISERROR(FN5275),0,IF(LEN(FN5275)<20,0,-LOOKUP(1,-LEFT(MID(FN5275,20,6),ROW($1:$17)))))","v":0},{"$f":"IF(ISERROR(FO5275),0,IF(LEN(FO5275)<20,0,-LOOKUP(1,-LEFT(MID(FO5275,20,6),ROW($1:$17)))))","v":0},{"$f":"IF(ISERROR(FP5275),0,IF(LEN(FP5275)<20,0,-LOOKUP(1,-LEFT(MID(FP5275,20,6),ROW($1:$17)))))","v":0},{"$f":"IF(ISERROR(FQ5275),0,IF(LEN(FQ5275)<20,0,-LOOKUP(1,-LEFT(MID(FQ5275,20,6),ROW($1:$17)))))","v":0},{"$f":"IF(ISERROR(FR5275),0,IF(LEN(FR5275)<20,0,-LOOKUP(1,-LEFT(MID(FR5275,20,6),ROW($1:$17)))))","v":0},{"$f":"IF(ISERROR(FS5275),0,IF(LEN(FS5275)<20,0,-LOOKUP(1,-LEFT(MID(FS5275,20,6),ROW($1:$17)))))","v":0},{"$f":"IF(ISERROR(FT5275),0,IF(LEN(FT5275)<20,0,-LOOKUP(1,-LEFT(MID(FT5275,20,6),ROW($1:$17)))))","v":0},{"$f":"IF(ISERROR(FU5275),0,IF(LEN(FU5275)<20,0,-LOOKUP(1,-LEFT(MID(FU5275,20,6),ROW($1:$17)))))","v":0},{"$f":"IF(ISERROR(FV5275),0,IF(LEN(FV5275)<20,0,-LOOKUP(1,-LEFT(MID(FV5275,20,6),ROW($1:$17)))))","v":0},{"$f":"IF(ISERROR(FW5275),0,IF(LEN(FW5275)<20,0,-LOOKUP(1,-LEFT(MID(FW5275,20,6),ROW($1:$17)))))","v":0},{"$f":"IF(ISERROR(FX5275),0,IF(LEN(FX5275)<20,0,-LOOKUP(1,-LEFT(MID(FX5275,20,6),ROW($1:$17)))))","v":0},{"$f":"IF(ISERROR(FY5275),0,IF(LEN(FY5275)<20,0,-LOOKUP(1,-LEFT(MID(FY5275,20,6),ROW($1:$17)))))","v":0},{"$f":"IF(ISERROR(FZ5275),0,IF(LEN(FZ5275)<20,0,-LOOKUP(1,-LEFT(MID(FZ5275,20,6),ROW($1:$17)))))","v":0},{"$f":"IF(ISERROR(GA5275),0,IF(LEN(GA5275)<20,0,-LOOKUP(1,-LEFT(MID(GA5275,20,6),ROW($1:$17)))))","v":0},{"$f":"IF(ISERROR(GB5275),0,IF(LEN(GB5275)<20,0,-LOOKUP(1,-LEFT(MID(GB5275,20,6),ROW($1:$17)))))","v":0},{"$f":"IF(ISERROR(GC5275),0,IF(LEN(GC5275)<20,0,-LOOKUP(1,-LEFT(MID(GC5275,20,6),ROW($1:$17)))))","v":0},{"$f":"IF(ISERROR(GD5275),0,IF(LEN(GD5275)<20,0,-LOOKUP(1,-LEFT(MID(GD5275,20,6),ROW($1:$17)))))","v":0},{"$f":"IF(ISERROR(GE5275),0,IF(LEN(GE5275)<20,0,-LOOKUP(1,-LEFT(MID(GE5275,20,6),ROW($1:$17)))))","v":0},{"$f":"IF(ISERROR(GF5275),0,IF(LEN(GF5275)<20,0,-LOOKUP(1,-LEFT(MID(GF5275,20,6),ROW($1:$17)))))","v":0},{"$f":"IF(ISERROR(GG5275),0,IF(LEN(GG5275)<20,0,-LOOKUP(1,-LEFT(MID(GG5275,20,6),ROW($1:$17)))))","v":0},{"$f":"IF(ISERROR(GH5275),0,IF(LEN(GH5275)<20,0,-LOOKUP(1,-LEFT(MID(GH5275,20,6),ROW($1:$17)))))","v":0},{"$f":"IF(ISERROR(GI5275),0,IF(LEN(GI5275)<20,0,-LOOKUP(1,-LEFT(MID(GI5275,20,6),ROW($1:$17)))))","v":0},{"$f":"IF(ISERROR(GJ5275),0,IF(LEN(GJ5275)<20,0,-LOOKUP(1,-LEFT(MID(GJ5275,20,6),ROW($1:$17)))))","v":0},{"$f":"IF(ISERROR(GK5275),0,IF(LEN(GK5275)<20,0,-LOOKUP(1,-LEFT(MID(GK5275,20,6),ROW($1:$17)))))","v":0},{"$f":"IF(ISERROR(GL5275),0,IF(LEN(GL5275)<20,0,-LOOKUP(1,-LEFT(MID(GL5275,20,6),ROW($1:$17)))))","v":0},{"$f":"IF(ISERROR(GM5275),0,IF(LEN(GM5275)<20,0,-LOOKUP(1,-LEFT(MID(GM5275,20,6),ROW($1:$17)))))","v":0},{"$f":"IF(ISERROR(GN5275),0,IF(LEN(GN5275)<20,0,-LOOKUP(1,-LEFT(MID(GN5275,20,6),ROW($1:$17)))))","v":0},{"$f":"IF(ISERROR(GO5275),0,IF(LEN(GO5275)<20,0,-LOOKUP(1,-LEFT(MID(GO5275,20,6),ROW($1:$17)))))","v":0},{"$f":"IF(ISERROR(GP5275),0,IF(LEN(GP5275)<20,0,-LOOKUP(1,-LEFT(MID(GP5275,20,6),ROW($1:$17)))))","v":0},{"$f":"IF(ISERROR(GQ5275),0,IF(LEN(GQ5275)<20,0,-LOOKUP(1,-LEFT(MID(GQ5275,20,6),ROW($1:$17)))))","v":0},{"$f":"IF(ISERROR(GR5275),0,IF(LEN(GR5275)<20,0,-LOOKUP(1,-LEFT(MID(GR5275,20,6),ROW($1:$17)))))","v":0},{"$f":"IF(ISERROR(GS5275),0,IF(LEN(GS5275)<20,0,-LOOKUP(1,-LEFT(MID(GS5275,20,6),ROW($1:$17)))))","v":0},{"$f":"IF(ISERROR(GT5275),0,IF(LEN(GT5275)<20,0,-LOOKUP(1,-LEFT(MID(GT5275,20,6),ROW($1:$17)))))","v":0},{"$f":"IF(ISERROR(GU5275),0,IF(LEN(GU5275)<20,0,-LOOKUP(1,-LEFT(MID(GU5275,20,6),ROW($1:$17)))))","v":0},{"$f":"IF(ISERROR(GV5275),0,IF(LEN(GV5275)<20,0,-LOOKUP(1,-LEFT(MID(GV5275,20,6),ROW($1:$17)))))","v":0},{"$f":"IF(ISERROR(GW5275),0,IF(LEN(GW5275)<20,0,-LOOKUP(1,-LEFT(MID(GW5275,20,6),ROW($1:$17)))))","v":0},{"$f":"IF(ISERROR(GX5275),0,IF(LEN(GX5275)<20,0,-LOOKUP(1,-LEFT(MID(GX5275,20,6),ROW($1:$17)))))","v":0},{"$f":"IF(ISERROR(GY5275),0,IF(LEN(GY5275)<20,0,-LOOKUP(1,-LEFT(MID(GY5275,20,6),ROW($1:$17)))))","v":0},{"$f":"IF(ISERROR(GZ5275),0,IF(LEN(GZ5275)<20,0,-LOOKUP(1,-LEFT(MID(GZ5275,20,6),ROW($1:$17)))))","v":0},{"$f":"IF(ISERROR(HA5275),0,IF(LEN(HA5275)<20,0,-LOOKUP(1,-LEFT(MID(HA5275,20,6),ROW($1:$17)))))","v":0},{"$f":"IF(ISERROR(HB5275),0,IF(LEN(HB5275)<20,0,-LOOKUP(1,-LEFT(MID(HB5275,20,6),ROW($1:$17)))))","v":0},{"$f":"IF(ISERROR(HC5275),0,IF(LEN(HC5275)<20,0,-LOOKUP(1,-LEFT(MID(HC5275,20,6),ROW($1:$17)))))","v":0},{"$f":"IF(ISERROR(HD5275),0,IF(LEN(HD5275)<20,0,-LOOKUP(1,-LEFT(MID(HD5275,20,6),ROW($1:$17)))))","v":0},{"$f":"IF(ISERROR(HE5275),0,IF(LEN(HE5275)<20,0,-LOOKUP(1,-LEFT(MID(HE5275,20,6),ROW($1:$17)))))","v":0},{"$f":"IF(ISERROR(HF5275),0,IF(LEN(HF5275)<20,0,-LOOKUP(1,-LEFT(MID(HF5275,20,6),ROW($1:$17)))))","v":0},{"$f":"IF(ISERROR(HG5275),0,IF(LEN(HG5275)<20,0,-LOOKUP(1,-LEFT(MID(HG5275,20,6),ROW($1:$17)))))","v":0},{"$f":"IF(ISERROR(HH5275),0,IF(LEN(HH5275)<20,0,-LOOKUP(1,-LEFT(MID(HH5275,20,6),ROW($1:$17)))))","v":0},{"$f":"IF(ISERROR(HI5275),0,IF(LEN(HI5275)<20,0,-LOOKUP(1,-LEFT(MID(HI5275,20,6),ROW($1:$17)))))","v":0},{"$f":"IF(ISERROR(HJ5275),0,IF(LEN(HJ5275)<20,0,-LOOKUP(1,-LEFT(MID(HJ5275,20,6),ROW($1:$17)))))","v":0},{"$f":"IF(ISERROR(HK5275),0,IF(LEN(HK5275)<20,0,-LOOKUP(1,-LEFT(MID(HK5275,20,6),ROW($1:$17)))))","v":0},{"$f":"IF(ISERROR(HL5275),0,IF(LEN(HL5275)<20,0,-LOOKUP(1,-LEFT(MID(HL5275,20,6),ROW($1:$17)))))","v":0},{"$f":"IF(ISERROR(HM5275),0,IF(LEN(HM5275)<20,0,-LOOKUP(1,-LEFT(MID(HM5275,20,6),ROW($1:$17)))))","v":0},{"$f":"IF(ISERROR(HN5275),0,IF(LEN(HN5275)<20,0,-LOOKUP(1,-LEFT(MID(HN5275,20,6),ROW($1:$17)))))","v":0},{"$f":"IF(ISERROR(HO5275),0,IF(LEN(HO5275)<20,0,-LOOKUP(1,-LEFT(MID(HO5275,20,6),ROW($1:$17)))))","v":0},{"$f":"IF(ISERROR(HP5275),0,IF(LEN(HP5275)<20,0,-LOOKUP(1,-LEFT(MID(HP5275,20,6),ROW($1:$17)))))","v":0},{"$f":"IF(ISERROR(HQ5275),0,IF(LEN(HQ5275)<20,0,-LOOKUP(1,-LEFT(MID(HQ5275,20,6),ROW($1:$17)))))","v":0},{"$f":"IF(ISERROR(HR5275),0,IF(LEN(HR5275)<20,0,-LOOKUP(1,-LEFT(MID(HR5275,20,6),ROW($1:$17)))))","v":0},{"$f":"IF(ISERROR(HS5275),0,IF(LEN(HS5275)<20,0,-LOOKUP(1,-LEFT(MID(HS5275,20,6),ROW($1:$17)))))","v":0},{"$f":"IF(ISERROR(HT5275),0,IF(LEN(HT5275)<20,0,-LOOKUP(1,-LEFT(MID(HT5275,20,6),ROW($1:$17)))))","v":0},{"$f":"IF(ISERROR(HU5275),0,IF(LEN(HU5275)<20,0,-LOOKUP(1,-LEFT(MID(HU5275,20,6),ROW($1:$17)))))","v":0},{"$f":"IF(ISERROR(HV5275),0,IF(LEN(HV5275)<20,0,-LOOKUP(1,-LEFT(MID(HV5275,20,6),ROW($1:$17)))))","v":0},{"$f":"IF(ISERROR(HW5275),0,IF(LEN(HW5275)<20,0,-LOOKUP(1,-LEFT(MID(HW5275,20,6),ROW($1:$17)))))","v":0},{"$f":"IF(ISERROR(HX5275),0,IF(LEN(HX5275)<20,0,-LOOKUP(1,-LEFT(MID(HX5275,20,6),ROW($1:$17)))))","v":0},{"$f":"IF(ISERROR(HY5275),0,IF(LEN(HY5275)<20,0,-LOOKUP(1,-LEFT(MID(HY5275,20,6),ROW($1:$17)))))","v":0},{"$f":"IF(ISERROR(HZ5275),0,IF(LEN(HZ5275)<20,0,-LOOKUP(1,-LEFT(MID(HZ5275,20,6),ROW($1:$17)))))","v":0},{"$f":"IF(ISERROR(IA5275),0,IF(LEN(IA5275)<20,0,-LOOKUP(1,-LEFT(MID(IA5275,20,6),ROW($1:$17)))))","v":0},{"$f":"IF(ISERROR(IB5275),0,IF(LEN(IB5275)<20,0,-LOOKUP(1,-LEFT(MID(IB5275,20,6),ROW($1:$17)))))","v":0},{"$f":"IF(ISERROR(IC5275),0,IF(LEN(IC5275)<20,0,-LOOKUP(1,-LEFT(MID(IC5275,20,6),ROW($1:$17)))))","v":0},{"$f":"IF(ISERROR(ID5275),0,IF(LEN(ID5275)<20,0,-LOOKUP(1,-LEFT(MID(ID5275,20,6),ROW($1:$17)))))","v":0},{"$f":"IF(ISERROR(IE5275),0,IF(LEN(IE5275)<20,0,-LOOKUP(1,-LEFT(MID(IE5275,20,6),ROW($1:$17)))))","v":0},{"$f":"IF(ISERROR(IF5275),0,IF(LEN(IF5275)<20,0,-LOOKUP(1,-LEFT(MID(IF5275,20,6),ROW($1:$17)))))","v":0},{"$f":"IF(ISERROR(IG5275),0,IF(LEN(IG5275)<20,0,-LOOKUP(1,-LEFT(MID(IG5275,20,6),ROW($1:$17)))))","v":0},{"$f":"IF(ISERROR(IH5275),0,IF(LEN(IH5275)<20,0,-LOOKUP(1,-LEFT(MID(IH5275,20,6),ROW($1:$17)))))","v":0},{"$f":"IF(ISERROR(II5275),0,IF(LEN(II5275)<20,0,-LOOKUP(1,-LEFT(MID(II5275,20,6),ROW($1:$17)))))","v":0},{"$f":"IF(ISERROR(IJ5275),0,IF(LEN(IJ5275)<20,0,-LOOKUP(1,-LEFT(MID(IJ5275,20,6),ROW($1:$17)))))","v":0},{"$f":"IF(ISERROR(IK5275),0,IF(LEN(IK5275)<20,0,-LOOKUP(1,-LEFT(MID(IK5275,20,6),ROW($1:$17)))))","v":0},{"$f":"IF(ISERROR(IL5275),0,IF(LEN(IL5275)<20,0,-LOOKUP(1,-LEFT(MID(IL5275,20,6),ROW($1:$17)))))","v":0},{"$f":"IF(ISERROR(IM5275),0,IF(LEN(IM5275)<20,0,-LOOKUP(1,-LEFT(MID(IM5275,20,6),ROW($1:$17)))))","v":0},{"$f":"IF(ISERROR(IN5275),0,IF(LEN(IN5275)<20,0,-LOOKUP(1,-LEFT(MID(IN5275,20,6),ROW($1:$17)))))","v":0},{"$f":"IF(ISERROR(IO5275),0,IF(LEN(IO5275)<20,0,-LOOKUP(1,-LEFT(MID(IO5275,20,6),ROW($1:$17)))))","v":0},{"$f":"IF(ISERROR(IP5275),0,IF(LEN(IP5275)<20,0,-LOOKUP(1,-LEFT(MID(IP5275,20,6),ROW($1:$17)))))","v":0},{"$f":"IF(ISERROR(IQ5275),0,IF(LEN(IQ5275)<20,0,-LOOKUP(1,-LEFT(MID(IQ5275,20,6),ROW($1:$17)))))","v":0},{"$f":"IF(ISERROR(IR5275),0,IF(LEN(IR5275)<20,0,-LOOKUP(1,-LEFT(MID(IR5275,20,6),ROW($1:$17)))))","v":0},{"$f":"IF(ISERROR(IS5275),0,IF(LEN(IS5275)<20,0,-LOOKUP(1,-LEFT(MID(IS5275,20,6),ROW($1:$17)))))","v":0},{"$f":"IF(ISERROR(IT5275),0,IF(LEN(IT5275)<20,0,-LOOKUP(1,-LEFT(MID(IT5275,20,6),ROW($1:$17)))))","v":0},{"$f":"IF(ISERROR(IU5275),0,IF(LEN(IU5275)<20,0,-LOOKUP(1,-LEFT(MID(IU5275,20,6),ROW($1:$17)))))","v":0},{"$f":"IF(ISERROR(IV5275),0,IF(LEN(IV5275)<20,0,-LOOKUP(1,-LEFT(MID(IV5275,20,6),ROW($1:$17)))))","v":0},{"$f":"IF(ISERROR(IW5275),0,IF(LEN(IW5275)<20,0,-LOOKUP(1,-LEFT(MID(IW5275,20,6),ROW($1:$17)))))","v":0},{"$f":"IF(ISERROR(IX5275),0,IF(LEN(IX5275)<20,0,-LOOKUP(1,-LEFT(MID(IX5275,20,6),ROW($1:$17)))))","v":0},{"$f":"IF(ISERROR(IY5275),0,IF(LEN(IY5275)<20,0,-LOOKUP(1,-LEFT(MID(IY5275,20,6),ROW($1:$17)))))","v":0},{"$f":"IF(ISERROR(IZ5275),0,IF(LEN(IZ5275)<20,0,-LOOKUP(1,-LEFT(MID(IZ5275,20,6),ROW($1:$17)))))","v":0},{"$f":"IF(ISERROR(JA5275),0,IF(LEN(JA5275)<20,0,-LOOKUP(1,-LEFT(MID(JA5275,20,6),ROW($1:$17)))))","v":0},{"$f":"IF(ISERROR(JB5275),0,IF(LEN(JB5275)<20,0,-LOOKUP(1,-LEFT(MID(JB5275,20,6),ROW($1:$17)))))","v":0},{"$f":"IF(ISERROR(JC5275),0,IF(LEN(JC5275)<20,0,-LOOKUP(1,-LEFT(MID(JC5275,20,6),ROW($1:$17)))))","v":0},{"$f":"IF(ISERROR(JD5275),0,IF(LEN(JD5275)<20,0,-LOOKUP(1,-LEFT(MID(JD5275,20,6),ROW($1:$17)))))","v":0},{"$f":"IF(ISERROR(JE5275),0,IF(LEN(JE5275)<20,0,-LOOKUP(1,-LEFT(MID(JE5275,20,6),ROW($1:$17)))))","v":0},{"$f":"IF(ISERROR(JF5275),0,IF(LEN(JF5275)<20,0,-LOOKUP(1,-LEFT(MID(JF5275,20,6),ROW($1:$17)))))","v":0},{"$f":"IF(ISERROR(JG5275),0,IF(LEN(JG5275)<20,0,-LOOKUP(1,-LEFT(MID(JG5275,20,6),ROW($1:$17)))))","v":0},{"$f":"IF(ISERROR(JH5275),0,IF(LEN(JH5275)<20,0,-LOOKUP(1,-LEFT(MID(JH5275,20,6),ROW($1:$17)))))","v":0},{"$f":"IF(ISERROR(JI5275),0,IF(LEN(JI5275)<20,0,-LOOKUP(1,-LEFT(MID(JI5275,20,6),ROW($1:$17)))))","v":0},{"$f":"IF(ISERROR(JJ5275),0,IF(LEN(JJ5275)<20,0,-LOOKUP(1,-LEFT(MID(JJ5275,20,6),ROW($1:$17)))))","v":0},{"$f":"IF(ISERROR(JK5275),0,IF(LEN(JK5275)<20,0,-LOOKUP(1,-LEFT(MID(JK5275,20,6),ROW($1:$17)))))","v":0},{"$f":"IF(ISERROR(JL5275),0,IF(LEN(JL5275)<20,0,-LOOKUP(1,-LEFT(MID(JL5275,20,6),ROW($1:$17)))))","v":0},{"$f":"IF(ISERROR(JM5275),0,IF(LEN(JM5275)<20,0,-LOOKUP(1,-LEFT(MID(JM5275,20,6),ROW($1:$17)))))","v":0},{"$f":"IF(ISERROR(JN5275),0,IF(LEN(JN5275)<20,0,-LOOKUP(1,-LEFT(MID(JN5275,20,6),ROW($1:$17)))))","v":0},{"$f":"IF(ISERROR(JO5275),0,IF(LEN(JO5275)<20,0,-LOOKUP(1,-LEFT(MID(JO5275,20,6),ROW($1:$17)))))","v":0},{"$f":"IF(ISERROR(JP5275),0,IF(LEN(JP5275)<20,0,-LOOKUP(1,-LEFT(MID(JP5275,20,6),ROW($1:$17)))))","v":0},{"$f":"IF(ISERROR(JQ5275),0,IF(LEN(JQ5275)<20,0,-LOOKUP(1,-LEFT(MID(JQ5275,20,6),ROW($1:$17)))))","v":0},{"$f":"IF(ISERROR(JR5275),0,IF(LEN(JR5275)<20,0,-LOOKUP(1,-LEFT(MID(JR5275,20,6),ROW($1:$17)))))","v":0},{"$f":"IF(ISERROR(JS5275),0,IF(LEN(JS5275)<20,0,-LOOKUP(1,-LEFT(MID(JS5275,20,6),ROW($1:$17)))))","v":0},{"$f":"IF(ISERROR(JT5275),0,IF(LEN(JT5275)<20,0,-LOOKUP(1,-LEFT(MID(JT5275,20,6),ROW($1:$17)))))","v":0},{"$f":"IF(ISERROR(JU5275),0,IF(LEN(JU5275)<20,0,-LOOKUP(1,-LEFT(MID(JU5275,20,6),ROW($1:$17)))))","v":0},{"$f":"IF(ISERROR(JV5275),0,IF(LEN(JV5275)<20,0,-LOOKUP(1,-LEFT(MID(JV5275,20,6),ROW($1:$17)))))","v":0},{"$f":"IF(ISERROR(JW5275),0,IF(LEN(JW5275)<20,0,-LOOKUP(1,-LEFT(MID(JW5275,20,6),ROW($1:$17)))))","v":0},{"$f":"IF(ISERROR(JX5275),0,IF(LEN(JX5275)<20,0,-LOOKUP(1,-LEFT(MID(JX5275,20,6),ROW($1:$17)))))","v":0},{"$f":"IF(ISERROR(JY5275),0,IF(LEN(JY5275)<20,0,-LOOKUP(1,-LEFT(MID(JY5275,20,6),ROW($1:$17)))))","v":0},{"$f":"IF(ISERROR(JZ5275),0,IF(LEN(JZ5275)<20,0,-LOOKUP(1,-LEFT(MID(JZ5275,20,6),ROW($1:$17)))))","v":0},{"$f":"IF(ISERROR(KA5275),0,IF(LEN(KA5275)<20,0,-LOOKUP(1,-LEFT(MID(KA5275,20,6),ROW($1:$17)))))","v":0},{"$f":"IF(ISERROR(KB5275),0,IF(LEN(KB5275)<20,0,-LOOKUP(1,-LEFT(MID(KB5275,20,6),ROW($1:$17)))))","v":0},{"$f":"IF(ISERROR(KC5275),0,IF(LEN(KC5275)<20,0,-LOOKUP(1,-LEFT(MID(KC5275,20,6),ROW($1:$17)))))","v":0},{"$f":"IF(ISERROR(KD5275),0,IF(LEN(KD5275)<20,0,-LOOKUP(1,-LEFT(MID(KD5275,20,6),ROW($1:$17)))))","v":0},{"$f":"IF(ISERROR(KE5275),0,IF(LEN(KE5275)<20,0,-LOOKUP(1,-LEFT(MID(KE5275,20,6),ROW($1:$17)))))","v":0},{"$f":"IF(ISERROR(KF5275),0,IF(LEN(KF5275)<20,0,-LOOKUP(1,-LEFT(MID(KF5275,20,6),ROW($1:$17)))))","v":0},{"$f":"IF(ISERROR(KG5275),0,IF(LEN(KG5275)<20,0,-LOOKUP(1,-LEFT(MID(KG5275,20,6),ROW($1:$17)))))","v":0},{"$f":"IF(ISERROR(KH5275),0,IF(LEN(KH5275)<20,0,-LOOKUP(1,-LEFT(MID(KH5275,20,6),ROW($1:$17)))))","v":0},{"$f":"IF(ISERROR(KI5275),0,IF(LEN(KI5275)<20,0,-LOOKUP(1,-LEFT(MID(KI5275,20,6),ROW($1:$17)))))","v":0},{"$f":"IF(ISERROR(KJ5275),0,IF(LEN(KJ5275)<20,0,-LOOKUP(1,-LEFT(MID(KJ5275,20,6),ROW($1:$17)))))","v":0},{"$f":"IF(ISERROR(KK5275),0,IF(LEN(KK5275)<20,0,-LOOKUP(1,-LEFT(MID(KK5275,20,6),ROW($1:$17)))))","v":0},{"$f":"IF(ISERROR(KL5275),0,IF(LEN(KL5275)<20,0,-LOOKUP(1,-LEFT(MID(KL5275,20,6),ROW($1:$17)))))","v":0},{"$f":"IF(ISERROR(KM5275),0,IF(LEN(KM5275)<20,0,-LOOKUP(1,-LEFT(MID(KM5275,20,6),ROW($1:$17)))))","v":0},{"$f":"IF(ISERROR(KN5275),0,IF(LEN(KN5275)<20,0,-LOOKUP(1,-LEFT(MID(KN5275,20,6),ROW($1:$17)))))","v":0},{"$f":"IF(ISERROR(KO5275),0,IF(LEN(KO5275)<20,0,-LOOKUP(1,-LEFT(MID(KO5275,20,6),ROW($1:$17)))))","v":0},{"$f":"IF(ISERROR(KP5275),0,IF(LEN(KP5275)<20,0,-LOOKUP(1,-LEFT(MID(KP5275,20,6),ROW($1:$17)))))","v":0},{"$f":"IF(ISERROR(KQ5275),0,IF(LEN(KQ5275)<20,0,-LOOKUP(1,-LEFT(MID(KQ5275,20,6),ROW($1:$17)))))","v":0},{"$f":"IF(ISERROR(KR5275),0,IF(LEN(KR5275)<20,0,-LOOKUP(1,-LEFT(MID(KR5275,20,6),ROW($1:$17)))))","v":0},{"$f":"IF(ISERROR(KS5275),0,IF(LEN(KS5275)<20,0,-LOOKUP(1,-LEFT(MID(KS5275,20,6),ROW($1:$17)))))","v":0},{"$f":"IF(ISERROR(KT5275),0,IF(LEN(KT5275)<20,0,-LOOKUP(1,-LEFT(MID(KT5275,20,6),ROW($1:$17)))))","v":0},{"$f":"IF(ISERROR(KU5275),0,IF(LEN(KU5275)<20,0,-LOOKUP(1,-LEFT(MID(KU5275,20,6),ROW($1:$17)))))","v":0},{"$f":"IF(ISERROR(KV5275),0,IF(LEN(KV5275)<20,0,-LOOKUP(1,-LEFT(MID(KV5275,20,6),ROW($1:$17)))))","v":0},{"$f":"IF(ISERROR(KW5275),0,IF(LEN(KW5275)<20,0,-LOOKUP(1,-LEFT(MID(KW5275,20,6),ROW($1:$17)))))","v":0},{"$f":"IF(ISERROR(KX5275),0,IF(LEN(KX5275)<20,0,-LOOKUP(1,-LEFT(MID(KX5275,20,6),ROW($1:$17)))))","v":0},{"$f":"IF(ISERROR(KY5275),0,IF(LEN(KY5275)<20,0,-LOOKUP(1,-LEFT(MID(KY5275,20,6),ROW($1:$17)))))","v":0},{"$f":"IF(ISERROR(KZ5275),0,IF(LEN(KZ5275)<20,0,-LOOKUP(1,-LEFT(MID(KZ5275,20,6),ROW($1:$17)))))","v":0},{"$f":"IF(ISERROR(LA5275),0,IF(LEN(LA5275)<20,0,-LOOKUP(1,-LEFT(MID(LA5275,20,6),ROW($1:$17)))))","v":0},{"$f":"IF(ISERROR(LB5275),0,IF(LEN(LB5275)<20,0,-LOOKUP(1,-LEFT(MID(LB5275,20,6),ROW($1:$17)))))","v":0},{"$f":"IF(ISERROR(LC5275),0,IF(LEN(LC5275)<20,0,-LOOKUP(1,-LEFT(MID(LC5275,20,6),ROW($1:$17)))))","v":0},{"$f":"IF(ISERROR(LD5275),0,IF(LEN(LD5275)<20,0,-LOOKUP(1,-LEFT(MID(LD5275,20,6),ROW($1:$17)))))","v":0},{"$f":"IF(ISERROR(LE5275),0,IF(LEN(LE5275)<20,0,-LOOKUP(1,-LEFT(MID(LE5275,20,6),ROW($1:$17)))))","v":0},{"$f":"IF(ISERROR(LF5275),0,IF(LEN(LF5275)<20,0,-LOOKUP(1,-LEFT(MID(LF5275,20,6),ROW($1:$17)))))","v":0},{"$f":"IF(ISERROR(LG5275),0,IF(LEN(LG5275)<20,0,-LOOKUP(1,-LEFT(MID(LG5275,20,6),ROW($1:$17)))))","v":0},{"$f":"IF(ISERROR(LH5275),0,IF(LEN(LH5275)<20,0,-LOOKUP(1,-LEFT(MID(LH5275,20,6),ROW($1:$17)))))","v":0},{"$f":"IF(ISERROR(LI5275),0,IF(LEN(LI5275)<20,0,-LOOKUP(1,-LEFT(MID(LI5275,20,6),ROW($1:$17)))))","v":0},{"$f":"IF(ISERROR(LJ5275),0,IF(LEN(LJ5275)<20,0,-LOOKUP(1,-LEFT(MID(LJ5275,20,6),ROW($1:$17)))))","v":0},{"$f":"IF(ISERROR(LK5275),0,IF(LEN(LK5275)<20,0,-LOOKUP(1,-LEFT(MID(LK5275,20,6),ROW($1:$17)))))","v":0},{"$f":"IF(ISERROR(LL5275),0,IF(LEN(LL5275)<20,0,-LOOKUP(1,-LEFT(MID(LL5275,20,6),ROW($1:$17)))))","v":0},{"$f":"IF(ISERROR(LM5275),0,IF(LEN(LM5275)<20,0,-LOOKUP(1,-LEFT(MID(LM5275,20,6),ROW($1:$17)))))","v":0},{"$f":"IF(ISERROR(LN5275),0,IF(LEN(LN5275)<20,0,-LOOKUP(1,-LEFT(MID(LN5275,20,6),ROW($1:$17)))))","v":0},{"$f":"IF(ISERROR(LO5275),0,IF(LEN(LO5275)<20,0,-LOOKUP(1,-LEFT(MID(LO5275,20,6),ROW($1:$17)))))","v":0},{"$f":"IF(ISERROR(LP5275),0,IF(LEN(LP5275)<20,0,-LOOKUP(1,-LEFT(MID(LP5275,20,6),ROW($1:$17)))))","v":0},{"$f":"IF(ISERROR(LQ5275),0,IF(LEN(LQ5275)<20,0,-LOOKUP(1,-LEFT(MID(LQ5275,20,6),ROW($1:$17)))))","v":0},{"$f":"IF(ISERROR(LR5275),0,IF(LEN(LR5275)<20,0,-LOOKUP(1,-LEFT(MID(LR5275,20,6),ROW($1:$17)))))","v":0},{"$f":"IF(ISERROR(LS5275),0,IF(LEN(LS5275)<20,0,-LOOKUP(1,-LEFT(MID(LS5275,20,6),ROW($1:$17)))))","v":0},{"$f":"IF(ISERROR(LT5275),0,IF(LEN(LT5275)<20,0,-LOOKUP(1,-LEFT(MID(LT5275,20,6),ROW($1:$17)))))","v":0},{"$f":"IF(ISERROR(LU5275),0,IF(LEN(LU5275)<20,0,-LOOKUP(1,-LEFT(MID(LU5275,20,6),ROW($1:$17)))))","v":0},{"$f":"IF(ISERROR(LV5275),0,IF(LEN(LV5275)<20,0,-LOOKUP(1,-LEFT(MID(LV5275,20,6),ROW($1:$17)))))","v":0},{"$f":"IF(ISERROR(LW5275),0,IF(LEN(LW5275)<20,0,-LOOKUP(1,-LEFT(MID(LW5275,20,6),ROW($1:$17)))))","v":0},{"$f":"IF(ISERROR(LX5275),0,IF(LEN(LX5275)<20,0,-LOOKUP(1,-LEFT(MID(LX5275,20,6),ROW($1:$17)))))","v":0},{"$f":"IF(ISERROR(LY5275),0,IF(LEN(LY5275)<20,0,-LOOKUP(1,-LEFT(MID(LY5275,20,6),ROW($1:$17)))))","v":0},{"$f":"IF(ISERROR(LZ5275),0,IF(LEN(LZ5275)<20,0,-LOOKUP(1,-LEFT(MID(LZ5275,20,6),ROW($1:$17)))))","v":0},{"$f":"IF(ISERROR(MA5275),0,IF(LEN(MA5275)<20,0,-LOOKUP(1,-LEFT(MID(MA5275,20,6),ROW($1:$17)))))","v":0},{"$f":"IF(ISERROR(MB5275),0,IF(LEN(MB5275)<20,0,-LOOKUP(1,-LEFT(MID(MB5275,20,6),ROW($1:$17)))))","v":0},{"$f":"IF(ISERROR(MC5275),0,IF(LEN(MC5275)<20,0,-LOOKUP(1,-LEFT(MID(MC5275,20,6),ROW($1:$17)))))","v":0},{"$f":"IF(ISERROR(MD5275),0,IF(LEN(MD5275)<20,0,-LOOKUP(1,-LEFT(MID(MD5275,20,6),ROW($1:$17)))))","v":0},{"$f":"IF(ISERROR(ME5275),0,IF(LEN(ME5275)<20,0,-LOOKUP(1,-LEFT(MID(ME5275,20,6),ROW($1:$17)))))","v":0},{"$f":"IF(ISERROR(MF5275),0,IF(LEN(MF5275)<20,0,-LOOKUP(1,-LEFT(MID(MF5275,20,6),ROW($1:$17)))))","v":0},{"$f":"IF(ISERROR(MG5275),0,IF(LEN(MG5275)<20,0,-LOOKUP(1,-LEFT(MID(MG5275,20,6),ROW($1:$17)))))","v":0},{"$f":"IF(ISERROR(MH5275),0,IF(LEN(MH5275)<20,0,-LOOKUP(1,-LEFT(MID(MH5275,20,6),ROW($1:$17)))))","v":0},{"$f":"IF(ISERROR(MI5275),0,IF(LEN(MI5275)<20,0,-LOOKUP(1,-LEFT(MID(MI5275,20,6),ROW($1:$17)))))","v":0},{"$f":"IF(ISERROR(MJ5275),0,IF(LEN(MJ5275)<20,0,-LOOKUP(1,-LEFT(MID(MJ5275,20,6),ROW($1:$17)))))","v":0},{"$f":"IF(ISERROR(MK5275),0,IF(LEN(MK5275)<20,0,-LOOKUP(1,-LEFT(MID(MK5275,20,6),ROW($1:$17)))))","v":0},{"$f":"IF(ISERROR(ML5275),0,IF(LEN(ML5275)<20,0,-LOOKUP(1,-LEFT(MID(ML5275,20,6),ROW($1:$17)))))","v":0},{"$f":"IF(ISERROR(MM5275),0,IF(LEN(MM5275)<20,0,-LOOKUP(1,-LEFT(MID(MM5275,20,6),ROW($1:$17)))))","v":0},{"$f":"IF(ISERROR(MN5275),0,IF(LEN(MN5275)<20,0,-LOOKUP(1,-LEFT(MID(MN5275,20,6),ROW($1:$17)))))","v":0},{"$f":"IF(ISERROR(MO5275),0,IF(LEN(MO5275)<20,0,-LOOKUP(1,-LEFT(MID(MO5275,20,6),ROW($1:$17)))))","v":0},{"$f":"IF(ISERROR(MP5275),0,IF(LEN(MP5275)<20,0,-LOOKUP(1,-LEFT(MID(MP5275,20,6),ROW($1:$17)))))","v":0},{"$f":"IF(ISERROR(MQ5275),0,IF(LEN(MQ5275)<20,0,-LOOKUP(1,-LEFT(MID(MQ5275,20,6),ROW($1:$17)))))","v":0},{"$f":"IF(ISERROR(MR5275),0,IF(LEN(MR5275)<20,0,-LOOKUP(1,-LEFT(MID(MR5275,20,6),ROW($1:$17)))))","v":0},{"$f":"IF(ISERROR(MS5275),0,IF(LEN(MS5275)<20,0,-LOOKUP(1,-LEFT(MID(MS5275,20,6),ROW($1:$17)))))","v":0},{"$f":"IF(ISERROR(MT5275),0,IF(LEN(MT5275)<20,0,-LOOKUP(1,-LEFT(MID(MT5275,20,6),ROW($1:$17)))))","v":0},{"$f":"IF(ISERROR(MU5275),0,IF(LEN(MU5275)<20,0,-LOOKUP(1,-LEFT(MID(MU5275,20,6),ROW($1:$17)))))","v":0},{"$f":"IF(ISERROR(MV5275),0,IF(LEN(MV5275)<20,0,-LOOKUP(1,-LEFT(MID(MV5275,20,6),ROW($1:$17)))))","v":0},{"$f":"IF(ISERROR(MW5275),0,IF(LEN(MW5275)<20,0,-LOOKUP(1,-LEFT(MID(MW5275,20,6),ROW($1:$17)))))","v":0},{"$f":"IF(ISERROR(MX5275),0,IF(LEN(MX5275)<20,0,-LOOKUP(1,-LEFT(MID(MX5275,20,6),ROW($1:$17)))))","v":0},{"$f":"IF(ISERROR(MY5275),0,IF(LEN(MY5275)<20,0,-LOOKUP(1,-LEFT(MID(MY5275,20,6),ROW($1:$17)))))","v":0},{"$f":"IF(ISERROR(MZ5275),0,IF(LEN(MZ5275)<20,0,-LOOKUP(1,-LEFT(MID(MZ5275,20,6),ROW($1:$17)))))","v":0},{"$f":"IF(ISERROR(NA5275),0,IF(LEN(NA5275)<20,0,-LOOKUP(1,-LEFT(MID(NA5275,20,6),ROW($1:$17)))))","v":0},{"$f":"IF(ISERROR(NB5275),0,IF(LEN(NB5275)<20,0,-LOOKUP(1,-LEFT(MID(NB5275,20,6),ROW($1:$17)))))","v":0},{"$f":"IF(ISERROR(NC5275),0,IF(LEN(NC5275)<20,0,-LOOKUP(1,-LEFT(MID(NC5275,20,6),ROW($1:$17)))))","v":0},{"$f":"IF(ISERROR(ND5275),0,IF(LEN(ND5275)<20,0,-LOOKUP(1,-LEFT(MID(ND5275,20,6),ROW($1:$17)))))","v":0},{"$f":"IF(ISERROR(NE5275),0,IF(LEN(NE5275)<20,0,-LOOKUP(1,-LEFT(MID(NE5275,20,6),ROW($1:$17)))))","v":0},{"$f":"IF(ISERROR(NF5275),0,IF(LEN(NF5275)<20,0,-LOOKUP(1,-LEFT(MID(NF5275,20,6),ROW($1:$17)))))","v":0},{"$f":"IF(ISERROR(NG5275),0,IF(LEN(NG5275)<20,0,-LOOKUP(1,-LEFT(MID(NG5275,20,6),ROW($1:$17)))))","v":0},{"$f":"IF(ISERROR(NH5275),0,IF(LEN(NH5275)<20,0,-LOOKUP(1,-LEFT(MID(NH5275,20,6),ROW($1:$17)))))","v":0},{"$f":"IF(ISERROR(NI5275),0,IF(LEN(NI5275)<20,0,-LOOKUP(1,-LEFT(MID(NI5275,20,6),ROW($1:$17)))))","v":0},{"$f":"IF(ISERROR(NJ5275),0,IF(LEN(NJ5275)<20,0,-LOOKUP(1,-LEFT(MID(NJ5275,20,6),ROW($1:$17)))))","v":0},{"$f":"IF(ISERROR(NK5275),0,IF(LEN(NK5275)<20,0,-LOOKUP(1,-LEFT(MID(NK5275,20,6),ROW($1:$17)))))","v":0},{"$f":"IF(ISERROR(NL5275),0,IF(LEN(NL5275)<20,0,-LOOKUP(1,-LEFT(MID(NL5275,20,6),ROW($1:$17)))))","v":0},{"$f":"IF(ISERROR(NM5275),0,IF(LEN(NM5275)<20,0,-LOOKUP(1,-LEFT(MID(NM5275,20,6),ROW($1:$17)))))","v":0},{"$f":"IF(ISERROR(NN5275),0,IF(LEN(NN5275)<20,0,-LOOKUP(1,-LEFT(MID(NN5275,20,6),ROW($1:$17)))))","v":0},{"$f":"IF(ISERROR(NO5275),0,IF(LEN(NO5275)<20,0,-LOOKUP(1,-LEFT(MID(NO5275,20,6),ROW($1:$17)))))","v":0},{"$f":"IF(ISERROR(NP5275),0,IF(LEN(NP5275)<20,0,-LOOKUP(1,-LEFT(MID(NP5275,20,6),ROW($1:$17)))))","v":0},{"$f":"IF(ISERROR(NQ5275),0,IF(LEN(NQ5275)<20,0,-LOOKUP(1,-LEFT(MID(NQ5275,20,6),ROW($1:$17)))))","v":0},{"$f":"IF(ISERROR(NR5275),0,IF(LEN(NR5275)<20,0,-LOOKUP(1,-LEFT(MID(NR5275,20,6),ROW($1:$17)))))","v":0},{"$f":"IF(ISERROR(NS5275),0,IF(LEN(NS5275)<20,0,-LOOKUP(1,-LEFT(MID(NS5275,20,6),ROW($1:$17)))))","v":0},{"$f":"IF(ISERROR(NT5275),0,IF(LEN(NT5275)<20,0,-LOOKUP(1,-LEFT(MID(NT5275,20,6),ROW($1:$17)))))","v":0},{"$f":"IF(ISERROR(NU5275),0,IF(LEN(NU5275)<20,0,-LOOKUP(1,-LEFT(MID(NU5275,20,6),ROW($1:$17)))))","v":0},{"$f":"IF(ISERROR(NV5275),0,IF(LEN(NV5275)<20,0,-LOOKUP(1,-LEFT(MID(NV5275,20,6),ROW($1:$17)))))","v":0},{"$f":"IF(ISERROR(NW5275),0,IF(LEN(NW5275)<20,0,-LOOKUP(1,-LEFT(MID(NW5275,20,6),ROW($1:$17)))))","v":0},{"$f":"IF(ISERROR(NX5275),0,IF(LEN(NX5275)<20,0,-LOOKUP(1,-LEFT(MID(NX5275,20,6),ROW($1:$17)))))","v":0},{"$f":"IF(ISERROR(NY5275),0,IF(LEN(NY5275)<20,0,-LOOKUP(1,-LEFT(MID(NY5275,20,6),ROW($1:$17)))))","v":0},{"$f":"IF(ISERROR(NZ5275),0,IF(LEN(NZ5275)<20,0,-LOOKUP(1,-LEFT(MID(NZ5275,20,6),ROW($1:$17)))))","v":0},{"$f":"IF(ISERROR(OA5275),0,IF(LEN(OA5275)<20,0,-LOOKUP(1,-LEFT(MID(OA5275,20,6),ROW($1:$17)))))","v":0},{"$f":"IF(ISERROR(OB5275),0,IF(LEN(OB5275)<20,0,-LOOKUP(1,-LEFT(MID(OB5275,20,6),ROW($1:$17)))))","v":0},{"$f":"IF(ISERROR(OC5275),0,IF(LEN(OC5275)<20,0,-LOOKUP(1,-LEFT(MID(OC5275,20,6),ROW($1:$17)))))","v":0},{"$f":"IF(ISERROR(OD5275),0,IF(LEN(OD5275)<20,0,-LOOKUP(1,-LEFT(MID(OD5275,20,6),ROW($1:$17)))))","v":0},{"$f":"IF(ISERROR(OE5275),0,IF(LEN(OE5275)<20,0,-LOOKUP(1,-LEFT(MID(OE5275,20,6),ROW($1:$17)))))","v":0},{"$f":"IF(ISERROR(OF5275),0,IF(LEN(OF5275)<20,0,-LOOKUP(1,-LEFT(MID(OF5275,20,6),ROW($1:$17)))))","v":0},{"$f":"IF(ISERROR(OG5275),0,IF(LEN(OG5275)<20,0,-LOOKUP(1,-LEFT(MID(OG5275,20,6),ROW($1:$17)))))","v":0},{"$f":"IF(ISERROR(OH5275),0,IF(LEN(OH5275)<20,0,-LOOKUP(1,-LEFT(MID(OH5275,20,6),ROW($1:$17)))))","v":0},{"$f":"IF(ISERROR(OI5275),0,IF(LEN(OI5275)<20,0,-LOOKUP(1,-LEFT(MID(OI5275,20,6),ROW($1:$17)))))","v":0},{"$f":"IF(ISERROR(OJ5275),0,IF(LEN(OJ5275)<20,0,-LOOKUP(1,-LEFT(MID(OJ5275,20,6),ROW($1:$17)))))","v":0},{"$f":"IF(ISERROR(OK5275),0,IF(LEN(OK5275)<20,0,-LOOKUP(1,-LEFT(MID(OK5275,20,6),ROW($1:$17)))))","v":0},{"$f":"IF(ISERROR(OL5275),0,IF(LEN(OL5275)<20,0,-LOOKUP(1,-LEFT(MID(OL5275,20,6),ROW($1:$17)))))","v":0},{"$f":"IF(ISERROR(OM5275),0,IF(LEN(OM5275)<20,0,-LOOKUP(1,-LEFT(MID(OM5275,20,6),ROW($1:$17)))))","v":0},{"$f":"IF(ISERROR(ON5275),0,IF(LEN(ON5275)<20,0,-LOOKUP(1,-LEFT(MID(ON5275,20,6),ROW($1:$17)))))","v":0},{"$f":"IF(ISERROR(OO5275),0,IF(LEN(OO5275)<20,0,-LOOKUP(1,-LEFT(MID(OO5275,20,6),ROW($1:$17)))))","v":0},{"$f":"IF(ISERROR(OP5275),0,IF(LEN(OP5275)<20,0,-LOOKUP(1,-LEFT(MID(OP5275,20,6),ROW($1:$17)))))","v":0},{"$f":"IF(ISERROR(OQ5275),0,IF(LEN(OQ5275)<20,0,-LOOKUP(1,-LEFT(MID(OQ5275,20,6),ROW($1:$17)))))","v":0}]
[]
[]
[null,{"$f":"IF(AND(AND(ISERROR(FIND(\"共同住宅\",H5404)),OR(ISNUMBER(FIND(\"事務所\",H5404)),ISNUMBER(FIND(\"ホテル\",H5404)),ISNUMBER(FIND(\"病院\",H5404)),ISNUMBER(FIND(\"店舗\",H5404)),ISNUMBER(FIND(\"百貨店\",H5404)),ISNUMBER(FIND(\"学校\",H5404)),ISNUMBER(FIND(\"飲食店\",H5404)),ISNUMBER(FIND(\"集会所\",H5404)),ISNUMBER(FIND(\"工場\",H5404)))),C5404=\"面積データ\",G5404<>\"\"),\"×\",\"\")","v":""},{"$f":"IF(ISERROR(MATCH(\"*(共通条件) 室仕様*\",E100,0)),IF(ISERROR(MATCH(\"*様式*\",E100,0)),C5403,\"\"),\"面積データ\")","v":0},{"$f":"IF(AND((E5404<>\"\"),(ISNUMBER(VALUE(RIGHT(LEFT(E5404,(FIND(\"★\",E5404)-1)),1)))),(ISNUMBER(VALUE(RIGHT(LEFT(E5404,(FIND(\"★\",E5404)+1)),1))))),IF(ISERROR(FIND(\" \",LEFT(E5404,FIND(\"★\",E5404)-1))),IF(F5404=\"\",\"\",LEFT(F5404,FIND(\"★\",F5404)-1)),LEFT(E5404,FIND(\"★\",E5404)-1)),IF(F5404=\"\",\"\",LEFT(F5404,FIND(\"★\",F5404)-1)))","v":""},{"$f":"IF(OR(ISERROR(FIND(\"□\",H5404)),ISERROR(SUBSTITUTE(LEFT(H5404,(FIND(\"■\",H5404)-2)),\" \",\"★\",LEN(LEFT(H5404,(FIND(\"■\",H5404)-2)))-LEN(SUBSTITUTE(LEFT(H5404,(FIND(\"■\",H5404)-2)),\" \",\"\"))-2))),\"\",SUBSTITUTE(LEFT(H5404,(FIND(\"■\",H5404)-2)),\" \",\"★\",LEN(LEFT(H5404,(FIND(\"■\",H5404)-2)))-LEN(SUBSTITUTE(LEFT(H5404,(FIND(\"■\",H5404)-2)),\" \",\"\"))-2))","v":""},{"$f":"IF(ISERROR(SUBSTITUTE(LEFT(H5404,(FIND(\"■\",H5404)-2)),\" \",\"★\",LEN(LEFT(H5404,(FIND(\"■\",H5404)-2)))-LEN(SUBSTITUTE(LEFT(H5404,(FIND(\"■\",H5404)-2)),\" \",\"\"))-1)),\"\",SUBSTITUTE(LEFT(H5404,(FIND(\"■\",H5404)-2)),\" \",\"★\",LEN(LEFT(H5404,(FIND(\"■\",H5404)-2)))-LEN(SUBSTITUTE(LEFT(H5404,(FIND(\"■\",H5404)-2)),\" \",\"\"))-1))","v":""},{"$f":"IF(OR(ISBLANK($E$100),ISERROR(-LOOKUP(1,-RIGHT(D5404,ROW($1:$80))))),\"\",-LOOKUP(1,-RIGHT(D5404,ROW($1:$80))))","v":""},{"$f":"IF(ISERROR(MATCH(\"*■*\",E100,0)),IF(AND(ISERROR(MATCH(\"Ver.*\",E100,0)),ISERROR(MATCH(\"*入力シート*\",E100,0)),C5404=\"面積データ\"),E100&\" ■□\",\"\"),E100)","v":""},null,{"$f":"IF(E$100=\"\",\"\",INDEX(E$100:E$5100,MATCH($J$5403,E$100:E$5100,0)+4,1))","v":""},{"$f":"IF(ISERROR(J5404),\"\",IF(J5404=\"通知\",\"\",J5404))","v":""},{"$f":"IF(ISERROR(SUBSTITUTE(K5404,\" \",\"★\",LEN(K5404)-LEN(SUBSTITUTE(K5404,\" \",\"\"))-2)),\"\",SUBSTITUTE(K5404,\" \",\"★\",LEN(K5404)-LEN(SUBSTITUTE(K5404,\" \",\"\"))-2))","v":""},{"$f":"IF(L5404=\"\",\"\",LEFT(L5404,FIND(\"★\",L5404)-1))","v":""},{"$f":"IF(OR(ISBLANK($E$100),ISERROR(-LOOKUP(1,-RIGHT(M5404,ROW($1:$80))))),\"\",-LOOKUP(1,-RIGHT(M5404,ROW($1:$80))))","v":""},null,null,null,null,null,"V8.52","2020/12/24","共用部分の単位面積当たり一次エネルギー消費量の桁数を制御（小数第3位を四捨五入して端数の発生を無くした）～T2603 他"]
[null,"",0,"",{"$f":"IF(OR(ISERROR(FIND(\"□\",H5405)),ISERROR(SUBSTITUTE(LEFT(H5405,(FIND(\"■\",H5405)-2)),\" \",\"★\",LEN(LEFT(H5405,(FIND(\"■\",H5405)-2)))-LEN(SUBSTITUTE(LEFT(H5405,(FIND(\"■\",H5405)-2)),\" \",\"\"))-2))),\"\",SUBSTITUTE(LEFT(H5405,(FIND(\"■\",H5405)-2)),\" \",\"★\",LEN(LEFT(H5405,(FIND(\"■\",H5405)-2)))-LEN(SUBSTITUTE(LEFT(H5405,(FIND(\"■\",H5405)-2)),\" \",\"\"))-2))","v":""},{"$f":"IF(ISERROR(SUBSTITUTE(LEFT(H5405,(FIND(\"■\",H5405)-2)),\" \",\"★\",LEN(LEFT(H5405,(FIND(\"■\",H5405)-2)))-LEN(SUBSTITUTE(LEFT(H5405,(FIND(\"■\",H5405)-2)),\" \",\"\"))-1)),\"\",SUBSTITUTE(LEFT(H5405,(FIND(\"■\",H5405)-2)),\" \",\"★\",LEN(LEFT(H5405,(FIND(\"■\",H5405)-2)))-LEN(SUBSTITUTE(LEFT(H5405,(FIND(\"■\",H5405)-2)),\" \",\"\"))-1))","v":""},{"$f":"IF(OR(ISBLANK($E$100),ISERROR(-LOOKUP(1,-RIGHT(D5405,ROW($1:$80))))),\"\",-LOOKUP(1,-RIGHT(D5405,ROW($1:$80))))","v":""},"",null,{"$f":"IF(E$100=\"\",\"\",INDEX(E$100:E$5100,MATCH($J$5403,E$100:E$5100,0)+5,1))","v":""},{"$f":"IF(ISERROR(J5405),\"\",IF(OR(J5405=\"通知\",K5404=\"\"),\"\",J5405))","v":""},{"$f":"IF(ISERROR(SUBSTITUTE(K5405,\" \",\"★\",LEN(K5405)-LEN(SUBSTITUTE(K5405,\" \",\"\"))-2)),\"\",SUBSTITUTE(K5405,\" \",\"★\",LEN(K5405)-LEN(SUBSTITUTE(K5405,\" \",\"\"))-2))","v":""},{"$f":"IF(L5405=\"\",\"\",LEFT(L5405,FIND(\"★\",L5405)-1))","v":""},{"$f":"IF(OR(ISBLANK($E$100),ISERROR(-LOOKUP(1,-RIGHT(M5405,ROW($1:$80))))),\"\",-LOOKUP(1,-RIGHT(M5405,ROW($1:$80))))","v":""},null,null,null,null,null,"V8.6","2021/4/1","V3.0に合わせてUa値の取得方法を変更"]
[null,"",0,"","","",{"$f":"IF(OR(ISBLANK($E$100),ISERROR(-LOOKUP(1,-RIGHT(D5409,ROW($1:$80))))),\"\",-LOOKUP(1,-RIGHT(D5409,ROW($1:$80))))","v":""},"",null,{"$f":"IF(E$100=\"\",\"\",INDEX(E$100:E$5100,MATCH($J$5403,E$100:E$5100,0)+9,1))","v":""},"","","",{"$f":"IF(OR(ISBLANK($E$100),ISERROR(-LOOKUP(1,-RIGHT(M5409,ROW($1:$80))))),\"\",-LOOKUP(1,-RIGHT(M5409,ROW($1:$80))))","v":""},null,null,null,null,null,"V9.3","2022/6/1","2022/5/2　BELS評価書発行プログラム改定に伴う変更（住棟のその他除く合計を住戸の合計GJの和とした～従来は設備毎のMJ合計から算定）"]
[null,"",0,"","","",{"$f":"IF(OR(ISBLANK($E$100),ISERROR(-LOOKUP(1,-RIGHT(D5410,ROW($1:$80))))),\"\",-LOOKUP(1,-RIGHT(D5410,ROW($1:$80))))","v":""},"",null,{"$f":"IF(E$100=\"\",\"\",INDEX(E$100:E$5100,MATCH($J$5403,E$100:E$5100,0)+10,1))","v":""},"","","",{"$f":"IF(OR(ISBLANK($E$100),ISERROR(-LOOKUP(1,-RIGHT(M5410,ROW($1:$80))))),\"\",-LOOKUP(1,-RIGHT(M5410,ROW($1:$80))))","v":""},null,null,null,null,null,"V9.4","2022/7/7","2022/5/2　BELS評価書発行プログラム改定に伴う変更漏れ対応（その他除く合計の扱い～BEI及び単位面積当たりの一次エネ合計はGJ合計値、一次エネ削減率の基準エネ合計はMJ合計値）、NumLock復元追加、住戸読込動作改善"]
[null,"",0,"","","",{"$f":"IF(OR(ISBLANK($E$100),ISERROR(-LOOKUP(1,-RIGHT(D5413,ROW($1:$80))))),\"\",-LOOKUP(1,-RIGHT(D5413,ROW($1:$80))))","v":""},"",null,{"$f":"IF(E$100=\"\",\"\",INDEX(E$100:E$5100,MATCH($J$5403,E$100:E$5100,0)+13,1))","v":""},"","","",{"$f":"IF(OR(ISBLANK($E$100),ISERROR(-LOOKUP(1,-RIGHT(M5413,ROW($1:$80))))),\"\",-LOOKUP(1,-RIGHT(M5413,ROW($1:$80))))","v":""},null,null,null,null,null,"V9.61","2022/12/9","5-2等級判定改修（MJ計算からGJ合計利用）"]
[null,"",0,"","","",{"$f":"IF(OR(ISBLANK($E$100),ISERROR(-LOOKUP(1,-RIGHT(D5414,ROW($1:$80))))),\"\",-LOOKUP(1,-RIGHT(D5414,ROW($1:$80))))","v":""},"",null,null,null,null,"共用部合計",{"$f":"SUM(N5404:N5413)","v":0},null,null,null,null,null,"V9.62","2023/2/16","共用部分の合計エネルギーをGJ値から取得、手入力時の対応改善（等級判定のみ不可）"]
[null,"",0,"","","",{"$f":"IF(OR(ISBLANK($E$100),ISERROR(-LOOKUP(1,-RIGHT(D5418,ROW($1:$80))))),\"\",-LOOKUP(1,-RIGHT(D5418,ROW($1:$80))))","v":""},"",null,null,null,null,null,null,null,null,null,null,null,"V9.81","2023/5/18","その他除く・含む基準合計、その他除く・含む・PV除く設計合計に対応"]
[null,"",0,"","","",{"$f":"IF(OR(ISBLANK($E$100),ISERROR(-LOOKUP(1,-RIGHT(D5419,ROW($1:$80))))),\"\",-LOOKUP(1,-RIGHT(D5419,ROW($1:$80))))","v":""},"",null,null,null,null,null,null,null,null,null,null,null,"V9.9","2023/9/22","たすき掛け対応"]
[null,"",0,"","","",{"$f":"IF(OR(ISBLANK($E$100),ISERROR(-LOOKUP(1,-RIGHT(D5423,ROW($1:$80))))),\"\",-LOOKUP(1,-RIGHT(D5423,ROW($1:$80))))","v":""},"",null,null,null,null,null,null,null,null,null,null,null,"V11.0","2024/10/1","WEBプロ住宅版V3.7対応、削減率表記改定（ZEH無ければ非表示）（、「当該住戸の外皮面積を用いず外皮性能を評価する」廃止対応～大臣の方法は残す）"]
[null,"",0,"","","",{"$f":"IF(OR(ISBLANK($E$100),ISERROR(-LOOKUP(1,-RIGHT(D5424,ROW($1:$80))))),\"\",-LOOKUP(1,-RIGHT(D5424,ROW($1:$80))))","v":""},"",null,null,null,null,null,null,null,null,null,null,null,"V11.1","2024/11/1","共用部分の計算対象面積の計算ルーチン改定"]
[null,"",0,"","","",{"$f":"IF(OR(ISBLANK($E$100),ISERROR(-LOOKUP(1,-RIGHT(D5427,ROW($1:$80))))),\"\",-LOOKUP(1,-RIGHT(D5427,ROW($1:$80))))","v":""},"",null,null,null,null,null,null,null,null,null,null,null,"V12.0","2025/4/1","４段階表示様式変更、共用部分照明簡易計算廃止、太陽光の非住宅との共有計算ルーチン追加（按分は住棟評価に限って適用する～個々の住戸評価の按分は行わない）、PDF・省エネ適判登録PDF読込み表示、注釈・計算ルーチン簡略化、NumLock復帰ルーチン改修"]
[null,"",0,"","","",{"$f":"IF(OR(ISBLANK($E$100),ISERROR(-LOOKUP(1,-RIGHT(D5428,ROW($1:$80))))),\"\",-LOOKUP(1,-RIGHT(D5428,ROW($1:$80))))","v":""},"",null,null,null,null,null,null,null,null,null,null,null,"V12.1","2025/5/1","削減率、BEIの算出を設備のMJ合計からの計算に暫定的に変更（BELS評価書に合わせる）、第一面の再エネ含む削減率にCGS売電を除外（第二面の特記にはCGS売電考慮）"]
[null,"",0,"","","",{"$f":"IF(OR(ISBLANK($E$100),ISERROR(-LOOKUP(1,-RIGHT(D5432,ROW($1:$80))))),\"\",-LOOKUP(1,-RIGHT(D5432,ROW($1:$80))))","v":""},"",null,null,null,null,null,null,null,null,null,null,null,null,null,"第一面の売電含む削減率は非住宅との共有を考慮しない、コージェネ売電は再エネ含む削減率からは除外する"]
[null,"",0,"","","",{"$f":"IF(OR(ISBLANK($E$100),ISERROR(-LOOKUP(1,-RIGHT(D5433,ROW($1:$80))))),\"\",-LOOKUP(1,-RIGHT(D5433,ROW($1:$80))))","v":""},"",null,null,null,null,null,null,null,null,null,null,null,null,null,"断熱性能4未満はすべて「3以下」と表記する"]
[null,"",0,"","","",{"$f":"IF(OR(ISBLANK($E$100),ISERROR(-LOOKUP(1,-RIGHT(D5436,ROW($1:$80))))),\"\",-LOOKUP(1,-RIGHT(D5436,ROW($1:$80))))","v":""},"",null,null,null,null,null,null,null,null,null,null,null,null,null,"（住戸合計と共用部分合計の端数処理の関係で、太陽光の共有有無で再エネありのGJ合計が変わる可能性がある）"]
[null,"",0,"","","",{"$f":"IF(OR(ISBLANK($E$100),ISERROR(-LOOKUP(1,-RIGHT(D5438,ROW($1:$80))))),\"\",-LOOKUP(1,-RIGHT(D5438,ROW($1:$80))))","v":""},"",null,null,null,null,null,null,null,null,null,null,null,null,null,"共用部分の設計一次エネルギーについて、①共用部分に太陽光がある、住戸部分の太陽光を共用部分で共有する場合は計算値　②太陽光が無い場合、住戸部分の太陽光を共有しない場合はPDF抽出値、を用いることとした"]
[null,"",0,"","","",{"$f":"IF(OR(ISBLANK($E$100),ISERROR(-LOOKUP(1,-RIGHT(D5442,ROW($1:$80))))),\"\",-LOOKUP(1,-RIGHT(D5442,ROW($1:$80))))","v":""},"",null,null,null,null,null,null,null,null,null,null,null,null,null,null,"　・住戸部分の売電量は住戸部分に発生したものとして集計する"]
[null,"",0,"","","",{"$f":"IF(OR(ISBLANK($E$100),ISERROR(-LOOKUP(1,-RIGHT(D5443,ROW($1:$80))))),\"\",-LOOKUP(1,-RIGHT(D5443,ROW($1:$80))))","v":""},"",null,null,null,null,null,null,null,null,null,null,null,"V12.4","2025-09-17","BELSプログラムV13.4対応（共用部分の変更対応、住戸の削減率をBEIに合わせる）、ZEH Oriented・ZEH-M Oriented適合条件改定"]
[null,"",0,"","","",{"$f":"IF(OR(ISBLANK($E$100),ISERROR(-LOOKUP(1,-RIGHT(D5446,ROW($1:$80))))),\"\",-LOOKUP(1,-RIGHT(D5446,ROW($1:$80))))","v":""},"",null,null,null,null,null,null,null,null,null,null,null,null,null,null,"　・共用部分の省エネ基準設計一次エネルギー合計（その他含む）は設備毎のMJ値に延べ面積を掛けて算出する（読取値と不整合の場合有り）"]
[null,"",0,"","","",{"$f":"IF(OR(ISBLANK($E$100),ISERROR(-LOOKUP(1,-RIGHT(D5447,ROW($1:$80))))),\"\",-LOOKUP(1,-RIGHT(D5447,ROW($1:$80))))","v":""},"",null,null,null,null,null,null,null,null,null,null,null,null,null,null,"　・共用部分の誘導基準設計一次エネルギー合計（その他含む）はWEBプロから読み取った値を使用する"]
[null,"",0,"","","",{"$f":"IF(OR(ISBLANK($E$100),ISERROR(-LOOKUP(1,-RIGHT(D5451,ROW($1:$80))))),\"\",-LOOKUP(1,-RIGHT(D5451,ROW($1:$80))))","v":""},""]
[null,"",0,"","","",{"$f":"IF(OR(ISBLANK($E$100),ISERROR(-LOOKUP(1,-RIGHT(D5452,ROW($1:$80))))),\"\",-LOOKUP(1,-RIGHT(D5452,ROW($1:$80))))","v":""},"",null,null,null,null,null,null,null,null,null,null,null,null,null,null,"②共用部分に太陽光発電の影響がない場合（共同住宅に太陽光無し、住戸部分の太陽光を共用部分で共有しない）"]
[null,"",0,"","","",{"$f":"IF(OR(ISBLANK($E$100),ISERROR(-LOOKUP(1,-RIGHT(D5455,ROW($1:$80))))),\"\",-LOOKUP(1,-RIGHT(D5455,ROW($1:$80))))","v":""},"",null,null,null,null,null,null,null,null,null,null,null,null,null,null,"　・共用部分の省エネ基準設計一次エネルギー合計（その他除く）はWEBプロから読み取った値を使用する"]
[null,"",0,"","","",{"$f":"IF(OR(ISBLANK($E$100),ISERROR(-LOOKUP(1,-RIGHT(D5457,ROW($1:$80))))),\"\",-LOOKUP(1,-RIGHT(D5457,ROW($1:$80))))","v":""},"",null,null,null,null,null,null,null,null,null,null,null,null,null,null,"　・住戸部分の売電量は住戸部分に発生したものとして集計する"]
[null,"",0,"","","",{"$f":"IF(OR(ISBLANK($E$100),ISERROR(-LOOKUP(1,-RIGHT(D5460,ROW($1:$80))))),\"\",-LOOKUP(1,-RIGHT(D5460,ROW($1:$80))))","v":""},"",null,null,null,null,null,null,null,null,null,null,null,null,null,"特殊文字PDFオープン判定ルーチン改良（繰返し回数上限を5回に設定～約６秒停止で遷移する）"]
[null,"",0,"","","",{"$f":"IF(OR(ISBLANK($E$100),ISERROR(-LOOKUP(1,-RIGHT(D5463,ROW($1:$80))))),\"\",-LOOKUP(1,-RIGHT(D5463,ROW($1:$80))))","v":""},""]
[null,"",0,"","","",{"$f":"IF(OR(ISBLANK($E$100),ISERROR(-LOOKUP(1,-RIGHT(D5465,ROW($1:$80))))),\"\",-LOOKUP(1,-RIGHT(D5465,ROW($1:$80))))","v":""},""]
[null,"",0,"","","",{"$f":"IF(OR(ISBLANK($E$100),ISERROR(-LOOKUP(1,-RIGHT(D5466,ROW($1:$80))))),\"\",-LOOKUP(1,-RIGHT(D5466,ROW($1:$80))))","v":""},"",null,null,null,null,null,null,null,null,null,null,"改善課題","・BELSプログラムの不具合～2025/9/25 小澤さんに連絡済み"]
[null,{"$f":"IF(AND(AND(ISERROR(FIND(\"共同住宅\",H5468)),OR(ISNUMBER(FIND(\"事務所\",H5468)),ISNUMBER(FIND(\"ホテル\",H5468)),ISNUMBER(FIND(\"病院\",H5468)),ISNUMBER(FIND(\"店舗\",H5468)),ISNUMBER(FIND(\"百貨店\",H5468)),ISNUMBER(FIND(\"学校\",H5468)),ISNUMBER(FIND(\"飲食店\",H5468)),ISNUMBER(FIND(\"集会所\",H5468)),ISNUMBER(FIND(\"工場\",H5468)))),C5468=\"面積データ\",G5468<>\"\"),\"×\",\"\")","v":""},{"$f":"IF(ISERROR(MATCH(\"*(共通条件) 室仕様*\",E164,0)),IF(ISERROR(MATCH(\"*様式*\",E164,0)),C5467,\"\"),\"面積データ\")","v":0},{"$f":"IF(AND((E5468<>\"\"),(ISNUMBER(VALUE(RIGHT(LEFT(E5468,(FIND(\"★\",E5468)-1)),1)))),(ISNUMBER(VALUE(RIGHT(LEFT(E5468,(FIND(\"★\",E5468)+1)),1))))),IF(ISERROR(FIND(\" \",LEFT(E5468,FIND(\"★\",E5468)-1))),IF(F5468=\"\",\"\",LEFT(F5468,FIND(\"★\",F5468)-1)),LEFT(E5468,FIND(\"★\",E5468)-1)),IF(F5468=\"\",\"\",LEFT(F5468,FIND(\"★\",F5468)-1)))","v":""},"","",{"$f":"IF(OR(ISBLANK($E$100),ISERROR(-LOOKUP(1,-RIGHT(D5468,ROW($1:$80))))),\"\",-LOOKUP(1,-RIGHT(D5468,ROW($1:$80))))","v":""},{"$f":"IF(ISERROR(MATCH(\"*■*\",E164,0)),IF(AND(ISERROR(MATCH(\"Ver.*\",E164,0)),ISERROR(MATCH(\"*入力シート*\",E164,0)),C5468=\"面積データ\"),E164&\" ■□\",\"\"),E164)","v":""},null,null,null,null,null,null,null,null,null,null,null,"・住戸・共用部の太陽光共有有りを選択して、廊下を屋内を選択して共用部の自己消費が発生した後に、太陽光共有無しに変更すると共用部の自己消費がゼロに戻らず設計一次エネルギーが少ないままになる（太陽光共有無しに戻す前に、太陽光共有有りで廊下を屋外を選択して自己消費をゼロに戻す必要がある）"]
[null,"",0,"","","",{"$f":"IF(OR(ISBLANK($E$100),ISERROR(-LOOKUP(1,-RIGHT(D5471,ROW($1:$80))))),\"\",-LOOKUP(1,-RIGHT(D5471,ROW($1:$80))))","v":""},"",null,null,null,null,null,null,null,null,null,null,null,"・共用部分の設計一次エネルギー算定方法に一部イレギュラーな処理があり、計算方法が誤っている可能性がある（V12.4の赤字の個所）"]
[null,"",0,"","","",{"$f":"IF(OR(ISBLANK($E$100),ISERROR(-LOOKUP(1,-RIGHT(D5474,ROW($1:$80))))),\"\",-LOOKUP(1,-RIGHT(D5474,ROW($1:$80))))","v":""},""]
[null,"",0,"","","",{"$f":"IF(OR(ISBLANK($E$100),ISERROR(-LOOKUP(1,-RIGHT(D5476,ROW($1:$80))))),\"\",-LOOKUP(1,-RIGHT(D5476,ROW($1:$80))))","v":""},""]
[null,"",0,"","","",{"$f":"IF(OR(ISBLANK($E$100),ISERROR(-LOOKUP(1,-RIGHT(D5479,ROW($1:$80))))),\"\",-LOOKUP(1,-RIGHT(D5479,ROW($1:$80))))","v":""},""]
[null,"",0,"","","",{"$f":"IF(OR(ISBLANK($E$100),ISERROR(-LOOKUP(1,-RIGHT(D5480,ROW($1:$80))))),\"\",-LOOKUP(1,-RIGHT(D5480,ROW($1:$80))))","v":""},""]
[null,"",0,"","","",{"$f":"IF(OR(ISBLANK($E$100),ISERROR(-LOOKUP(1,-RIGHT(D5482,ROW($1:$80))))),\"\",-LOOKUP(1,-RIGHT(D5482,ROW($1:$80))))","v":""},""]
[null,"",0,"","","",{"$f":"IF(OR(ISBLANK($E$100),ISERROR(-LOOKUP(1,-RIGHT(D5485,ROW($1:$80))))),\"\",-LOOKUP(1,-RIGHT(D5485,ROW($1:$80))))","v":""},""]
[null,"",0,"","","",{"$f":"IF(OR(ISBLANK($E$100),ISERROR(-LOOKUP(1,-RIGHT(D5487,ROW($1:$80))))),\"\",-LOOKUP(1,-RIGHT(D5487,ROW($1:$80))))","v":""},""]
[null,"",0,"","","",{"$f":"IF(OR(ISBLANK($E$100),ISERROR(-LOOKUP(1,-RIGHT(D5490,ROW($1:$80))))),\"\",-LOOKUP(1,-RIGHT(D5490,ROW($1:$80))))","v":""},""]
[null,"",0,"","","",{"$f":"IF(OR(ISBLANK($E$100),ISERROR(-LOOKUP(1,-RIGHT(D5493,ROW($1:$80))))),\"\",-LOOKUP(1,-RIGHT(D5493,ROW($1:$80))))","v":""},""]
[null,"",0,"","","",{"$f":"IF(OR(ISBLANK($E$100),ISERROR(-LOOKUP(1,-RIGHT(D5495,ROW($1:$80))))),\"\",-LOOKUP(1,-RIGHT(D5495,ROW($1:$80))))","v":""},""]
[null,"",0,"","","",{"$f":"IF(OR(ISBLANK($E$100),ISERROR(-LOOKUP(1,-RIGHT(D5498,ROW($1:$80))))),\"\",-LOOKUP(1,-RIGHT(D5498,ROW($1:$80))))","v":""},""]
[null,"",0,"","","",{"$f":"IF(OR(ISBLANK($E$100),ISERROR(-LOOKUP(1,-RIGHT(D5499,ROW($1:$80))))),\"\",-LOOKUP(1,-RIGHT(D5499,ROW($1:$80))))","v":""},""]
[null,"",0,"","","",{"$f":"IF(OR(ISBLANK($E$100),ISERROR(-LOOKUP(1,-RIGHT(D5501,ROW($1:$80))))),\"\",-LOOKUP(1,-RIGHT(D5501,ROW($1:$80))))","v":""},""]
[null,"",0,"","","",{"$f":"IF(OR(ISBLANK($E$100),ISERROR(-LOOKUP(1,-RIGHT(D5504,ROW($1:$80))))),\"\",-LOOKUP(1,-RIGHT(D5504,ROW($1:$80))))","v":""},""]
[null,"",0,"","","",{"$f":"IF(OR(ISBLANK($E$100),ISERROR(-LOOKUP(1,-RIGHT(D5507,ROW($1:$80))))),\"\",-LOOKUP(1,-RIGHT(D5507,ROW($1:$80))))","v":""},""]
[null,"",0,"","","",{"$f":"IF(OR(ISBLANK($E$100),ISERROR(-LOOKUP(1,-RIGHT(D5509,ROW($1:$80))))),\"\",-LOOKUP(1,-RIGHT(D5509,ROW($1:$80))))","v":""},""]
[null,"",0,"","","",{"$f":"IF(OR(ISBLANK($E$100),ISERROR(-LOOKUP(1,-RIGHT(D5512,ROW($1:$80))))),\"\",-LOOKUP(1,-RIGHT(D5512,ROW($1:$80))))","v":""},""]
[null,"",0,"","","",{"$f":"IF(OR(ISBLANK($E$100),ISERROR(-LOOKUP(1,-RIGHT(D5513,ROW($1:$80))))),\"\",-LOOKUP(1,-RIGHT(D5513,ROW($1:$80))))","v":""},""]
[null,"",0,"","","",{"$f":"IF(OR(ISBLANK($E$100),ISERROR(-LOOKUP(1,-RIGHT(D5517,ROW($1:$80))))),\"\",-LOOKUP(1,-RIGHT(D5517,ROW($1:$80))))","v":""},""]
[null,"",0,"","","",{"$f":"IF(OR(ISBLANK($E$100),ISERROR(-LOOKUP(1,-RIGHT(D5518,ROW($1:$80))))),\"\",-LOOKUP(1,-RIGHT(D5518,ROW($1:$80))))","v":""},""]
[null,"",0,"","","",{"$f":"IF(OR(ISBLANK($E$100),ISERROR(-LOOKUP(1,-RIGHT(D5521,ROW($1:$80))))),\"\",-LOOKUP(1,-RIGHT(D5521,ROW($1:$80))))","v":""},""]
[null,"",0,"","","",{"$f":"IF(OR(ISBLANK($E$100),ISERROR(-LOOKUP(1,-RIGHT(D5522,ROW($1:$80))))),\"\",-LOOKUP(1,-RIGHT(D5522,ROW($1:$80))))","v":""},""]
[null,"",0,"","","",{"$f":"IF(OR(ISBLANK($E$100),ISERROR(-LOOKUP(1,-RIGHT(D5526,ROW($1:$80))))),\"\",-LOOKUP(1,-RIGHT(D5526,ROW($1:$80))))","v":""},""]
[null,"",0,"","","",{"$f":"IF(OR(ISBLANK($E$100),ISERROR(-LOOKUP(1,-RIGHT(D5527,ROW($1:$80))))),\"\",-LOOKUP(1,-RIGHT(D5527,ROW($1:$80))))","v":""},""]
[null,"",0,"","","",{"$f":"IF(OR(ISBLANK($E$100),ISERROR(-LOOKUP(1,-RIGHT(D5530,ROW($1:$80))))),\"\",-LOOKUP(1,-RIGHT(D5530,ROW($1:$80))))","v":""},""]
[null,{"$f":"IF(AND(AND(ISERROR(FIND(\"共同住宅\",H5532)),OR(ISNUMBER(FIND(\"事務所\",H5532)),ISNUMBER(FIND(\"ホテル\",H5532)),ISNUMBER(FIND(\"病院\",H5532)),ISNUMBER(FIND(\"店舗\",H5532)),ISNUMBER(FIND(\"百貨店\",H5532)),ISNUMBER(FIND(\"学校\",H5532)),ISNUMBER(FIND(\"飲食店\",H5532)),ISNUMBER(FIND(\"集会所\",H5532)),ISNUMBER(FIND(\"工場\",H5532)))),C5532=\"面積データ\",G5532<>\"\"),\"×\",\"\")","v":""},{"$f":"IF(ISERROR(MATCH(\"*(共通条件) 室仕様*\",E228,0)),IF(ISERROR(MATCH(\"*様式*\",E228,0)),C5531,\"\"),\"面積データ\")","v":0},{"$f":"IF(AND((E5532<>\"\"),(ISNUMBER(VALUE(RIGHT(LEFT(E5532,(FIND(\"★\",E5532)-1)),1)))),(ISNUMBER(VALUE(RIGHT(LEFT(E5532,(FIND(\"★\",E5532)+1)),1))))),IF(ISERROR(FIND(\" \",LEFT(E5532,FIND(\"★\",E5532)-1))),IF(F5532=\"\",\"\",LEFT(F5532,FIND(\"★\",F5532)-1)),LEFT(E5532,FIND(\"★\",E5532)-1)),IF(F5532=\"\",\"\",LEFT(F5532,FIND(\"★\",F5532)-1)))","v":""},"","",{"$f":"IF(OR(ISBLANK($E$100),ISERROR(-LOOKUP(1,-RIGHT(D5532,ROW($1:$80))))),\"\",-LOOKUP(1,-RIGHT(D5532,ROW($1:$80))))","v":""},{"$f":"IF(ISERROR(MATCH(\"*■*\",E228,0)),IF(AND(ISERROR(MATCH(\"Ver.*\",E228,0)),ISERROR(MATCH(\"*入力シート*\",E228,0)),C5532=\"面積データ\"),E228&\" ■□\",\"\"),E228)","v":""}]
[null,"",0,"","","",{"$f":"IF(OR(ISBLANK($E$100),ISERROR(-LOOKUP(1,-RIGHT(D5535,ROW($1:$80))))),\"\",-LOOKUP(1,-RIGHT(D5535,ROW($1:$80))))","v":""},""]
[null,"",0,"","","",{"$f":"IF(OR(ISBLANK($E$100),ISERROR(-LOOKUP(1,-RIGHT(D5538,ROW($1:$80))))),\"\",-LOOKUP(1,-RIGHT(D5538,ROW($1:$80))))","v":""},""]
[null,"",0,"","","",{"$f":"IF(OR(ISBLANK($E$100),ISERROR(-LOOKUP(1,-RIGHT(D5540,ROW($1:$80))))),\"\",-LOOKUP(1,-RIGHT(D5540,ROW($1:$80))))","v":""},""]
[null,"",0,"","","",{"$f":"IF(OR(ISBLANK($E$100),ISERROR(-LOOKUP(1,-RIGHT(D5541,ROW($1:$80))))),\"\",-LOOKUP(1,-RIGHT(D5541,ROW($1:$80))))","v":""},""]
[null,"",0,"","","",{"$f":"IF(OR(ISBLANK($E$100),ISERROR(-LOOKUP(1,-RIGHT(D5545,ROW($1:$80))))),\"\",-LOOKUP(1,-RIGHT(D5545,ROW($1:$80))))","v":""},""]
[null,"",0,"","","",{"$f":"IF(OR(ISBLANK($E$100),ISERROR(-LOOKUP(1,-RIGHT(D5546,ROW($1:$80))))),\"\",-LOOKUP(1,-RIGHT(D5546,ROW($1:$80))))","v":""},""]
[null,"",0,"","","",{"$f":"IF(OR(ISBLANK($E$100),ISERROR(-LOOKUP(1,-RIGHT(D5549,ROW($1:$80))))),\"\",-LOOKUP(1,-RIGHT(D5549,ROW($1:$80))))","v":""},""]
[null,"",0,"","","",{"$f":"IF(OR(ISBLANK($E$100),ISERROR(-LOOKUP(1,-RIGHT(D5551,ROW($1:$80))))),\"\",-LOOKUP(1,-RIGHT(D5551,ROW($1:$80))))","v":""},""]
[null,"",0,"","","",{"$f":"IF(OR(ISBLANK($E$100),ISERROR(-LOOKUP(1,-RIGHT(D5554,ROW($1:$80))))),\"\",-LOOKUP(1,-RIGHT(D5554,ROW($1:$80))))","v":""},""]
[null,"",0,"","","",{"$f":"IF(OR(ISBLANK($E$100),ISERROR(-LOOKUP(1,-RIGHT(D5557,ROW($1:$80))))),\"\",-LOOKUP(1,-RIGHT(D5557,ROW($1:$80))))","v":""},""]
[null,"",0,"","","",{"$f":"IF(OR(ISBLANK($E$100),ISERROR(-LOOKUP(1,-RIGHT(D5559,ROW($1:$80))))),\"\",-LOOKUP(1,-RIGHT(D5559,ROW($1:$80))))","v":""},""]
[null,"",0,"","","",{"$f":"IF(OR(ISBLANK($E$100),ISERROR(-LOOKUP(1,-RIGHT(D5560,ROW($1:$80))))),\"\",-LOOKUP(1,-RIGHT(D5560,ROW($1:$80))))","v":""},""]
[null,"",0,"","","",{"$f":"IF(OR(ISBLANK($E$100),ISERROR(-LOOKUP(1,-RIGHT(D5563,ROW($1:$80))))),\"\",-LOOKUP(1,-RIGHT(D5563,ROW($1:$80))))","v":""},""]
[null,"",0,"","","",{"$f":"IF(OR(ISBLANK($E$100),ISERROR(-LOOKUP(1,-RIGHT(D5565,ROW($1:$80))))),\"\",-LOOKUP(1,-RIGHT(D5565,ROW($1:$80))))","v":""},""]
[null,"",0,"","","",{"$f":"IF(OR(ISBLANK($E$100),ISERROR(-LOOKUP(1,-RIGHT(D5568,ROW($1:$80))))),\"\",-LOOKUP(1,-RIGHT(D5568,ROW($1:$80))))","v":""},""]
[null,"",0,"","","",{"$f":"IF(OR(ISBLANK($E$100),ISERROR(-LOOKUP(1,-RIGHT(D5571,ROW($1:$80))))),\"\",-LOOKUP(1,-RIGHT(D5571,ROW($1:$80))))","v":""},""]
[null,"",0,"","","",{"$f":"IF(OR(ISBLANK($E$100),ISERROR(-LOOKUP(1,-RIGHT(D5573,ROW($1:$80))))),\"\",-LOOKUP(1,-RIGHT(D5573,ROW($1:$80))))","v":""},""]
[null,"",0,"","","",{"$f":"IF(OR(ISBLANK($E$100),ISERROR(-LOOKUP(1,-RIGHT(D5574,ROW($1:$80))))),\"\",-LOOKUP(1,-RIGHT(D5574,ROW($1:$80))))","v":""},""]
[null,"",0,"","","",{"$f":"IF(OR(ISBLANK($E$100),ISERROR(-LOOKUP(1,-RIGHT(D5576,ROW($1:$80))))),\"\",-LOOKUP(1,-RIGHT(D5576,ROW($1:$80))))","v":""},""]
[null,"",0,"","","",{"$f":"IF(OR(ISBLANK($E$100),ISERROR(-LOOKUP(1,-RIGHT(D5579,ROW($1:$80))))),\"\",-LOOKUP(1,-RIGHT(D5579,ROW($1:$80))))","v":""},""]
[null,"",0,"","","",{"$f":"IF(OR(ISBLANK($E$100),ISERROR(-LOOKUP(1,-RIGHT(D5582,ROW($1:$80))))),\"\",-LOOKUP(1,-RIGHT(D5582,ROW($1:$80))))","v":""},""]
[null,"",0,"","","",{"$f":"IF(OR(ISBLANK($E$100),ISERROR(-LOOKUP(1,-RIGHT(D5584,ROW($1:$80))))),\"\",-LOOKUP(1,-RIGHT(D5584,ROW($1:$80))))","v":""},""]
[null,"",0,"","","",{"$f":"IF(OR(ISBLANK($E$100),ISERROR(-LOOKUP(1,-RIGHT(D5587,ROW($1:$80))))),\"\",-LOOKUP(1,-RIGHT(D5587,ROW($1:$80))))","v":""},""]
[null,"",0,"","","",{"$f":"IF(OR(ISBLANK($E$100),ISERROR(-LOOKUP(1,-RIGHT(D5590,ROW($1:$80))))),\"\",-LOOKUP(1,-RIGHT(D5590,ROW($1:$80))))","v":""},""]
[null,"",0,"","","",{"$f":"IF(OR(ISBLANK($E$100),ISERROR(-LOOKUP(1,-RIGHT(D5592,ROW($1:$80))))),\"\",-LOOKUP(1,-RIGHT(D5592,ROW($1:$80))))","v":""},""]
[null,"",0,"","","",{"$f":"IF(OR(ISBLANK($E$100),ISERROR(-LOOKUP(1,-RIGHT(D5593,ROW($1:$80))))),\"\",-LOOKUP(1,-RIGHT(D5593,ROW($1:$80))))","v":""},""]
[null,"",0,"","","",{"$f":"IF(OR(ISBLANK($E$100),ISERROR(-LOOKUP(1,-RIGHT(D5595,ROW($1:$80))))),\"\",-LOOKUP(1,-RIGHT(D5595,ROW($1:$80))))","v":""},""]
[null,"",0,"","","",{"$f":"IF(OR(ISBLANK($E$100),ISERROR(-LOOKUP(1,-RIGHT(D5598,ROW($1:$80))))),\"\",-LOOKUP(1,-RIGHT(D5598,ROW($1:$80))))","v":""},""]
[null,"",0,"","","",{"$f":"IF(OR(ISBLANK($E$100),ISERROR(-LOOKUP(1,-RIGHT(D5601,ROW($1:$80))))),\"\",-LOOKUP(1,-RIGHT(D5601,ROW($1:$80))))","v":""},""]
[null,"",0,"","","",{"$f":"IF(OR(ISBLANK($E$100),ISERROR(-LOOKUP(1,-RIGHT(D5603,ROW($1:$80))))),\"\",-LOOKUP(1,-RIGHT(D5603,ROW($1:$80))))","v":""},""]
[null,"",0,"","","",{"$f":"IF(OR(ISBLANK($E$100),ISERROR(-LOOKUP(1,-RIGHT(D5606,ROW($1:$80))))),\"\",-LOOKUP(1,-RIGHT(D5606,ROW($1:$80))))","v":""},""]
[null,"",0,"","","",{"$f":"IF(OR(ISBLANK($E$100),ISERROR(-LOOKUP(1,-RIGHT(D5607,ROW($1:$80))))),\"\",-LOOKUP(1,-RIGHT(D5607,ROW($1:$80))))","v":""},""]
[null,"",0,"","","",{"$f":"IF(OR(ISBLANK($E$100),ISERROR(-LOOKUP(1,-RIGHT(D5611,ROW($1:$80))))),\"\",-LOOKUP(1,-RIGHT(D5611,ROW($1:$80))))","v":""},""]
[null,"",0,"","","",{"$f":"IF(OR(ISBLANK($E$100),ISERROR(-LOOKUP(1,-RIGHT(D5612,ROW($1:$80))))),\"\",-LOOKUP(1,-RIGHT(D5612,ROW($1:$80))))","v":""},""]
[null,"",0,"","","",{"$f":"IF(OR(ISBLANK($E$100),ISERROR(-LOOKUP(1,-RIGHT(D5615,ROW($1:$80))))),\"\",-LOOKUP(1,-RIGHT(D5615,ROW($1:$80))))","v":""},""]
[null,"",0,"","","",{"$f":"IF(OR(ISBLANK($E$100),ISERROR(-LOOKUP(1,-RIGHT(D5616,ROW($1:$80))))),\"\",-LOOKUP(1,-RIGHT(D5616,ROW($1:$80))))","v":""},""]
[null,"",0,"","","",{"$f":"IF(OR(ISBLANK($E$100),ISERROR(-LOOKUP(1,-RIGHT(D5620,ROW($1:$80))))),\"\",-LOOKUP(1,-RIGHT(D5620,ROW($1:$80))))","v":""},""]
[null,"",0,"","","",{"$f":"IF(OR(ISBLANK($E$100),ISERROR(-LOOKUP(1,-RIGHT(D5621,ROW($1:$80))))),\"\",-LOOKUP(1,-RIGHT(D5621,ROW($1:$80))))","v":""},""]
[null,"",0,"","","",{"$f":"IF(OR(ISBLANK($E$100),ISERROR(-LOOKUP(1,-RIGHT(D5624,ROW($1:$80))))),\"\",-LOOKUP(1,-RIGHT(D5624,ROW($1:$80))))","v":""},""]
[null,"",0,"","","",{"$f":"IF(OR(ISBLANK($E$100),ISERROR(-LOOKUP(1,-RIGHT(D5626,ROW($1:$80))))),\"\",-LOOKUP(1,-RIGHT(D5626,ROW($1:$80))))","v":""},""]
[null,"",0,"","","",{"$f":"IF(OR(ISBLANK($E$100),ISERROR(-LOOKUP(1,-RIGHT(D5629,ROW($1:$80))))),\"\",-LOOKUP(1,-RIGHT(D5629,ROW($1:$80))))","v":""},""]
[null,"",0,"","","",{"$f":"IF(OR(ISBLANK($E$100),ISERROR(-LOOKUP(1,-RIGHT(D5630,ROW($1:$80))))),\"\",-LOOKUP(1,-RIGHT(D5630,ROW($1:$80))))","v":""},""]
[null,"",0,"","","",{"$f":"IF(OR(ISBLANK($E$100),ISERROR(-LOOKUP(1,-RIGHT(D5634,ROW($1:$80))))),\"\",-LOOKUP(1,-RIGHT(D5634,ROW($1:$80))))","v":""},""]
[null,"",0,"","","",{"$f":"IF(OR(ISBLANK($E$100),ISERROR(-LOOKUP(1,-RIGHT(D5635,ROW($1:$80))))),\"\",-LOOKUP(1,-RIGHT(D5635,ROW($1:$80))))","v":""},""]
[null,"",0,"","","",{"$f":"IF(OR(ISBLANK($E$100),ISERROR(-LOOKUP(1,-RIGHT(D5639,ROW($1:$80))))),\"\",-LOOKUP(1,-RIGHT(D5639,ROW($1:$80))))","v":""},""]
[null,"",0,"","","",{"$f":"IF(OR(ISBLANK($E$100),ISERROR(-LOOKUP(1,-RIGHT(D5640,ROW($1:$80))))),\"\",-LOOKUP(1,-RIGHT(D5640,ROW($1:$80))))","v":""},""]
[null,"",0,"","","",{"$f":"IF(OR(ISBLANK($E$100),ISERROR(-LOOKUP(1,-RIGHT(D5644,ROW($1:$80))))),\"\",-LOOKUP(1,-RIGHT(D5644,ROW($1:$80))))","v":""},""]
[null,"",0,"","","",{"$f":"IF(OR(ISBLANK($E$100),ISERROR(-LOOKUP(1,-RIGHT(D5645,ROW($1:$80))))),\"\",-LOOKUP(1,-RIGHT(D5645,ROW($1:$80))))","v":""},""]
[null,"",0,"","","",{"$f":"IF(OR(ISBLANK($E$100),ISERROR(-LOOKUP(1,-RIGHT(D5648,ROW($1:$80))))),\"\",-LOOKUP(1,-RIGHT(D5648,ROW($1:$80))))","v":""},""]
[null,"",0,"","","",{"$f":"IF(OR(ISBLANK($E$100),ISERROR(-LOOKUP(1,-RIGHT(D5649,ROW($1:$80))))),\"\",-LOOKUP(1,-RIGHT(D5649,ROW($1:$80))))","v":""},""]
[null,"",0,"","","",{"$f":"IF(OR(ISBLANK($E$100),ISERROR(-LOOKUP(1,-RIGHT(D5653,ROW($1:$80))))),\"\",-LOOKUP(1,-RIGHT(D5653,ROW($1:$80))))","v":""},""]
[null,"",0,"","","",{"$f":"IF(OR(ISBLANK($E$100),ISERROR(-LOOKUP(1,-RIGHT(D5654,ROW($1:$80))))),\"\",-LOOKUP(1,-RIGHT(D5654,ROW($1:$80))))","v":""},""]
[null,"",0,"","","",{"$f":"IF(OR(ISBLANK($E$100),ISERROR(-LOOKUP(1,-RIGHT(D5657,ROW($1:$80))))),\"\",-LOOKUP(1,-RIGHT(D5657,ROW($1:$80))))","v":""},""]
[null,"",0,"","","",{"$f":"IF(OR(ISBLANK($E$100),ISERROR(-LOOKUP(1,-RIGHT(D5659,ROW($1:$80))))),\"\",-LOOKUP(1,-RIGHT(D5659,ROW($1:$80))))","v":""},""]
[null,"",0,"","","",{"$f":"IF(OR(ISBLANK($E$100),ISERROR(-LOOKUP(1,-RIGHT(D5662,ROW($1:$80))))),\"\",-LOOKUP(1,-RIGHT(D5662,ROW($1:$80))))","v":""},""]
[null,"",0,"","","",{"$f":"IF(OR(ISBLANK($E$100),ISERROR(-LOOKUP(1,-RIGHT(D5665,ROW($1:$80))))),\"\",-LOOKUP(1,-RIGHT(D5665,ROW($1:$80))))","v":""},""]
[null,"",0,"","","",{"$f":"IF(OR(ISBLANK($E$100),ISERROR(-LOOKUP(1,-RIGHT(D5667,ROW($1:$80))))),\"\",-LOOKUP(1,-RIGHT(D5667,ROW($1:$80))))","v":""},""]
[null,"",0,"","","",{"$f":"IF(OR(ISBLANK($E$100),ISERROR(-LOOKUP(1,-RIGHT(D5668,ROW($1:$80))))),\"\",-LOOKUP(1,-RIGHT(D5668,ROW($1:$80))))","v":""},""]
[null,"",0,"","","",{"$f":"IF(OR(ISBLANK($E$100),ISERROR(-LOOKUP(1,-RIGHT(D5670,ROW($1:$80))))),\"\",-LOOKUP(1,-RIGHT(D5670,ROW($1:$80))))","v":""},""]
[null,"",0,"","","",{"$f":"IF(OR(ISBLANK($E$100),ISERROR(-LOOKUP(1,-RIGHT(D5673,ROW($1:$80))))),\"\",-LOOKUP(1,-RIGHT(D5673,ROW($1:$80))))","v":""},""]
[null,"",0,"","","",{"$f":"IF(OR(ISBLANK($E$100),ISERROR(-LOOKUP(1,-RIGHT(D5676,ROW($1:$80))))),\"\",-LOOKUP(1,-RIGHT(D5676,ROW($1:$80))))","v":""},""]
[null,"",0,"","","",{"$f":"IF(OR(ISBLANK($E$100),ISERROR(-LOOKUP(1,-RIGHT(D5678,ROW($1:$80))))),\"\",-LOOKUP(1,-RIGHT(D5678,ROW($1:$80))))","v":""},""]
[null,"",0,"","","",{"$f":"IF(OR(ISBLANK($E$100),ISERROR(-LOOKUP(1,-RIGHT(D5681,ROW($1:$80))))),\"\",-LOOKUP(1,-RIGHT(D5681,ROW($1:$80))))","v":""},""]
[null,"",0,"","","",{"$f":"IF(OR(ISBLANK($E$100),ISERROR(-LOOKUP(1,-RIGHT(D5684,ROW($1:$80))))),\"\",-LOOKUP(1,-RIGHT(D5684,ROW($1:$80))))","v":""},""]
[null,"",0,"","","",{"$f":"IF(OR(ISBLANK($E$100),ISERROR(-LOOKUP(1,-RIGHT(D5686,ROW($1:$80))))),\"\",-LOOKUP(1,-RIGHT(D5686,ROW($1:$80))))","v":""},""]
[null,"",0,"","","",{"$f":"IF(OR(ISBLANK($E$100),ISERROR(-LOOKUP(1,-RIGHT(D5687,ROW($1:$80))))),\"\",-LOOKUP(1,-RIGHT(D5687,ROW($1:$80))))","v":""},""]
[null,"",0,"","","",{"$f":"IF(OR(ISBLANK($E$100),ISERROR(-LOOKUP(1,-RIGHT(D5689,ROW($1:$80))))),\"\",-LOOKUP(1,-RIGHT(D5689,ROW($1:$80))))","v":""},""]
[null,"",0,"","","",{"$f":"IF(OR(ISBLANK($E$100),ISERROR(-LOOKUP(1,-RIGHT(D5692,ROW($1:$80))))),\"\",-LOOKUP(1,-RIGHT(D5692,ROW($1:$80))))","v":""},""]
[null,"",0,"","","",{"$f":"IF(OR(ISBLANK($E$100),ISERROR(-LOOKUP(1,-RIGHT(D5695,ROW($1:$80))))),\"\",-LOOKUP(1,-RIGHT(D5695,ROW($1:$80))))","v":""},""]
[null,"",0,"","","",{"$f":"IF(OR(ISBLANK($E$100),ISERROR(-LOOKUP(1,-RIGHT(D5697,ROW($1:$80))))),\"\",-LOOKUP(1,-RIGHT(D5697,ROW($1:$80))))","v":""},""]
[null,"",0,"","","",{"$f":"IF(OR(ISBLANK($E$100),ISERROR(-LOOKUP(1,-RIGHT(D5700,ROW($1:$80))))),\"\",-LOOKUP(1,-RIGHT(D5700,ROW($1:$80))))","v":""},""]
[null,"",0,"","","",{"$f":"IF(OR(ISBLANK($E$100),ISERROR(-LOOKUP(1,-RIGHT(D5701,ROW($1:$80))))),\"\",-LOOKUP(1,-RIGHT(D5701,ROW($1:$80))))","v":""},""]
[null,"",0,"","","",{"$f":"IF(OR(ISBLANK($E$100),ISERROR(-LOOKUP(1,-RIGHT(D5705,ROW($1:$80))))),\"\",-LOOKUP(1,-RIGHT(D5705,ROW($1:$80))))","v":""},""]
[null,"",0,"","","",{"$f":"IF(OR(ISBLANK($E$100),ISERROR(-LOOKUP(1,-RIGHT(D5706,ROW($1:$80))))),\"\",-LOOKUP(1,-RIGHT(D5706,ROW($1:$80))))","v":""},""]
[null,"",0,"","","",{"$f":"IF(OR(ISBLANK($E$100),ISERROR(-LOOKUP(1,-RIGHT(D5709,ROW($1:$80))))),\"\",-LOOKUP(1,-RIGHT(D5709,ROW($1:$80))))","v":""},""]
[null,"",0,"","","",{"$f":"IF(OR(ISBLANK($E$100),ISERROR(-LOOKUP(1,-RIGHT(D5711,ROW($1:$80))))),\"\",-LOOKUP(1,-RIGHT(D5711,ROW($1:$80))))","v":""},""]
[null,"",0,"","","",{"$f":"IF(OR(ISBLANK($E$100),ISERROR(-LOOKUP(1,-RIGHT(D5714,ROW($1:$80))))),\"\",-LOOKUP(1,-RIGHT(D5714,ROW($1:$80))))","v":""},""]
[null,"",0,"","","",{"$f":"IF(OR(ISBLANK($E$100),ISERROR(-LOOKUP(1,-RIGHT(D5715,ROW($1:$80))))),\"\",-LOOKUP(1,-RIGHT(D5715,ROW($1:$80))))","v":""},""]
[null,"",0,"","","",{"$f":"IF(OR(ISBLANK($E$100),ISERROR(-LOOKUP(1,-RIGHT(D5719,ROW($1:$80))))),\"\",-LOOKUP(1,-RIGHT(D5719,ROW($1:$80))))","v":""},""]
[null,"",0,"","","",{"$f":"IF(OR(ISBLANK($E$100),ISERROR(-LOOKUP(1,-RIGHT(D5720,ROW($1:$80))))),\"\",-LOOKUP(1,-RIGHT(D5720,ROW($1:$80))))","v":""},""]
[null,"",0,"","","",{"$f":"IF(OR(ISBLANK($E$100),ISERROR(-LOOKUP(1,-RIGHT(D5723,ROW($1:$80))))),\"\",-LOOKUP(1,-RIGHT(D5723,ROW($1:$80))))","v":""},"",null,null,null,null,null,null,null,null,null,null,null,null,null,null,""]
[null,{"$f":"IF(AND(AND(ISERROR(FIND(\"共同住宅\",H5724)),OR(ISNUMBER(FIND(\"事務所\",H5724)),ISNUMBER(FIND(\"ホテル\",H5724)),ISNUMBER(FIND(\"病院\",H5724)),ISNUMBER(FIND(\"店舗\",H5724)),ISNUMBER(FIND(\"百貨店\",H5724)),ISNUMBER(FIND(\"学校\",H5724)),ISNUMBER(FIND(\"飲食店\",H5724)),ISNUMBER(FIND(\"集会所\",H5724)),ISNUMBER(FIND(\"工場\",H5724)))),C5724=\"面積データ\",G5724<>\"\"),\"×\",\"\")","v":""},{"$f":"IF(ISERROR(MATCH(\"*(共通条件) 室仕様*\",E420,0)),IF(ISERROR(MATCH(\"*様式*\",E420,0)),C5723,\"\"),\"面積データ\")","v":0},{"$f":"IF(AND((E5724<>\"\"),(ISNUMBER(VALUE(RIGHT(LEFT(E5724,(FIND(\"★\",E5724)-1)),1)))),(ISNUMBER(VALUE(RIGHT(LEFT(E5724,(FIND(\"★\",E5724)+1)),1))))),IF(ISERROR(FIND(\" \",LEFT(E5724,FIND(\"★\",E5724)-1))),IF(F5724=\"\",\"\",LEFT(F5724,FIND(\"★\",F5724)-1)),LEFT(E5724,FIND(\"★\",E5724)-1)),IF(F5724=\"\",\"\",LEFT(F5724,FIND(\"★\",F5724)-1)))","v":""},"","",{"$f":"IF(OR(ISBLANK($E$100),ISERROR(-LOOKUP(1,-RIGHT(D5724,ROW($1:$80))))),\"\",-LOOKUP(1,-RIGHT(D5724,ROW($1:$80))))","v":""},{"$f":"IF(ISERROR(MATCH(\"*■*\",E420,0)),IF(AND(ISERROR(MATCH(\"Ver.*\",E420,0)),ISERROR(MATCH(\"*入力シート*\",E420,0)),C5724=\"面積データ\"),E420&\" ■□\",\"\"),E420)","v":""},null,null,null,null,null,null,null,null,null,null,null,null,null,null,""]
[null,"",0,"","","",{"$f":"IF(OR(ISBLANK($E$100),ISERROR(-LOOKUP(1,-RIGHT(D5728,ROW($1:$80))))),\"\",-LOOKUP(1,-RIGHT(D5728,ROW($1:$80))))","v":""},""]
[null,"",0,"","","",{"$f":"IF(OR(ISBLANK($E$100),ISERROR(-LOOKUP(1,-RIGHT(D5730,ROW($1:$80))))),\"\",-LOOKUP(1,-RIGHT(D5730,ROW($1:$80))))","v":""},""]
[null,"",0,"","","",{"$f":"IF(OR(ISBLANK($E$100),ISERROR(-LOOKUP(1,-RIGHT(D5733,ROW($1:$80))))),\"\",-LOOKUP(1,-RIGHT(D5733,ROW($1:$80))))","v":""},""]
[null,"",0,"","","",{"$f":"IF(OR(ISBLANK($E$100),ISERROR(-LOOKUP(1,-RIGHT(D5734,ROW($1:$80))))),\"\",-LOOKUP(1,-RIGHT(D5734,ROW($1:$80))))","v":""},""]
[null,"",0,"","","",{"$f":"IF(OR(ISBLANK($E$100),ISERROR(-LOOKUP(1,-RIGHT(D5738,ROW($1:$80))))),\"\",-LOOKUP(1,-RIGHT(D5738,ROW($1:$80))))","v":""},""]
[null,"",0,"","","",{"$f":"IF(OR(ISBLANK($E$100),ISERROR(-LOOKUP(1,-RIGHT(D5739,ROW($1:$80))))),\"\",-LOOKUP(1,-RIGHT(D5739,ROW($1:$80))))","v":""},""]
[null,"",0,"","","",{"$f":"IF(OR(ISBLANK($E$100),ISERROR(-LOOKUP(1,-RIGHT(D5742,ROW($1:$80))))),\"\",-LOOKUP(1,-RIGHT(D5742,ROW($1:$80))))","v":""},""]
[null,"",0,"","","",{"$f":"IF(OR(ISBLANK($E$100),ISERROR(-LOOKUP(1,-RIGHT(D5743,ROW($1:$80))))),\"\",-LOOKUP(1,-RIGHT(D5743,ROW($1:$80))))","v":""},""]
[null,"",0,"","","",{"$f":"IF(OR(ISBLANK($E$100),ISERROR(-LOOKUP(1,-RIGHT(D5747,ROW($1:$80))))),\"\",-LOOKUP(1,-RIGHT(D5747,ROW($1:$80))))","v":""},""]
[null,"",0,"","","",{"$f":"IF(OR(ISBLANK($E$100),ISERROR(-LOOKUP(1,-RIGHT(D5748,ROW($1:$80))))),\"\",-LOOKUP(1,-RIGHT(D5748,ROW($1:$80))))","v":""},""]
[null,"",0,"","","",{"$f":"IF(OR(ISBLANK($E$100),ISERROR(-LOOKUP(1,-RIGHT(D5751,ROW($1:$80))))),\"\",-LOOKUP(1,-RIGHT(D5751,ROW($1:$80))))","v":""},""]
[null,"",0,"","","",{"$f":"IF(OR(ISBLANK($E$100),ISERROR(-LOOKUP(1,-RIGHT(D5753,ROW($1:$80))))),\"\",-LOOKUP(1,-RIGHT(D5753,ROW($1:$80))))","v":""},""]
[null,"",0,"","","",{"$f":"IF(OR(ISBLANK($E$100),ISERROR(-LOOKUP(1,-RIGHT(D5756,ROW($1:$80))))),\"\",-LOOKUP(1,-RIGHT(D5756,ROW($1:$80))))","v":""},""]
[null,"",0,"","","",{"$f":"IF(OR(ISBLANK($E$100),ISERROR(-LOOKUP(1,-RIGHT(D5759,ROW($1:$80))))),\"\",-LOOKUP(1,-RIGHT(D5759,ROW($1:$80))))","v":""},""]
[null,"",0,"","","",{"$f":"IF(OR(ISBLANK($E$100),ISERROR(-LOOKUP(1,-RIGHT(D5761,ROW($1:$80))))),\"\",-LOOKUP(1,-RIGHT(D5761,ROW($1:$80))))","v":""},""]
[null,"",0,"","","",{"$f":"IF(OR(ISBLANK($E$100),ISERROR(-LOOKUP(1,-RIGHT(D5762,ROW($1:$80))))),\"\",-LOOKUP(1,-RIGHT(D5762,ROW($1:$80))))","v":""},""]
[null,"",0,"","","",{"$f":"IF(OR(ISBLANK($E$100),ISERROR(-LOOKUP(1,-RIGHT(D5764,ROW($1:$80))))),\"\",-LOOKUP(1,-RIGHT(D5764,ROW($1:$80))))","v":""},""]
[null,"",0,"","","",{"$f":"IF(OR(ISBLANK($E$100),ISERROR(-LOOKUP(1,-RIGHT(D5767,ROW($1:$80))))),\"\",-LOOKUP(1,-RIGHT(D5767,ROW($1:$80))))","v":""},""]
[null,"",0,"","","",{"$f":"IF(OR(ISBLANK($E$100),ISERROR(-LOOKUP(1,-RIGHT(D5770,ROW($1:$80))))),\"\",-LOOKUP(1,-RIGHT(D5770,ROW($1:$80))))","v":""},""]
[null,"",0,"","","",{"$f":"IF(OR(ISBLANK($E$100),ISERROR(-LOOKUP(1,-RIGHT(D5773,ROW($1:$80))))),\"\",-LOOKUP(1,-RIGHT(D5773,ROW($1:$80))))","v":""},""]
[null,"",0,"","","",{"$f":"IF(OR(ISBLANK($E$100),ISERROR(-LOOKUP(1,-RIGHT(D5775,ROW($1:$80))))),\"\",-LOOKUP(1,-RIGHT(D5775,ROW($1:$80))))","v":""},""]
[null,"",0,"","","",{"$f":"IF(OR(ISBLANK($E$100),ISERROR(-LOOKUP(1,-RIGHT(D5776,ROW($1:$80))))),\"\",-LOOKUP(1,-RIGHT(D5776,ROW($1:$80))))","v":""},""]
[null,"",0,"","","",{"$f":"IF(OR(ISBLANK($E$100),ISERROR(-LOOKUP(1,-RIGHT(D5778,ROW($1:$80))))),\"\",-LOOKUP(1,-RIGHT(D5778,ROW($1:$80))))","v":""},""]
[null,"",0,"","","",{"$f":"IF(OR(ISBLANK($E$100),ISERROR(-LOOKUP(1,-RIGHT(D5781,ROW($1:$80))))),\"\",-LOOKUP(1,-RIGHT(D5781,ROW($1:$80))))","v":""},""]
[null,"",0,"","","",{"$f":"IF(OR(ISBLANK($E$100),ISERROR(-LOOKUP(1,-RIGHT(D5783,ROW($1:$80))))),\"\",-LOOKUP(1,-RIGHT(D5783,ROW($1:$80))))","v":""},""]
[null,"",0,"","","",{"$f":"IF(OR(ISBLANK($E$100),ISERROR(-LOOKUP(1,-RIGHT(D5786,ROW($1:$80))))),\"\",-LOOKUP(1,-RIGHT(D5786,ROW($1:$80))))","v":""},""]
[null,"",0,"",{"$f":"IF(OR(ISERROR(FIND(\"□\",H5789)),ISERROR(SUBSTITUTE(LEFT(H5789,(FIND(\"■\",H5789)-2)),\" \",\"★\",LEN(LEFT(H5789,(FIND(\"■\",H5789)-2)))-LEN(SUBSTITUTE(LEFT(H5789,(FIND(\"■\",H5789)-2)),\" \",\"\"))-2))),\"\",SUBSTITUTE(LEFT(H5789,(FIND(\"■\",H5789)-2)),\" \",\"★\",LEN(LEFT(H5789,(FIND(\"■\",H5789)-2)))-LEN(SUBSTITUTE(LEFT(H5789,(FIND(\"■\",H5789)-2)),\" \",\"\"))-2))","v":""},{"$f":"IF(ISERROR(SUBSTITUTE(LEFT(H5789,(FIND(\"■\",H5789)-2)),\" \",\"★\",LEN(LEFT(H5789,(FIND(\"■\",H5789)-2)))-LEN(SUBSTITUTE(LEFT(H5789,(FIND(\"■\",H5789)-2)),\" \",\"\"))-1)),\"\",SUBSTITUTE(LEFT(H5789,(FIND(\"■\",H5789)-2)),\" \",\"★\",LEN(LEFT(H5789,(FIND(\"■\",H5789)-2)))-LEN(SUBSTITUTE(LEFT(H5789,(FIND(\"■\",H5789)-2)),\" \",\"\"))-1))","v":""},{"$f":"IF(OR(ISBLANK($E$100),ISERROR(-LOOKUP(1,-RIGHT(D5789,ROW($1:$80))))),\"\",-LOOKUP(1,-RIGHT(D5789,ROW($1:$80))))","v":""},""]
[null,"",0,"","","",{"$f":"IF(OR(ISBLANK($E$100),ISERROR(-LOOKUP(1,-RIGHT(D5792,ROW($1:$80))))),\"\",-LOOKUP(1,-RIGHT(D5792,ROW($1:$80))))","v":""},""]
[null,"",0,"","","",{"$f":"IF(OR(ISBLANK($E$100),ISERROR(-LOOKUP(1,-RIGHT(D5794,ROW($1:$80))))),\"\",-LOOKUP(1,-RIGHT(D5794,ROW($1:$80))))","v":""},""]
[null,"",0,"","","",{"$f":"IF(OR(ISBLANK($E$100),ISERROR(-LOOKUP(1,-RIGHT(D5795,ROW($1:$80))))),\"\",-LOOKUP(1,-RIGHT(D5795,ROW($1:$80))))","v":""},""]
[null,"",0,"","","",{"$f":"IF(OR(ISBLANK($E$100),ISERROR(-LOOKUP(1,-RIGHT(D5797,ROW($1:$80))))),\"\",-LOOKUP(1,-RIGHT(D5797,ROW($1:$80))))","v":""},""]
[null,"",0,"","","",{"$f":"IF(OR(ISBLANK($E$100),ISERROR(-LOOKUP(1,-RIGHT(D5800,ROW($1:$80))))),\"\",-LOOKUP(1,-RIGHT(D5800,ROW($1:$80))))","v":""},""]
[null,"",0,"","","",{"$f":"IF(OR(ISBLANK($E$100),ISERROR(-LOOKUP(1,-RIGHT(D5803,ROW($1:$80))))),\"\",-LOOKUP(1,-RIGHT(D5803,ROW($1:$80))))","v":""},""]
[null,"",0,"","","",{"$f":"IF(OR(ISBLANK($E$100),ISERROR(-LOOKUP(1,-RIGHT(D5805,ROW($1:$80))))),\"\",-LOOKUP(1,-RIGHT(D5805,ROW($1:$80))))","v":""},""]
[null,"",0,"","","",{"$f":"IF(OR(ISBLANK($E$100),ISERROR(-LOOKUP(1,-RIGHT(D5808,ROW($1:$80))))),\"\",-LOOKUP(1,-RIGHT(D5808,ROW($1:$80))))","v":""},""]
[null,"",0,"","","",{"$f":"IF(OR(ISBLANK($E$100),ISERROR(-LOOKUP(1,-RIGHT(D5809,ROW($1:$80))))),\"\",-LOOKUP(1,-RIGHT(D5809,ROW($1:$80))))","v":""},""]
[null,"",0,"","","",{"$f":"IF(OR(ISBLANK($E$100),ISERROR(-LOOKUP(1,-RIGHT(D5813,ROW($1:$80))))),\"\",-LOOKUP(1,-RIGHT(D5813,ROW($1:$80))))","v":""},""]
[null,"",0,"","","",{"$f":"IF(OR(ISBLANK($E$100),ISERROR(-LOOKUP(1,-RIGHT(D5814,ROW($1:$80))))),\"\",-LOOKUP(1,-RIGHT(D5814,ROW($1:$80))))","v":""},""]
[null,"",0,"","","",{"$f":"IF(OR(ISBLANK($E$100),ISERROR(-LOOKUP(1,-RIGHT(D5817,ROW($1:$80))))),\"\",-LOOKUP(1,-RIGHT(D5817,ROW($1:$80))))","v":""},""]
[null,"",0,"","","",{"$f":"IF(OR(ISBLANK($E$100),ISERROR(-LOOKUP(1,-RIGHT(D5818,ROW($1:$80))))),\"\",-LOOKUP(1,-RIGHT(D5818,ROW($1:$80))))","v":""},""]
[null,"",0,"","","",{"$f":"IF(OR(ISBLANK($E$100),ISERROR(-LOOKUP(1,-RIGHT(D5822,ROW($1:$80))))),\"\",-LOOKUP(1,-RIGHT(D5822,ROW($1:$80))))","v":""},""]
[null,"",0,"","","",{"$f":"IF(OR(ISBLANK($E$100),ISERROR(-LOOKUP(1,-RIGHT(D5823,ROW($1:$80))))),\"\",-LOOKUP(1,-RIGHT(D5823,ROW($1:$80))))","v":""},""]
[null,"",0,"","","",{"$f":"IF(OR(ISBLANK($E$100),ISERROR(-LOOKUP(1,-RIGHT(D5826,ROW($1:$80))))),\"\",-LOOKUP(1,-RIGHT(D5826,ROW($1:$80))))","v":""},""]
[null,"",0,"","","",{"$f":"IF(OR(ISBLANK($E$100),ISERROR(-LOOKUP(1,-RIGHT(D5828,ROW($1:$80))))),\"\",-LOOKUP(1,-RIGHT(D5828,ROW($1:$80))))","v":""},""]
[null,"",0,"","","",{"$f":"IF(OR(ISBLANK($E$100),ISERROR(-LOOKUP(1,-RIGHT(D5832,ROW($1:$80))))),\"\",-LOOKUP(1,-RIGHT(D5832,ROW($1:$80))))","v":""},""]
[null,"",0,"","","",{"$f":"IF(OR(ISBLANK($E$100),ISERROR(-LOOKUP(1,-RIGHT(D5833,ROW($1:$80))))),\"\",-LOOKUP(1,-RIGHT(D5833,ROW($1:$80))))","v":""},""]
[null,"",0,"","","",{"$f":"IF(OR(ISBLANK($E$100),ISERROR(-LOOKUP(1,-RIGHT(D5836,ROW($1:$80))))),\"\",-LOOKUP(1,-RIGHT(D5836,ROW($1:$80))))","v":""},""]
[null,"",0,"","","",{"$f":"IF(OR(ISBLANK($E$100),ISERROR(-LOOKUP(1,-RIGHT(D5837,ROW($1:$80))))),\"\",-LOOKUP(1,-RIGHT(D5837,ROW($1:$80))))","v":""},""]
[null,"",0,"","","",{"$f":"IF(OR(ISBLANK($E$100),ISERROR(-LOOKUP(1,-RIGHT(D5841,ROW($1:$80))))),\"\",-LOOKUP(1,-RIGHT(D5841,ROW($1:$80))))","v":""},""]
[null,"",0,"","","",{"$f":"IF(OR(ISBLANK($E$100),ISERROR(-LOOKUP(1,-RIGHT(D5842,ROW($1:$80))))),\"\",-LOOKUP(1,-RIGHT(D5842,ROW($1:$80))))","v":""},""]
[null,"",0,"","","",{"$f":"IF(OR(ISBLANK($E$100),ISERROR(-LOOKUP(1,-RIGHT(D5845,ROW($1:$80))))),\"\",-LOOKUP(1,-RIGHT(D5845,ROW($1:$80))))","v":""},""]
[null,"",0,"","","",{"$f":"IF(OR(ISBLANK($E$100),ISERROR(-LOOKUP(1,-RIGHT(D5847,ROW($1:$80))))),\"\",-LOOKUP(1,-RIGHT(D5847,ROW($1:$80))))","v":""},""]
[null,"",0,"","","",{"$f":"IF(OR(ISBLANK($E$100),ISERROR(-LOOKUP(1,-RIGHT(D5850,ROW($1:$80))))),\"\",-LOOKUP(1,-RIGHT(D5850,ROW($1:$80))))","v":""},""]
[null,"",0,"","","",{"$f":"IF(OR(ISBLANK($E$100),ISERROR(-LOOKUP(1,-RIGHT(D5851,ROW($1:$80))))),\"\",-LOOKUP(1,-RIGHT(D5851,ROW($1:$80))))","v":""},""]
[null,"",0,"","","",{"$f":"IF(OR(ISBLANK($E$100),ISERROR(-LOOKUP(1,-RIGHT(D5855,ROW($1:$80))))),\"\",-LOOKUP(1,-RIGHT(D5855,ROW($1:$80))))","v":""},""]
[null,"",0,"","","",{"$f":"IF(OR(ISBLANK($E$100),ISERROR(-LOOKUP(1,-RIGHT(D5856,ROW($1:$80))))),\"\",-LOOKUP(1,-RIGHT(D5856,ROW($1:$80))))","v":""},""]
[null,"",0,"","","",{"$f":"IF(OR(ISBLANK($E$100),ISERROR(-LOOKUP(1,-RIGHT(D5859,ROW($1:$80))))),\"\",-LOOKUP(1,-RIGHT(D5859,ROW($1:$80))))","v":""},""]
[null,"",0,"","","",{"$f":"IF(OR(ISBLANK($E$100),ISERROR(-LOOKUP(1,-RIGHT(D5861,ROW($1:$80))))),\"\",-LOOKUP(1,-RIGHT(D5861,ROW($1:$80))))","v":""},""]
[null,"",0,"","","",{"$f":"IF(OR(ISBLANK($E$100),ISERROR(-LOOKUP(1,-RIGHT(D5864,ROW($1:$80))))),\"\",-LOOKUP(1,-RIGHT(D5864,ROW($1:$80))))","v":""},""]
[null,"",0,"","","",{"$f":"IF(OR(ISBLANK($E$100),ISERROR(-LOOKUP(1,-RIGHT(D5867,ROW($1:$80))))),\"\",-LOOKUP(1,-RIGHT(D5867,ROW($1:$80))))","v":""},""]
[null,"",0,"","","",{"$f":"IF(OR(ISBLANK($E$100),ISERROR(-LOOKUP(1,-RIGHT(D5869,ROW($1:$80))))),\"\",-LOOKUP(1,-RIGHT(D5869,ROW($1:$80))))","v":""},""]
[null,"",0,"","","",{"$f":"IF(OR(ISBLANK($E$100),ISERROR(-LOOKUP(1,-RIGHT(D5870,ROW($1:$80))))),\"\",-LOOKUP(1,-RIGHT(D5870,ROW($1:$80))))","v":""},""]
[null,"",0,"","","",{"$f":"IF(OR(ISBLANK($E$100),ISERROR(-LOOKUP(1,-RIGHT(D5872,ROW($1:$80))))),\"\",-LOOKUP(1,-RIGHT(D5872,ROW($1:$80))))","v":""},""]
[null,"",0,"","","",{"$f":"IF(OR(ISBLANK($E$100),ISERROR(-LOOKUP(1,-RIGHT(D5875,ROW($1:$80))))),\"\",-LOOKUP(1,-RIGHT(D5875,ROW($1:$80))))","v":""},""]
[null,"",0,"","","",{"$f":"IF(OR(ISBLANK($E$100),ISERROR(-LOOKUP(1,-RIGHT(D5878,ROW($1:$80))))),\"\",-LOOKUP(1,-RIGHT(D5878,ROW($1:$80))))","v":""},""]
[null,"",0,"","","",{"$f":"IF(OR(ISBLANK($E$100),ISERROR(-LOOKUP(1,-RIGHT(D5880,ROW($1:$80))))),\"\",-LOOKUP(1,-RIGHT(D5880,ROW($1:$80))))","v":""},""]
[null,"",0,"","","",{"$f":"IF(OR(ISBLANK($E$100),ISERROR(-LOOKUP(1,-RIGHT(D5883,ROW($1:$80))))),\"\",-LOOKUP(1,-RIGHT(D5883,ROW($1:$80))))","v":""},""]
[null,"",0,"","","",{"$f":"IF(OR(ISBLANK($E$100),ISERROR(-LOOKUP(1,-RIGHT(D5886,ROW($1:$80))))),\"\",-LOOKUP(1,-RIGHT(D5886,ROW($1:$80))))","v":""},""]
[null,"",0,"","","",{"$f":"IF(OR(ISBLANK($E$100),ISERROR(-LOOKUP(1,-RIGHT(D5888,ROW($1:$80))))),\"\",-LOOKUP(1,-RIGHT(D5888,ROW($1:$80))))","v":""},""]
[null,"",0,"","","",{"$f":"IF(OR(ISBLANK($E$100),ISERROR(-LOOKUP(1,-RIGHT(D5889,ROW($1:$80))))),\"\",-LOOKUP(1,-RIGHT(D5889,ROW($1:$80))))","v":""},""]
[null,"",0,"","","",{"$f":"IF(OR(ISBLANK($E$100),ISERROR(-LOOKUP(1,-RIGHT(D5891,ROW($1:$80))))),\"\",-LOOKUP(1,-RIGHT(D5891,ROW($1:$80))))","v":""},""]
[null,"",0,"","","",{"$f":"IF(OR(ISBLANK($E$100),ISERROR(-LOOKUP(1,-RIGHT(D5894,ROW($1:$80))))),\"\",-LOOKUP(1,-RIGHT(D5894,ROW($1:$80))))","v":""},""]
[null,"",0,"","","",{"$f":"IF(OR(ISBLANK($E$100),ISERROR(-LOOKUP(1,-RIGHT(D5897,ROW($1:$80))))),\"\",-LOOKUP(1,-RIGHT(D5897,ROW($1:$80))))","v":""},""]
[null,"",0,"","","",{"$f":"IF(OR(ISBLANK($E$100),ISERROR(-LOOKUP(1,-RIGHT(D5899,ROW($1:$80))))),\"\",-LOOKUP(1,-RIGHT(D5899,ROW($1:$80))))","v":""},""]
[null,"",0,"","","",{"$f":"IF(OR(ISBLANK($E$100),ISERROR(-LOOKUP(1,-RIGHT(D5902,ROW($1:$80))))),\"\",-LOOKUP(1,-RIGHT(D5902,ROW($1:$80))))","v":""},""]
[null,"",0,{"$f":"IF(AND((E5903<>\"\"),(ISNUMBER(VALUE(RIGHT(LEFT(E5903,(FIND(\"★\",E5903)-1)),1)))),(ISNUMBER(VALUE(RIGHT(LEFT(E5903,(FIND(\"★\",E5903)+1)),1))))),IF(ISERROR(FIND(\" \",LEFT(E5903,FIND(\"★\",E5903)-1))),IF(F5903=\"\",\"\",LEFT(F5903,FIND(\"★\",F5903)-1)),LEFT(E5903,FIND(\"★\",E5903)-1)),IF(F5903=\"\",\"\",LEFT(F5903,FIND(\"★\",F5903)-1)))","v":""},"","",{"$f":"IF(OR(ISBLANK($E$100),ISERROR(-LOOKUP(1,-RIGHT(D5903,ROW($1:$80))))),\"\",-LOOKUP(1,-RIGHT(D5903,ROW($1:$80))))","v":""},""]
[null,"",0,"","","",{"$f":"IF(OR(ISBLANK($E$100),ISERROR(-LOOKUP(1,-RIGHT(D5907,ROW($1:$80))))),\"\",-LOOKUP(1,-RIGHT(D5907,ROW($1:$80))))","v":""},""]
[null,"",0,"","","",{"$f":"IF(OR(ISBLANK($E$100),ISERROR(-LOOKUP(1,-RIGHT(D5908,ROW($1:$80))))),\"\",-LOOKUP(1,-RIGHT(D5908,ROW($1:$80))))","v":""},""]
[null,"",0,"","","",{"$f":"IF(OR(ISBLANK($E$100),ISERROR(-LOOKUP(1,-RIGHT(D5911,ROW($1:$80))))),\"\",-LOOKUP(1,-RIGHT(D5911,ROW($1:$80))))","v":""},""]
[null,"",0,"","","",{"$f":"IF(OR(ISBLANK($E$100),ISERROR(-LOOKUP(1,-RIGHT(D5912,ROW($1:$80))))),\"\",-LOOKUP(1,-RIGHT(D5912,ROW($1:$80))))","v":""},""]
[null,{"$f":"IF(AND(AND(ISERROR(FIND(\"共同住宅\",H5916)),OR(ISNUMBER(FIND(\"事務所\",H5916)),ISNUMBER(FIND(\"ホテル\",H5916)),ISNUMBER(FIND(\"病院\",H5916)),ISNUMBER(FIND(\"店舗\",H5916)),ISNUMBER(FIND(\"百貨店\",H5916)),ISNUMBER(FIND(\"学校\",H5916)),ISNUMBER(FIND(\"飲食店\",H5916)),ISNUMBER(FIND(\"集会所\",H5916)),ISNUMBER(FIND(\"工場\",H5916)))),C5916=\"面積データ\",G5916<>\"\"),\"×\",\"\")","v":""},{"$f":"IF(ISERROR(MATCH(\"*(共通条件) 室仕様*\",E612,0)),IF(ISERROR(MATCH(\"*様式*\",E612,0)),C5915,\"\"),\"面積データ\")","v":0},"","","",{"$f":"IF(OR(ISBLANK($E$100),ISERROR(-LOOKUP(1,-RIGHT(D5916,ROW($1:$80))))),\"\",-LOOKUP(1,-RIGHT(D5916,ROW($1:$80))))","v":""},{"$f":"IF(ISERROR(MATCH(\"*■*\",E612,0)),IF(AND(ISERROR(MATCH(\"Ver.*\",E612,0)),ISERROR(MATCH(\"*入力シート*\",E612,0)),C5916=\"面積データ\"),E612&\" ■□\",\"\"),E612)","v":""}]
[null,"",0,"",{"$f":"IF(OR(ISERROR(FIND(\"□\",H5917)),ISERROR(SUBSTITUTE(LEFT(H5917,(FIND(\"■\",H5917)-2)),\" \",\"★\",LEN(LEFT(H5917,(FIND(\"■\",H5917)-2)))-LEN(SUBSTITUTE(LEFT(H5917,(FIND(\"■\",H5917)-2)),\" \",\"\"))-2))),\"\",SUBSTITUTE(LEFT(H5917,(FIND(\"■\",H5917)-2)),\" \",\"★\",LEN(LEFT(H5917,(FIND(\"■\",H5917)-2)))-LEN(SUBSTITUTE(LEFT(H5917,(FIND(\"■\",H5917)-2)),\" \",\"\"))-2))","v":""},{"$f":"IF(ISERROR(SUBSTITUTE(LEFT(H5917,(FIND(\"■\",H5917)-2)),\" \",\"★\",LEN(LEFT(H5917,(FIND(\"■\",H5917)-2)))-LEN(SUBSTITUTE(LEFT(H5917,(FIND(\"■\",H5917)-2)),\" \",\"\"))-1)),\"\",SUBSTITUTE(LEFT(H5917,(FIND(\"■\",H5917)-2)),\" \",\"★\",LEN(LEFT(H5917,(FIND(\"■\",H5917)-2)))-LEN(SUBSTITUTE(LEFT(H5917,(FIND(\"■\",H5917)-2)),\" \",\"\"))-1))","v":""},{"$f":"IF(OR(ISBLANK($E$100),ISERROR(-LOOKUP(1,-RIGHT(D5917,ROW($1:$80))))),\"\",-LOOKUP(1,-RIGHT(D5917,ROW($1:$80))))","v":""},""]
[null,"",0,"","","",{"$f":"IF(OR(ISBLANK($E$100),ISERROR(-LOOKUP(1,-RIGHT(D5921,ROW($1:$80))))),\"\",-LOOKUP(1,-RIGHT(D5921,ROW($1:$80))))","v":""},""]
[null,"",0,"","","",{"$f":"IF(OR(ISBLANK($E$100),ISERROR(-LOOKUP(1,-RIGHT(D5922,ROW($1:$80))))),\"\",-LOOKUP(1,-RIGHT(D5922,ROW($1:$80))))","v":""},""]
[null,"",0,"","","",{"$f":"IF(OR(ISBLANK($E$100),ISERROR(-LOOKUP(1,-RIGHT(D5926,ROW($1:$80))))),\"\",-LOOKUP(1,-RIGHT(D5926,ROW($1:$80))))","v":""},""]
[null,"",0,"","","",{"$f":"IF(OR(ISBLANK($E$100),ISERROR(-LOOKUP(1,-RIGHT(D5927,ROW($1:$80))))),\"\",-LOOKUP(1,-RIGHT(D5927,ROW($1:$80))))","v":""},""]
[null,"",0,"","","",{"$f":"IF(OR(ISBLANK($E$100),ISERROR(-LOOKUP(1,-RIGHT(D5930,ROW($1:$80))))),\"\",-LOOKUP(1,-RIGHT(D5930,ROW($1:$80))))","v":""},""]
[null,"",0,"","","",{"$f":"IF(OR(ISBLANK($E$100),ISERROR(-LOOKUP(1,-RIGHT(D5932,ROW($1:$80))))),\"\",-LOOKUP(1,-RIGHT(D5932,ROW($1:$80))))","v":""},""]
[null,"",0,"","","",{"$f":"IF(OR(ISBLANK($E$100),ISERROR(-LOOKUP(1,-RIGHT(D5935,ROW($1:$80))))),\"\",-LOOKUP(1,-RIGHT(D5935,ROW($1:$80))))","v":""},""]
[null,"",0,"","","",{"$f":"IF(OR(ISBLANK($E$100),ISERROR(-LOOKUP(1,-RIGHT(D5936,ROW($1:$80))))),\"\",-LOOKUP(1,-RIGHT(D5936,ROW($1:$80))))","v":""},""]
[null,"",0,"","","",{"$f":"IF(OR(ISBLANK($E$100),ISERROR(-LOOKUP(1,-RIGHT(D5940,ROW($1:$80))))),\"\",-LOOKUP(1,-RIGHT(D5940,ROW($1:$80))))","v":""},""]
[null,"",0,"","","",{"$f":"IF(OR(ISBLANK($E$100),ISERROR(-LOOKUP(1,-RIGHT(D5941,ROW($1:$80))))),\"\",-LOOKUP(1,-RIGHT(D5941,ROW($1:$80))))","v":""},""]
[null,"",0,"","","",{"$f":"IF(OR(ISBLANK($E$100),ISERROR(-LOOKUP(1,-RIGHT(D5944,ROW($1:$80))))),\"\",-LOOKUP(1,-RIGHT(D5944,ROW($1:$80))))","v":""},""]
[null,"",0,"","","",{"$f":"IF(OR(ISBLANK($E$100),ISERROR(-LOOKUP(1,-RIGHT(D5945,ROW($1:$80))))),\"\",-LOOKUP(1,-RIGHT(D5945,ROW($1:$80))))","v":""},""]
[null,"",0,"","","",{"$f":"IF(OR(ISBLANK($E$100),ISERROR(-LOOKUP(1,-RIGHT(D5949,ROW($1:$80))))),\"\",-LOOKUP(1,-RIGHT(D5949,ROW($1:$80))))","v":""},""]
[null,"",0,"","","",{"$f":"IF(OR(ISBLANK($E$100),ISERROR(-LOOKUP(1,-RIGHT(D5950,ROW($1:$80))))),\"\",-LOOKUP(1,-RIGHT(D5950,ROW($1:$80))))","v":""},""]
[null,"",0,"","","",{"$f":"IF(OR(ISBLANK($E$100),ISERROR(-LOOKUP(1,-RIGHT(D5953,ROW($1:$80))))),\"\",-LOOKUP(1,-RIGHT(D5953,ROW($1:$80))))","v":""},""]
[null,"",0,"","","",{"$f":"IF(OR(ISBLANK($E$100),ISERROR(-LOOKUP(1,-RIGHT(D5955,ROW($1:$80))))),\"\",-LOOKUP(1,-RIGHT(D5955,ROW($1:$80))))","v":""},""]
[null,"",0,"","","",{"$f":"IF(OR(ISBLANK($E$100),ISERROR(-LOOKUP(1,-RIGHT(D5958,ROW($1:$80))))),\"\",-LOOKUP(1,-RIGHT(D5958,ROW($1:$80))))","v":""},""]
[null,"",0,"","","",{"$f":"IF(OR(ISBLANK($E$100),ISERROR(-LOOKUP(1,-RIGHT(D5961,ROW($1:$80))))),\"\",-LOOKUP(1,-RIGHT(D5961,ROW($1:$80))))","v":""},""]
[null,"",0,"","","",{"$f":"IF(OR(ISBLANK($E$100),ISERROR(-LOOKUP(1,-RIGHT(D5963,ROW($1:$80))))),\"\",-LOOKUP(1,-RIGHT(D5963,ROW($1:$80))))","v":""},""]
[null,"",0,"","","",{"$f":"IF(OR(ISBLANK($E$100),ISERROR(-LOOKUP(1,-RIGHT(D5964,ROW($1:$80))))),\"\",-LOOKUP(1,-RIGHT(D5964,ROW($1:$80))))","v":""},""]
[null,"",0,"","","",{"$f":"IF(OR(ISBLANK($E$100),ISERROR(-LOOKUP(1,-RIGHT(D5966,ROW($1:$80))))),\"\",-LOOKUP(1,-RIGHT(D5966,ROW($1:$80))))","v":""},""]
[null,"",0,"","","",{"$f":"IF(OR(ISBLANK($E$100),ISERROR(-LOOKUP(1,-RIGHT(D5969,ROW($1:$80))))),\"\",-LOOKUP(1,-RIGHT(D5969,ROW($1:$80))))","v":""},""]
[null,"",0,"","","",{"$f":"IF(OR(ISBLANK($E$100),ISERROR(-LOOKUP(1,-RIGHT(D5972,ROW($1:$80))))),\"\",-LOOKUP(1,-RIGHT(D5972,ROW($1:$80))))","v":""},""]
[null,"",0,"","","",{"$f":"IF(OR(ISBLANK($E$100),ISERROR(-LOOKUP(1,-RIGHT(D5974,ROW($1:$80))))),\"\",-LOOKUP(1,-RIGHT(D5974,ROW($1:$80))))","v":""},""]
[null,"",0,"","","",{"$f":"IF(OR(ISBLANK($E$100),ISERROR(-LOOKUP(1,-RIGHT(D5977,ROW($1:$80))))),\"\",-LOOKUP(1,-RIGHT(D5977,ROW($1:$80))))","v":""},""]
[null,{"$f":"IF(AND(AND(ISERROR(FIND(\"共同住宅\",H5980)),OR(ISNUMBER(FIND(\"事務所\",H5980)),ISNUMBER(FIND(\"ホテル\",H5980)),ISNUMBER(FIND(\"病院\",H5980)),ISNUMBER(FIND(\"店舗\",H5980)),ISNUMBER(FIND(\"百貨店\",H5980)),ISNUMBER(FIND(\"学校\",H5980)),ISNUMBER(FIND(\"飲食店\",H5980)),ISNUMBER(FIND(\"集会所\",H5980)),ISNUMBER(FIND(\"工場\",H5980)))),C5980=\"面積データ\",G5980<>\"\"),\"×\",\"\")","v":""},{"$f":"IF(ISERROR(MATCH(\"*(共通条件) 室仕様*\",E676,0)),IF(ISERROR(MATCH(\"*様式*\",E676,0)),C5979,\"\"),\"面積データ\")","v":0},"","","",{"$f":"IF(OR(ISBLANK($E$100),ISERROR(-LOOKUP(1,-RIGHT(D5980,ROW($1:$80))))),\"\",-LOOKUP(1,-RIGHT(D5980,ROW($1:$80))))","v":""},{"$f":"IF(ISERROR(MATCH(\"*■*\",E676,0)),IF(AND(ISERROR(MATCH(\"Ver.*\",E676,0)),ISERROR(MATCH(\"*入力シート*\",E676,0)),C5980=\"面積データ\"),E676&\" ■□\",\"\"),E676)","v":""}]
[null,"",0,"","","",{"$f":"IF(OR(ISBLANK($E$100),ISERROR(-LOOKUP(1,-RIGHT(D5982,ROW($1:$80))))),\"\",-LOOKUP(1,-RIGHT(D5982,ROW($1:$80))))","v":""},""]
[null,"",0,"","","",{"$f":"IF(OR(ISBLANK($E$100),ISERROR(-LOOKUP(1,-RIGHT(D5983,ROW($1:$80))))),\"\",-LOOKUP(1,-RIGHT(D5983,ROW($1:$80))))","v":""},""]
[null,"",0,"","","",{"$f":"IF(OR(ISBLANK($E$100),ISERROR(-LOOKUP(1,-RIGHT(D5985,ROW($1:$80))))),\"\",-LOOKUP(1,-RIGHT(D5985,ROW($1:$80))))","v":""},""]
[null,"",0,"","","",{"$f":"IF(OR(ISBLANK($E$100),ISERROR(-LOOKUP(1,-RIGHT(D5988,ROW($1:$80))))),\"\",-LOOKUP(1,-RIGHT(D5988,ROW($1:$80))))","v":""},""]
[null,"",0,"","","",{"$f":"IF(OR(ISBLANK($E$100),ISERROR(-LOOKUP(1,-RIGHT(D5991,ROW($1:$80))))),\"\",-LOOKUP(1,-RIGHT(D5991,ROW($1:$80))))","v":""},""]
[null,"",0,"","","",{"$f":"IF(OR(ISBLANK($E$100),ISERROR(-LOOKUP(1,-RIGHT(D5993,ROW($1:$80))))),\"\",-LOOKUP(1,-RIGHT(D5993,ROW($1:$80))))","v":""},""]
[null,"",0,"","","",{"$f":"IF(OR(ISBLANK($E$100),ISERROR(-LOOKUP(1,-RIGHT(D5996,ROW($1:$80))))),\"\",-LOOKUP(1,-RIGHT(D5996,ROW($1:$80))))","v":""},""]
[null,"",0,"","","",{"$f":"IF(OR(ISBLANK($E$100),ISERROR(-LOOKUP(1,-RIGHT(D5997,ROW($1:$80))))),\"\",-LOOKUP(1,-RIGHT(D5997,ROW($1:$80))))","v":""},""]
[null,"",0,"","","",{"$f":"IF(OR(ISBLANK($E$100),ISERROR(-LOOKUP(1,-RIGHT(D5999,ROW($1:$80))))),\"\",-LOOKUP(1,-RIGHT(D5999,ROW($1:$80))))","v":""},""]
[null,"",0,"","","",{"$f":"IF(OR(ISBLANK($E$100),ISERROR(-LOOKUP(1,-RIGHT(D6002,ROW($1:$80))))),\"\",-LOOKUP(1,-RIGHT(D6002,ROW($1:$80))))","v":""},""]
[null,"",0,"","","",{"$f":"IF(OR(ISBLANK($E$100),ISERROR(-LOOKUP(1,-RIGHT(D6005,ROW($1:$80))))),\"\",-LOOKUP(1,-RIGHT(D6005,ROW($1:$80))))","v":""},""]
[null,"",0,"","","",{"$f":"IF(OR(ISBLANK($E$100),ISERROR(-LOOKUP(1,-RIGHT(D6007,ROW($1:$80))))),\"\",-LOOKUP(1,-RIGHT(D6007,ROW($1:$80))))","v":""},""]
[null,"",0,"","","",{"$f":"IF(OR(ISBLANK($E$100),ISERROR(-LOOKUP(1,-RIGHT(D6010,ROW($1:$80))))),\"\",-LOOKUP(1,-RIGHT(D6010,ROW($1:$80))))","v":""},""]
[null,"",0,"","","",{"$f":"IF(OR(ISBLANK($E$100),ISERROR(-LOOKUP(1,-RIGHT(D6011,ROW($1:$80))))),\"\",-LOOKUP(1,-RIGHT(D6011,ROW($1:$80))))","v":""},""]
[null,"",0,"","","",{"$f":"IF(OR(ISBLANK($E$100),ISERROR(-LOOKUP(1,-RIGHT(D6015,ROW($1:$80))))),\"\",-LOOKUP(1,-RIGHT(D6015,ROW($1:$80))))","v":""},""]
[null,"",0,"","","",{"$f":"IF(OR(ISBLANK($E$100),ISERROR(-LOOKUP(1,-RIGHT(D6016,ROW($1:$80))))),\"\",-LOOKUP(1,-RIGHT(D6016,ROW($1:$80))))","v":""},""]
[null,"",0,"","","",{"$f":"IF(OR(ISBLANK($E$100),ISERROR(-LOOKUP(1,-RIGHT(D6019,ROW($1:$80))))),\"\",-LOOKUP(1,-RIGHT(D6019,ROW($1:$80))))","v":""},""]
[null,"",0,"","","",{"$f":"IF(OR(ISBLANK($E$100),ISERROR(-LOOKUP(1,-RIGHT(D6020,ROW($1:$80))))),\"\",-LOOKUP(1,-RIGHT(D6020,ROW($1:$80))))","v":""},""]
[null,"",0,"","","",{"$f":"IF(OR(ISBLANK($E$100),ISERROR(-LOOKUP(1,-RIGHT(D6024,ROW($1:$80))))),\"\",-LOOKUP(1,-RIGHT(D6024,ROW($1:$80))))","v":""},""]
[null,"",0,"","","",{"$f":"IF(OR(ISBLANK($E$100),ISERROR(-LOOKUP(1,-RIGHT(D6026,ROW($1:$80))))),\"\",-LOOKUP(1,-RIGHT(D6026,ROW($1:$80))))","v":""},""]
[null,"",0,"","","",{"$f":"IF(OR(ISBLANK($E$100),ISERROR(-LOOKUP(1,-RIGHT(D6029,ROW($1:$80))))),\"\",-LOOKUP(1,-RIGHT(D6029,ROW($1:$80))))","v":""},""]
[null,"",0,"","","",{"$f":"IF(OR(ISBLANK($E$100),ISERROR(-LOOKUP(1,-RIGHT(D6030,ROW($1:$80))))),\"\",-LOOKUP(1,-RIGHT(D6030,ROW($1:$80))))","v":""},""]
[null,"",0,"","","",{"$f":"IF(OR(ISBLANK($E$100),ISERROR(-LOOKUP(1,-RIGHT(D6034,ROW($1:$80))))),\"\",-LOOKUP(1,-RIGHT(D6034,ROW($1:$80))))","v":""},""]
[null,"",0,"","","",{"$f":"IF(OR(ISBLANK($E$100),ISERROR(-LOOKUP(1,-RIGHT(D6035,ROW($1:$80))))),\"\",-LOOKUP(1,-RIGHT(D6035,ROW($1:$80))))","v":""},""]
[null,"",0,"","","",{"$f":"IF(OR(ISBLANK($E$100),ISERROR(-LOOKUP(1,-RIGHT(D6038,ROW($1:$80))))),\"\",-LOOKUP(1,-RIGHT(D6038,ROW($1:$80))))","v":""},""]
[null,"",0,"","","",{"$f":"IF(OR(ISBLANK($E$100),ISERROR(-LOOKUP(1,-RIGHT(D6039,ROW($1:$80))))),\"\",-LOOKUP(1,-RIGHT(D6039,ROW($1:$80))))","v":""},""]
[null,"",0,"","","",{"$f":"IF(OR(ISBLANK($E$100),ISERROR(-LOOKUP(1,-RIGHT(D6043,ROW($1:$80))))),\"\",-LOOKUP(1,-RIGHT(D6043,ROW($1:$80))))","v":""},""]
[null,{"$f":"IF(AND(AND(ISERROR(FIND(\"共同住宅\",H6044)),OR(ISNUMBER(FIND(\"事務所\",H6044)),ISNUMBER(FIND(\"ホテル\",H6044)),ISNUMBER(FIND(\"病院\",H6044)),ISNUMBER(FIND(\"店舗\",H6044)),ISNUMBER(FIND(\"百貨店\",H6044)),ISNUMBER(FIND(\"学校\",H6044)),ISNUMBER(FIND(\"飲食店\",H6044)),ISNUMBER(FIND(\"集会所\",H6044)),ISNUMBER(FIND(\"工場\",H6044)))),C6044=\"面積データ\",G6044<>\"\"),\"×\",\"\")","v":""},{"$f":"IF(ISERROR(MATCH(\"*(共通条件) 室仕様*\",E740,0)),IF(ISERROR(MATCH(\"*様式*\",E740,0)),C6043,\"\"),\"面積データ\")","v":0},"","","",{"$f":"IF(OR(ISBLANK($E$100),ISERROR(-LOOKUP(1,-RIGHT(D6044,ROW($1:$80))))),\"\",-LOOKUP(1,-RIGHT(D6044,ROW($1:$80))))","v":""},{"$f":"IF(ISERROR(MATCH(\"*■*\",E740,0)),IF(AND(ISERROR(MATCH(\"Ver.*\",E740,0)),ISERROR(MATCH(\"*入力シート*\",E740,0)),C6044=\"面積データ\"),E740&\" ■□\",\"\"),E740)","v":""}]
[null,"",0,"","","",{"$f":"IF(OR(ISBLANK($E$100),ISERROR(-LOOKUP(1,-RIGHT(D6047,ROW($1:$80))))),\"\",-LOOKUP(1,-RIGHT(D6047,ROW($1:$80))))","v":""},""]
[null,"",0,"","","",{"$f":"IF(OR(ISBLANK($E$100),ISERROR(-LOOKUP(1,-RIGHT(D6049,ROW($1:$80))))),\"\",-LOOKUP(1,-RIGHT(D6049,ROW($1:$80))))","v":""},""]
[null,"",0,"","","",{"$f":"IF(OR(ISBLANK($E$100),ISERROR(-LOOKUP(1,-RIGHT(D6052,ROW($1:$80))))),\"\",-LOOKUP(1,-RIGHT(D6052,ROW($1:$80))))","v":""},""]
[null,"",0,"","","",{"$f":"IF(OR(ISBLANK($E$100),ISERROR(-LOOKUP(1,-RIGHT(D6055,ROW($1:$80))))),\"\",-LOOKUP(1,-RIGHT(D6055,ROW($1:$80))))","v":""},""]
[null,"",0,"","","",{"$f":"IF(OR(ISBLANK($E$100),ISERROR(-LOOKUP(1,-RIGHT(D6057,ROW($1:$80))))),\"\",-LOOKUP(1,-RIGHT(D6057,ROW($1:$80))))","v":""},""]
[null,"",0,"","","",{"$f":"IF(OR(ISBLANK($E$100),ISERROR(-LOOKUP(1,-RIGHT(D6058,ROW($1:$80))))),\"\",-LOOKUP(1,-RIGHT(D6058,ROW($1:$80))))","v":""},""]
[null,"",0,"","","",{"$f":"IF(OR(ISBLANK($E$100),ISERROR(-LOOKUP(1,-RIGHT(D6061,ROW($1:$80))))),\"\",-LOOKUP(1,-RIGHT(D6061,ROW($1:$80))))","v":""},""]
[null,"",0,"","","",{"$f":"IF(OR(ISBLANK($E$100),ISERROR(-LOOKUP(1,-RIGHT(D6063,ROW($1:$80))))),\"\",-LOOKUP(1,-RIGHT(D6063,ROW($1:$80))))","v":""},""]
[null,"",0,"","","",{"$f":"IF(OR(ISBLANK($E$100),ISERROR(-LOOKUP(1,-RIGHT(D6066,ROW($1:$80))))),\"\",-LOOKUP(1,-RIGHT(D6066,ROW($1:$80))))","v":""},""]
[null,"",0,"","","",{"$f":"IF(OR(ISBLANK($E$100),ISERROR(-LOOKUP(1,-RIGHT(D6069,ROW($1:$80))))),\"\",-LOOKUP(1,-RIGHT(D6069,ROW($1:$80))))","v":""},""]
[null,"",0,"","","",{"$f":"IF(OR(ISBLANK($E$100),ISERROR(-LOOKUP(1,-RIGHT(D6071,ROW($1:$80))))),\"\",-LOOKUP(1,-RIGHT(D6071,ROW($1:$80))))","v":""},""]
[null,"",0,"","","",{"$f":"IF(OR(ISBLANK($E$100),ISERROR(-LOOKUP(1,-RIGHT(D6074,ROW($1:$80))))),\"\",-LOOKUP(1,-RIGHT(D6074,ROW($1:$80))))","v":""},""]
[null,"",0,"","","",{"$f":"IF(OR(ISBLANK($E$100),ISERROR(-LOOKUP(1,-RIGHT(D6076,ROW($1:$80))))),\"\",-LOOKUP(1,-RIGHT(D6076,ROW($1:$80))))","v":""},""]
[null,"",0,"","","",{"$f":"IF(OR(ISBLANK($E$100),ISERROR(-LOOKUP(1,-RIGHT(D6077,ROW($1:$80))))),\"\",-LOOKUP(1,-RIGHT(D6077,ROW($1:$80))))","v":""},""]
[null,"",0,"","","",{"$f":"IF(OR(ISBLANK($E$100),ISERROR(-LOOKUP(1,-RIGHT(D6080,ROW($1:$80))))),\"\",-LOOKUP(1,-RIGHT(D6080,ROW($1:$80))))","v":""},""]
[null,"",0,"","","",{"$f":"IF(OR(ISBLANK($E$100),ISERROR(-LOOKUP(1,-RIGHT(D6082,ROW($1:$80))))),\"\",-LOOKUP(1,-RIGHT(D6082,ROW($1:$80))))","v":""},""]
[null,"",0,"","","",{"$f":"IF(OR(ISBLANK($E$100),ISERROR(-LOOKUP(1,-RIGHT(D6085,ROW($1:$80))))),\"\",-LOOKUP(1,-RIGHT(D6085,ROW($1:$80))))","v":""},""]
[null,"",0,"","","",{"$f":"IF(OR(ISBLANK($E$100),ISERROR(-LOOKUP(1,-RIGHT(D6088,ROW($1:$80))))),\"\",-LOOKUP(1,-RIGHT(D6088,ROW($1:$80))))","v":""},""]
[null,"",0,"","","",{"$f":"IF(OR(ISBLANK($E$100),ISERROR(-LOOKUP(1,-RIGHT(D6090,ROW($1:$80))))),\"\",-LOOKUP(1,-RIGHT(D6090,ROW($1:$80))))","v":""},""]
[null,"",0,"","","",{"$f":"IF(OR(ISBLANK($E$100),ISERROR(-LOOKUP(1,-RIGHT(D6091,ROW($1:$80))))),\"\",-LOOKUP(1,-RIGHT(D6091,ROW($1:$80))))","v":""},""]
[null,"",0,"","","",{"$f":"IF(OR(ISBLANK($E$100),ISERROR(-LOOKUP(1,-RIGHT(D6093,ROW($1:$80))))),\"\",-LOOKUP(1,-RIGHT(D6093,ROW($1:$80))))","v":""},""]
[null,"",0,{"$f":"IF(AND((E6096<>\"\"),(ISNUMBER(VALUE(RIGHT(LEFT(E6096,(FIND(\"★\",E6096)-1)),1)))),(ISNUMBER(VALUE(RIGHT(LEFT(E6096,(FIND(\"★\",E6096)+1)),1))))),IF(ISERROR(FIND(\" \",LEFT(E6096,FIND(\"★\",E6096)-1))),IF(F6096=\"\",\"\",LEFT(F6096,FIND(\"★\",F6096)-1)),LEFT(E6096,FIND(\"★\",E6096)-1)),IF(F6096=\"\",\"\",LEFT(F6096,FIND(\"★\",F6096)-1)))","v":""},"","",{"$f":"IF(OR(ISBLANK($E$100),ISERROR(-LOOKUP(1,-RIGHT(D6096,ROW($1:$80))))),\"\",-LOOKUP(1,-RIGHT(D6096,ROW($1:$80))))","v":""},""]
[null,"",0,"","","",{"$f":"IF(OR(ISBLANK($E$100),ISERROR(-LOOKUP(1,-RIGHT(D6099,ROW($1:$80))))),\"\",-LOOKUP(1,-RIGHT(D6099,ROW($1:$80))))","v":""},""]
[null,"",0,"","","",{"$f":"IF(OR(ISBLANK($E$100),ISERROR(-LOOKUP(1,-RIGHT(D6101,ROW($1:$80))))),\"\",-LOOKUP(1,-RIGHT(D6101,ROW($1:$80))))","v":""},""]
[null,"",0,"","","",{"$f":"IF(OR(ISBLANK($E$100),ISERROR(-LOOKUP(1,-RIGHT(D6104,ROW($1:$80))))),\"\",-LOOKUP(1,-RIGHT(D6104,ROW($1:$80))))","v":""},""]
[null,"",0,"","","",{"$f":"IF(OR(ISBLANK($E$100),ISERROR(-LOOKUP(1,-RIGHT(D6105,ROW($1:$80))))),\"\",-LOOKUP(1,-RIGHT(D6105,ROW($1:$80))))","v":""},""]
[null,"",0,"",{"$f":"IF(OR(ISERROR(FIND(\"□\",H6109)),ISERROR(SUBSTITUTE(LEFT(H6109,(FIND(\"■\",H6109)-2)),\" \",\"★\",LEN(LEFT(H6109,(FIND(\"■\",H6109)-2)))-LEN(SUBSTITUTE(LEFT(H6109,(FIND(\"■\",H6109)-2)),\" \",\"\"))-2))),\"\",SUBSTITUTE(LEFT(H6109,(FIND(\"■\",H6109)-2)),\" \",\"★\",LEN(LEFT(H6109,(FIND(\"■\",H6109)-2)))-LEN(SUBSTITUTE(LEFT(H6109,(FIND(\"■\",H6109)-2)),\" \",\"\"))-2))","v":""},{"$f":"IF(ISERROR(SUBSTITUTE(LEFT(H6109,(FIND(\"■\",H6109)-2)),\" \",\"★\",LEN(LEFT(H6109,(FIND(\"■\",H6109)-2)))-LEN(SUBSTITUTE(LEFT(H6109,(FIND(\"■\",H6109)-2)),\" \",\"\"))-1)),\"\",SUBSTITUTE(LEFT(H6109,(FIND(\"■\",H6109)-2)),\" \",\"★\",LEN(LEFT(H6109,(FIND(\"■\",H6109)-2)))-LEN(SUBSTITUTE(LEFT(H6109,(FIND(\"■\",H6109)-2)),\" \",\"\"))-1))","v":""},{"$f":"IF(OR(ISBLANK($E$100),ISERROR(-LOOKUP(1,-RIGHT(D6109,ROW($1:$80))))),\"\",-LOOKUP(1,-RIGHT(D6109,ROW($1:$80))))","v":""},""]
[null,"",0,"","","",{"$f":"IF(OR(ISBLANK($E$100),ISERROR(-LOOKUP(1,-RIGHT(D6110,ROW($1:$80))))),\"\",-LOOKUP(1,-RIGHT(D6110,ROW($1:$80))))","v":""},""]
[null,"",0,"","","",{"$f":"IF(OR(ISBLANK($E$100),ISERROR(-LOOKUP(1,-RIGHT(D6113,ROW($1:$80))))),\"\",-LOOKUP(1,-RIGHT(D6113,ROW($1:$80))))","v":""},""]
[null,"",0,"","","",{"$f":"IF(OR(ISBLANK($E$100),ISERROR(-LOOKUP(1,-RIGHT(D6114,ROW($1:$80))))),\"\",-LOOKUP(1,-RIGHT(D6114,ROW($1:$80))))","v":""},""]
[null,"",0,"","","",{"$f":"IF(OR(ISBLANK($E$100),ISERROR(-LOOKUP(1,-RIGHT(D6118,ROW($1:$80))))),\"\",-LOOKUP(1,-RIGHT(D6118,ROW($1:$80))))","v":""},""]
[null,"",0,"","","",{"$f":"IF(OR(ISBLANK($E$100),ISERROR(-LOOKUP(1,-RIGHT(D6120,ROW($1:$80))))),\"\",-LOOKUP(1,-RIGHT(D6120,ROW($1:$80))))","v":""},""]
[null,"",0,"","","",{"$f":"IF(OR(ISBLANK($E$100),ISERROR(-LOOKUP(1,-RIGHT(D6123,ROW($1:$80))))),\"\",-LOOKUP(1,-RIGHT(D6123,ROW($1:$80))))","v":""},""]
[null,"",0,"","","",{"$f":"IF(OR(ISBLANK($E$100),ISERROR(-LOOKUP(1,-RIGHT(D6124,ROW($1:$80))))),\"\",-LOOKUP(1,-RIGHT(D6124,ROW($1:$80))))","v":""},""]
[null,"",0,"","","",{"$f":"IF(OR(ISBLANK($E$100),ISERROR(-LOOKUP(1,-RIGHT(D6128,ROW($1:$80))))),\"\",-LOOKUP(1,-RIGHT(D6128,ROW($1:$80))))","v":""},""]
[null,"",0,"","","",{"$f":"IF(OR(ISBLANK($E$100),ISERROR(-LOOKUP(1,-RIGHT(D6129,ROW($1:$80))))),\"\",-LOOKUP(1,-RIGHT(D6129,ROW($1:$80))))","v":""},""]
[null,"",0,"","","",{"$f":"IF(OR(ISBLANK($E$100),ISERROR(-LOOKUP(1,-RIGHT(D6132,ROW($1:$80))))),\"\",-LOOKUP(1,-RIGHT(D6132,ROW($1:$80))))","v":""},""]
[null,"",0,"","","",{"$f":"IF(OR(ISBLANK($E$100),ISERROR(-LOOKUP(1,-RIGHT(D6133,ROW($1:$80))))),\"\",-LOOKUP(1,-RIGHT(D6133,ROW($1:$80))))","v":""},""]
[null,"",0,"","","",{"$f":"IF(OR(ISBLANK($E$100),ISERROR(-LOOKUP(1,-RIGHT(D6137,ROW($1:$80))))),\"\",-LOOKUP(1,-RIGHT(D6137,ROW($1:$80))))","v":""},""]
[null,"",0,"","","",{"$f":"IF(OR(ISBLANK($E$100),ISERROR(-LOOKUP(1,-RIGHT(D6138,ROW($1:$80))))),\"\",-LOOKUP(1,-RIGHT(D6138,ROW($1:$80))))","v":""},""]
[null,"",0,"","","",{"$f":"IF(OR(ISBLANK($E$100),ISERROR(-LOOKUP(1,-RIGHT(D6142,ROW($1:$80))))),\"\",-LOOKUP(1,-RIGHT(D6142,ROW($1:$80))))","v":""},""]
[null,"",0,"","","",{"$f":"IF(OR(ISBLANK($E$100),ISERROR(-LOOKUP(1,-RIGHT(D6143,ROW($1:$80))))),\"\",-LOOKUP(1,-RIGHT(D6143,ROW($1:$80))))","v":""},""]
[null,"",0,"","","",{"$f":"IF(OR(ISBLANK($E$100),ISERROR(-LOOKUP(1,-RIGHT(D6146,ROW($1:$80))))),\"\",-LOOKUP(1,-RIGHT(D6146,ROW($1:$80))))","v":""},""]
[null,"",0,"","","",{"$f":"IF(OR(ISBLANK($E$100),ISERROR(-LOOKUP(1,-RIGHT(D6147,ROW($1:$80))))),\"\",-LOOKUP(1,-RIGHT(D6147,ROW($1:$80))))","v":""},""]
[null,"",0,"","","",{"$f":"IF(OR(ISBLANK($E$100),ISERROR(-LOOKUP(1,-RIGHT(D6151,ROW($1:$80))))),\"\",-LOOKUP(1,-RIGHT(D6151,ROW($1:$80))))","v":""},""]
[null,"",0,"","","",{"$f":"IF(OR(ISBLANK($E$100),ISERROR(-LOOKUP(1,-RIGHT(D6152,ROW($1:$80))))),\"\",-LOOKUP(1,-RIGHT(D6152,ROW($1:$80))))","v":""},""]
[null,"",0,"","","",{"$f":"IF(OR(ISBLANK($E$100),ISERROR(-LOOKUP(1,-RIGHT(D6155,ROW($1:$80))))),\"\",-LOOKUP(1,-RIGHT(D6155,ROW($1:$80))))","v":""},""]
[null,"",0,"","","",{"$f":"IF(OR(ISBLANK($E$100),ISERROR(-LOOKUP(1,-RIGHT(D6157,ROW($1:$80))))),\"\",-LOOKUP(1,-RIGHT(D6157,ROW($1:$80))))","v":""},""]
[null,"",0,{"$f":"IF(AND((E6160<>\"\"),(ISNUMBER(VALUE(RIGHT(LEFT(E6160,(FIND(\"★\",E6160)-1)),1)))),(ISNUMBER(VALUE(RIGHT(LEFT(E6160,(FIND(\"★\",E6160)+1)),1))))),IF(ISERROR(FIND(\" \",LEFT(E6160,FIND(\"★\",E6160)-1))),IF(F6160=\"\",\"\",LEFT(F6160,FIND(\"★\",F6160)-1)),LEFT(E6160,FIND(\"★\",E6160)-1)),IF(F6160=\"\",\"\",LEFT(F6160,FIND(\"★\",F6160)-1)))","v":""},"","",{"$f":"IF(OR(ISBLANK($E$100),ISERROR(-LOOKUP(1,-RIGHT(D6160,ROW($1:$80))))),\"\",-LOOKUP(1,-RIGHT(D6160,ROW($1:$80))))","v":""},""]
[null,"",0,"","","",{"$f":"IF(OR(ISBLANK($E$100),ISERROR(-LOOKUP(1,-RIGHT(D6163,ROW($1:$80))))),\"\",-LOOKUP(1,-RIGHT(D6163,ROW($1:$80))))","v":""},""]
[null,"",0,"","","",{"$f":"IF(OR(ISBLANK($E$100),ISERROR(-LOOKUP(1,-RIGHT(D6165,ROW($1:$80))))),\"\",-LOOKUP(1,-RIGHT(D6165,ROW($1:$80))))","v":""},""]
[null,"",0,"","","",{"$f":"IF(OR(ISBLANK($E$100),ISERROR(-LOOKUP(1,-RIGHT(D6166,ROW($1:$80))))),\"\",-LOOKUP(1,-RIGHT(D6166,ROW($1:$80))))","v":""},""]
[null,"",0,"","","",{"$f":"IF(OR(ISBLANK($E$100),ISERROR(-LOOKUP(1,-RIGHT(D6170,ROW($1:$80))))),\"\",-LOOKUP(1,-RIGHT(D6170,ROW($1:$80))))","v":""},""]
[null,"",0,"","","",{"$f":"IF(OR(ISBLANK($E$100),ISERROR(-LOOKUP(1,-RIGHT(D6171,ROW($1:$80))))),\"\",-LOOKUP(1,-RIGHT(D6171,ROW($1:$80))))","v":""},""]
[null,"",0,"","","",{"$f":"IF(OR(ISBLANK($E$100),ISERROR(-LOOKUP(1,-RIGHT(D6174,ROW($1:$80))))),\"\",-LOOKUP(1,-RIGHT(D6174,ROW($1:$80))))","v":""},""]
[null,"",0,"","","",{"$f":"IF(OR(ISBLANK($E$100),ISERROR(-LOOKUP(1,-RIGHT(D6176,ROW($1:$80))))),\"\",-LOOKUP(1,-RIGHT(D6176,ROW($1:$80))))","v":""},""]
[null,"",0,"","","",{"$f":"IF(OR(ISBLANK($E$100),ISERROR(-LOOKUP(1,-RIGHT(D6179,ROW($1:$80))))),\"\",-LOOKUP(1,-RIGHT(D6179,ROW($1:$80))))","v":""},""]
[null,"",0,"","","",{"$f":"IF(OR(ISBLANK($E$100),ISERROR(-LOOKUP(1,-RIGHT(D6182,ROW($1:$80))))),\"\",-LOOKUP(1,-RIGHT(D6182,ROW($1:$80))))","v":""},""]
[null,"",0,"","","",{"$f":"IF(OR(ISBLANK($E$100),ISERROR(-LOOKUP(1,-RIGHT(D6184,ROW($1:$80))))),\"\",-LOOKUP(1,-RIGHT(D6184,ROW($1:$80))))","v":""},""]
[null,"",0,"","","",{"$f":"IF(OR(ISBLANK($E$100),ISERROR(-LOOKUP(1,-RIGHT(D6185,ROW($1:$80))))),\"\",-LOOKUP(1,-RIGHT(D6185,ROW($1:$80))))","v":""},""]
[null,"",0,"","","",{"$f":"IF(OR(ISBLANK($E$100),ISERROR(-LOOKUP(1,-RIGHT(D6187,ROW($1:$80))))),\"\",-LOOKUP(1,-RIGHT(D6187,ROW($1:$80))))","v":""},""]
[null,"",0,"","","",{"$f":"IF(OR(ISBLANK($E$100),ISERROR(-LOOKUP(1,-RIGHT(D6190,ROW($1:$80))))),\"\",-LOOKUP(1,-RIGHT(D6190,ROW($1:$80))))","v":""},""]
[null,"",0,"","","",{"$f":"IF(OR(ISBLANK($E$100),ISERROR(-LOOKUP(1,-RIGHT(D6193,ROW($1:$80))))),\"\",-LOOKUP(1,-RIGHT(D6193,ROW($1:$80))))","v":""},""]
[null,"",0,"","","",{"$f":"IF(OR(ISBLANK($E$100),ISERROR(-LOOKUP(1,-RIGHT(D6195,ROW($1:$80))))),\"\",-LOOKUP(1,-RIGHT(D6195,ROW($1:$80))))","v":""},""]
[null,"",0,"","","",{"$f":"IF(OR(ISBLANK($E$100),ISERROR(-LOOKUP(1,-RIGHT(D6198,ROW($1:$80))))),\"\",-LOOKUP(1,-RIGHT(D6198,ROW($1:$80))))","v":""},""]
[null,"",0,"","","",{"$f":"IF(OR(ISBLANK($E$100),ISERROR(-LOOKUP(1,-RIGHT(D6199,ROW($1:$80))))),\"\",-LOOKUP(1,-RIGHT(D6199,ROW($1:$80))))","v":""},""]
[null,"",0,"","","",{"$f":"IF(OR(ISBLANK($E$100),ISERROR(-LOOKUP(1,-RIGHT(D6203,ROW($1:$80))))),\"\",-LOOKUP(1,-RIGHT(D6203,ROW($1:$80))))","v":""},""]
[null,"",0,"","","",{"$f":"IF(OR(ISBLANK($E$100),ISERROR(-LOOKUP(1,-RIGHT(D6204,ROW($1:$80))))),\"\",-LOOKUP(1,-RIGHT(D6204,ROW($1:$80))))","v":""},""]
[null,"",0,"","","",{"$f":"IF(OR(ISBLANK($E$100),ISERROR(-LOOKUP(1,-RIGHT(D6207,ROW($1:$80))))),\"\",-LOOKUP(1,-RIGHT(D6207,ROW($1:$80))))","v":""},""]
[null,"",0,"","","",{"$f":"IF(OR(ISBLANK($E$100),ISERROR(-LOOKUP(1,-RIGHT(D6209,ROW($1:$80))))),\"\",-LOOKUP(1,-RIGHT(D6209,ROW($1:$80))))","v":""},""]
[null,"",0,"","","",{"$f":"IF(OR(ISBLANK($E$100),ISERROR(-LOOKUP(1,-RIGHT(D6212,ROW($1:$80))))),\"\",-LOOKUP(1,-RIGHT(D6212,ROW($1:$80))))","v":""},""]
[null,"",0,"","","",{"$f":"IF(OR(ISBLANK($E$100),ISERROR(-LOOKUP(1,-RIGHT(D6214,ROW($1:$80))))),\"\",-LOOKUP(1,-RIGHT(D6214,ROW($1:$80))))","v":""},""]
[null,"",0,"","","",{"$f":"IF(OR(ISBLANK($E$100),ISERROR(-LOOKUP(1,-RIGHT(D6217,ROW($1:$80))))),\"\",-LOOKUP(1,-RIGHT(D6217,ROW($1:$80))))","v":""},""]
[null,"",0,"","","",{"$f":"IF(OR(ISBLANK($E$100),ISERROR(-LOOKUP(1,-RIGHT(D6218,ROW($1:$80))))),\"\",-LOOKUP(1,-RIGHT(D6218,ROW($1:$80))))","v":""},""]
[null,"",0,"","","",{"$f":"IF(OR(ISBLANK($E$100),ISERROR(-LOOKUP(1,-RIGHT(D6220,ROW($1:$80))))),\"\",-LOOKUP(1,-RIGHT(D6220,ROW($1:$80))))","v":""},""]
[null,"",0,"","","",{"$f":"IF(OR(ISBLANK($E$100),ISERROR(-LOOKUP(1,-RIGHT(D6223,ROW($1:$80))))),\"\",-LOOKUP(1,-RIGHT(D6223,ROW($1:$80))))","v":""},""]
[null,"",0,"","","",{"$f":"IF(OR(ISBLANK($E$100),ISERROR(-LOOKUP(1,-RIGHT(D6226,ROW($1:$80))))),\"\",-LOOKUP(1,-RIGHT(D6226,ROW($1:$80))))","v":""},""]
[null,"",0,"","","",{"$f":"IF(OR(ISBLANK($E$100),ISERROR(-LOOKUP(1,-RIGHT(D6228,ROW($1:$80))))),\"\",-LOOKUP(1,-RIGHT(D6228,ROW($1:$80))))","v":""},""]
[null,"",0,"","","",{"$f":"IF(OR(ISBLANK($E$100),ISERROR(-LOOKUP(1,-RIGHT(D6231,ROW($1:$80))))),\"\",-LOOKUP(1,-RIGHT(D6231,ROW($1:$80))))","v":""},""]
[null,"",0,"","","",{"$f":"IF(OR(ISBLANK($E$100),ISERROR(-LOOKUP(1,-RIGHT(D6232,ROW($1:$80))))),\"\",-LOOKUP(1,-RIGHT(D6232,ROW($1:$80))))","v":""},""]
[null,{"$f":"IF(AND(AND(ISERROR(FIND(\"共同住宅\",H6236)),OR(ISNUMBER(FIND(\"事務所\",H6236)),ISNUMBER(FIND(\"ホテル\",H6236)),ISNUMBER(FIND(\"病院\",H6236)),ISNUMBER(FIND(\"店舗\",H6236)),ISNUMBER(FIND(\"百貨店\",H6236)),ISNUMBER(FIND(\"学校\",H6236)),ISNUMBER(FIND(\"飲食店\",H6236)),ISNUMBER(FIND(\"集会所\",H6236)),ISNUMBER(FIND(\"工場\",H6236)))),C6236=\"面積データ\",G6236<>\"\"),\"×\",\"\")","v":""},{"$f":"IF(ISERROR(MATCH(\"*(共通条件) 室仕様*\",E932,0)),IF(ISERROR(MATCH(\"*様式*\",E932,0)),C6235,\"\"),\"面積データ\")","v":0},"","","",{"$f":"IF(OR(ISBLANK($E$100),ISERROR(-LOOKUP(1,-RIGHT(D6236,ROW($1:$80))))),\"\",-LOOKUP(1,-RIGHT(D6236,ROW($1:$80))))","v":""},{"$f":"IF(ISERROR(MATCH(\"*■*\",E932,0)),IF(AND(ISERROR(MATCH(\"Ver.*\",E932,0)),ISERROR(MATCH(\"*入力シート*\",E932,0)),C6236=\"面積データ\"),E932&\" ■□\",\"\"),E932)","v":""}]
[null,"",0,"",{"$f":"IF(OR(ISERROR(FIND(\"□\",H6237)),ISERROR(SUBSTITUTE(LEFT(H6237,(FIND(\"■\",H6237)-2)),\" \",\"★\",LEN(LEFT(H6237,(FIND(\"■\",H6237)-2)))-LEN(SUBSTITUTE(LEFT(H6237,(FIND(\"■\",H6237)-2)),\" \",\"\"))-2))),\"\",SUBSTITUTE(LEFT(H6237,(FIND(\"■\",H6237)-2)),\" \",\"★\",LEN(LEFT(H6237,(FIND(\"■\",H6237)-2)))-LEN(SUBSTITUTE(LEFT(H6237,(FIND(\"■\",H6237)-2)),\" \",\"\"))-2))","v":""},{"$f":"IF(ISERROR(SUBSTITUTE(LEFT(H6237,(FIND(\"■\",H6237)-2)),\" \",\"★\",LEN(LEFT(H6237,(FIND(\"■\",H6237)-2)))-LEN(SUBSTITUTE(LEFT(H6237,(FIND(\"■\",H6237)-2)),\" \",\"\"))-1)),\"\",SUBSTITUTE(LEFT(H6237,(FIND(\"■\",H6237)-2)),\" \",\"★\",LEN(LEFT(H6237,(FIND(\"■\",H6237)-2)))-LEN(SUBSTITUTE(LEFT(H6237,(FIND(\"■\",H6237)-2)),\" \",\"\"))-1))","v":""},{"$f":"IF(OR(ISBLANK($E$100),ISERROR(-LOOKUP(1,-RIGHT(D6237,ROW($1:$80))))),\"\",-LOOKUP(1,-RIGHT(D6237,ROW($1:$80))))","v":""},""]
[null,"",0,"","","",{"$f":"IF(OR(ISBLANK($E$100),ISERROR(-LOOKUP(1,-RIGHT(D6240,ROW($1:$80))))),\"\",-LOOKUP(1,-RIGHT(D6240,ROW($1:$80))))","v":""},""]
[null,"",0,"","","",{"$f":"IF(OR(ISBLANK($E$100),ISERROR(-LOOKUP(1,-RIGHT(D6241,ROW($1:$80))))),\"\",-LOOKUP(1,-RIGHT(D6241,ROW($1:$80))))","v":""},""]
[null,"",0,"","","",{"$f":"IF(OR(ISBLANK($E$100),ISERROR(-LOOKUP(1,-RIGHT(D6245,ROW($1:$80))))),\"\",-LOOKUP(1,-RIGHT(D6245,ROW($1:$80))))","v":""},""]
[null,"",0,"","","",{"$f":"IF(OR(ISBLANK($E$100),ISERROR(-LOOKUP(1,-RIGHT(D6246,ROW($1:$80))))),\"\",-LOOKUP(1,-RIGHT(D6246,ROW($1:$80))))","v":""},""]
[null,"",0,"","","",{"$f":"IF(OR(ISBLANK($E$100),ISERROR(-LOOKUP(1,-RIGHT(D6249,ROW($1:$80))))),\"\",-LOOKUP(1,-RIGHT(D6249,ROW($1:$80))))","v":""},""]
[null,"",0,"","","",{"$f":"IF(OR(ISBLANK($E$100),ISERROR(-LOOKUP(1,-RIGHT(D6251,ROW($1:$80))))),\"\",-LOOKUP(1,-RIGHT(D6251,ROW($1:$80))))","v":""},""]
[null,"",0,"","","",{"$f":"IF(OR(ISBLANK($E$100),ISERROR(-LOOKUP(1,-RIGHT(D6254,ROW($1:$80))))),\"\",-LOOKUP(1,-RIGHT(D6254,ROW($1:$80))))","v":""},""]
[null,"",0,"","","",{"$f":"IF(OR(ISBLANK($E$100),ISERROR(-LOOKUP(1,-RIGHT(D6257,ROW($1:$80))))),\"\",-LOOKUP(1,-RIGHT(D6257,ROW($1:$80))))","v":""},""]
[null,"",0,"","","",{"$f":"IF(OR(ISBLANK($E$100),ISERROR(-LOOKUP(1,-RIGHT(D6259,ROW($1:$80))))),\"\",-LOOKUP(1,-RIGHT(D6259,ROW($1:$80))))","v":""},""]
[null,"",0,"","","",{"$f":"IF(OR(ISBLANK($E$100),ISERROR(-LOOKUP(1,-RIGHT(D6260,ROW($1:$80))))),\"\",-LOOKUP(1,-RIGHT(D6260,ROW($1:$80))))","v":""},""]
[null,"",0,"","","",{"$f":"IF(OR(ISBLANK($E$100),ISERROR(-LOOKUP(1,-RIGHT(D6262,ROW($1:$80))))),\"\",-LOOKUP(1,-RIGHT(D6262,ROW($1:$80))))","v":""},""]
[null,"",0,"","","",{"$f":"IF(OR(ISBLANK($E$100),ISERROR(-LOOKUP(1,-RIGHT(D6265,ROW($1:$80))))),\"\",-LOOKUP(1,-RIGHT(D6265,ROW($1:$80))))","v":""},""]
[null,"",0,"","","",{"$f":"IF(OR(ISBLANK($E$100),ISERROR(-LOOKUP(1,-RIGHT(D6268,ROW($1:$80))))),\"\",-LOOKUP(1,-RIGHT(D6268,ROW($1:$80))))","v":""},""]
[null,"",0,"","","",{"$f":"IF(OR(ISBLANK($E$100),ISERROR(-LOOKUP(1,-RIGHT(D6270,ROW($1:$80))))),\"\",-LOOKUP(1,-RIGHT(D6270,ROW($1:$80))))","v":""},""]
[null,"",0,"","","",{"$f":"IF(OR(ISBLANK($E$100),ISERROR(-LOOKUP(1,-RIGHT(D6273,ROW($1:$80))))),\"\",-LOOKUP(1,-RIGHT(D6273,ROW($1:$80))))","v":""},""]
[null,"",0,"","","",{"$f":"IF(OR(ISBLANK($E$100),ISERROR(-LOOKUP(1,-RIGHT(D6276,ROW($1:$80))))),\"\",-LOOKUP(1,-RIGHT(D6276,ROW($1:$80))))","v":""},""]
[null,"",0,"","","",{"$f":"IF(OR(ISBLANK($E$100),ISERROR(-LOOKUP(1,-RIGHT(D6278,ROW($1:$80))))),\"\",-LOOKUP(1,-RIGHT(D6278,ROW($1:$80))))","v":""},""]
[null,"",0,"","","",{"$f":"IF(OR(ISBLANK($E$100),ISERROR(-LOOKUP(1,-RIGHT(D6279,ROW($1:$80))))),\"\",-LOOKUP(1,-RIGHT(D6279,ROW($1:$80))))","v":""},""]
[null,"",0,"","","",{"$f":"IF(OR(ISBLANK($E$100),ISERROR(-LOOKUP(1,-RIGHT(D6281,ROW($1:$80))))),\"\",-LOOKUP(1,-RIGHT(D6281,ROW($1:$80))))","v":""},""]
[null,"",0,"","","",{"$f":"IF(OR(ISBLANK($E$100),ISERROR(-LOOKUP(1,-RIGHT(D6284,ROW($1:$80))))),\"\",-LOOKUP(1,-RIGHT(D6284,ROW($1:$80))))","v":""},""]
[null,"",0,"","","",{"$f":"IF(OR(ISBLANK($E$100),ISERROR(-LOOKUP(1,-RIGHT(D6287,ROW($1:$80))))),\"\",-LOOKUP(1,-RIGHT(D6287,ROW($1:$80))))","v":""},""]
[null,"",0,"","","",{"$f":"IF(OR(ISBLANK($E$100),ISERROR(-LOOKUP(1,-RIGHT(D6290,ROW($1:$80))))),\"\",-LOOKUP(1,-RIGHT(D6290,ROW($1:$80))))","v":""},""]
[null,"",0,"","","",{"$f":"IF(OR(ISBLANK($E$100),ISERROR(-LOOKUP(1,-RIGHT(D6292,ROW($1:$80))))),\"\",-LOOKUP(1,-RIGHT(D6292,ROW($1:$80))))","v":""},""]
[null,"",0,"","","",{"$f":"IF(OR(ISBLANK($E$100),ISERROR(-LOOKUP(1,-RIGHT(D6293,ROW($1:$80))))),\"\",-LOOKUP(1,-RIGHT(D6293,ROW($1:$80))))","v":""},""]
[null,"",0,"","","",{"$f":"IF(OR(ISBLANK($E$100),ISERROR(-LOOKUP(1,-RIGHT(D6295,ROW($1:$80))))),\"\",-LOOKUP(1,-RIGHT(D6295,ROW($1:$80))))","v":""},""]
[null,"",0,"","","",{"$f":"IF(OR(ISBLANK($E$100),ISERROR(-LOOKUP(1,-RIGHT(D6298,ROW($1:$80))))),\"\",-LOOKUP(1,-RIGHT(D6298,ROW($1:$80))))","v":""},""]
[null,"",0,"",{"$f":"IF(OR(ISERROR(FIND(\"□\",H6301)),ISERROR(SUBSTITUTE(LEFT(H6301,(FIND(\"■\",H6301)-2)),\" \",\"★\",LEN(LEFT(H6301,(FIND(\"■\",H6301)-2)))-LEN(SUBSTITUTE(LEFT(H6301,(FIND(\"■\",H6301)-2)),\" \",\"\"))-2))),\"\",SUBSTITUTE(LEFT(H6301,(FIND(\"■\",H6301)-2)),\" \",\"★\",LEN(LEFT(H6301,(FIND(\"■\",H6301)-2)))-LEN(SUBSTITUTE(LEFT(H6301,(FIND(\"■\",H6301)-2)),\" \",\"\"))-2))","v":""},{"$f":"IF(ISERROR(SUBSTITUTE(LEFT(H6301,(FIND(\"■\",H6301)-2)),\" \",\"★\",LEN(LEFT(H6301,(FIND(\"■\",H6301)-2)))-LEN(SUBSTITUTE(LEFT(H6301,(FIND(\"■\",H6301)-2)),\" \",\"\"))-1)),\"\",SUBSTITUTE(LEFT(H6301,(FIND(\"■\",H6301)-2)),\" \",\"★\",LEN(LEFT(H6301,(FIND(\"■\",H6301)-2)))-LEN(SUBSTITUTE(LEFT(H6301,(FIND(\"■\",H6301)-2)),\" \",\"\"))-1))","v":""},{"$f":"IF(OR(ISBLANK($E$100),ISERROR(-LOOKUP(1,-RIGHT(D6301,ROW($1:$80))))),\"\",-LOOKUP(1,-RIGHT(D6301,ROW($1:$80))))","v":""},""]
[null,"",0,"","","",{"$f":"IF(OR(ISBLANK($E$100),ISERROR(-LOOKUP(1,-RIGHT(D6303,ROW($1:$80))))),\"\",-LOOKUP(1,-RIGHT(D6303,ROW($1:$80))))","v":""},""]
[null,"",0,"","","",{"$f":"IF(OR(ISBLANK($E$100),ISERROR(-LOOKUP(1,-RIGHT(D6306,ROW($1:$80))))),\"\",-LOOKUP(1,-RIGHT(D6306,ROW($1:$80))))","v":""},""]
[null,"",0,"","","",{"$f":"IF(OR(ISBLANK($E$100),ISERROR(-LOOKUP(1,-RIGHT(D6307,ROW($1:$80))))),\"\",-LOOKUP(1,-RIGHT(D6307,ROW($1:$80))))","v":""},""]
[null,"",0,"","","",{"$f":"IF(OR(ISBLANK($E$100),ISERROR(-LOOKUP(1,-RIGHT(D6311,ROW($1:$80))))),\"\",-LOOKUP(1,-RIGHT(D6311,ROW($1:$80))))","v":""},""]
[null,"",0,"","","",{"$f":"IF(OR(ISBLANK($E$100),ISERROR(-LOOKUP(1,-RIGHT(D6312,ROW($1:$80))))),\"\",-LOOKUP(1,-RIGHT(D6312,ROW($1:$80))))","v":""},""]
[null,"",0,"","","",{"$f":"IF(OR(ISBLANK($E$100),ISERROR(-LOOKUP(1,-RIGHT(D6314,ROW($1:$80))))),\"\",-LOOKUP(1,-RIGHT(D6314,ROW($1:$80))))","v":""},""]
[null,"",0,"","","",{"$f":"IF(OR(ISBLANK($E$100),ISERROR(-LOOKUP(1,-RIGHT(D6317,ROW($1:$80))))),\"\",-LOOKUP(1,-RIGHT(D6317,ROW($1:$80))))","v":""},""]
[null,"",0,"","","",{"$f":"IF(OR(ISBLANK($E$100),ISERROR(-LOOKUP(1,-RIGHT(D6320,ROW($1:$80))))),\"\",-LOOKUP(1,-RIGHT(D6320,ROW($1:$80))))","v":""},""]
[null,"",0,"","","",{"$f":"IF(OR(ISBLANK($E$100),ISERROR(-LOOKUP(1,-RIGHT(D6322,ROW($1:$80))))),\"\",-LOOKUP(1,-RIGHT(D6322,ROW($1:$80))))","v":""},""]
[null,"",0,"","","",{"$f":"IF(OR(ISBLANK($E$100),ISERROR(-LOOKUP(1,-RIGHT(D6325,ROW($1:$80))))),\"\",-LOOKUP(1,-RIGHT(D6325,ROW($1:$80))))","v":""},""]
[null,"",0,"","","",{"$f":"IF(OR(ISBLANK($E$100),ISERROR(-LOOKUP(1,-RIGHT(D6326,ROW($1:$80))))),\"\",-LOOKUP(1,-RIGHT(D6326,ROW($1:$80))))","v":""},""]
[null,"",0,"","","",{"$f":"IF(OR(ISBLANK($E$100),ISERROR(-LOOKUP(1,-RIGHT(D6330,ROW($1:$80))))),\"\",-LOOKUP(1,-RIGHT(D6330,ROW($1:$80))))","v":""},""]
[null,"",0,"","","",{"$f":"IF(OR(ISBLANK($E$100),ISERROR(-LOOKUP(1,-RIGHT(D6331,ROW($1:$80))))),\"\",-LOOKUP(1,-RIGHT(D6331,ROW($1:$80))))","v":""},""]
[null,"",0,"","","",{"$f":"IF(OR(ISBLANK($E$100),ISERROR(-LOOKUP(1,-RIGHT(D6334,ROW($1:$80))))),\"\",-LOOKUP(1,-RIGHT(D6334,ROW($1:$80))))","v":""},""]
[null,"",0,"","","",{"$f":"IF(OR(ISBLANK($E$100),ISERROR(-LOOKUP(1,-RIGHT(D6335,ROW($1:$80))))),\"\",-LOOKUP(1,-RIGHT(D6335,ROW($1:$80))))","v":""},""]
[null,"",0,"","","",{"$f":"IF(OR(ISBLANK($E$100),ISERROR(-LOOKUP(1,-RIGHT(D6339,ROW($1:$80))))),\"\",-LOOKUP(1,-RIGHT(D6339,ROW($1:$80))))","v":""},""]
[null,"",0,"","","",{"$f":"IF(OR(ISBLANK($E$100),ISERROR(-LOOKUP(1,-RIGHT(D6340,ROW($1:$80))))),\"\",-LOOKUP(1,-RIGHT(D6340,ROW($1:$80))))","v":""},""]
[null,"",0,"","","",{"$f":"IF(OR(ISBLANK($E$100),ISERROR(-LOOKUP(1,-RIGHT(D6343,ROW($1:$80))))),\"\",-LOOKUP(1,-RIGHT(D6343,ROW($1:$80))))","v":""},""]
[null,"",0,"","","",{"$f":"IF(OR(ISBLANK($E$100),ISERROR(-LOOKUP(1,-RIGHT(D6345,ROW($1:$80))))),\"\",-LOOKUP(1,-RIGHT(D6345,ROW($1:$80))))","v":""},""]
[null,"",0,"","","",{"$f":"IF(OR(ISBLANK($E$100),ISERROR(-LOOKUP(1,-RIGHT(D6348,ROW($1:$80))))),\"\",-LOOKUP(1,-RIGHT(D6348,ROW($1:$80))))","v":""},""]
[null,"",0,"","","",{"$f":"IF(OR(ISBLANK($E$100),ISERROR(-LOOKUP(1,-RIGHT(D6349,ROW($1:$80))))),\"\",-LOOKUP(1,-RIGHT(D6349,ROW($1:$80))))","v":""},""]
[null,"",0,"","","",{"$f":"IF(OR(ISBLANK($E$100),ISERROR(-LOOKUP(1,-RIGHT(D6353,ROW($1:$80))))),\"\",-LOOKUP(1,-RIGHT(D6353,ROW($1:$80))))","v":""},""]
[null,"",0,"","","",{"$f":"IF(OR(ISBLANK($E$100),ISERROR(-LOOKUP(1,-RIGHT(D6354,ROW($1:$80))))),\"\",-LOOKUP(1,-RIGHT(D6354,ROW($1:$80))))","v":""},""]
[null,"",0,"","","",{"$f":"IF(OR(ISBLANK($E$100),ISERROR(-LOOKUP(1,-RIGHT(D6357,ROW($1:$80))))),\"\",-LOOKUP(1,-RIGHT(D6357,ROW($1:$80))))","v":""},""]
[null,"",0,"","","",{"$f":"IF(OR(ISBLANK($E$100),ISERROR(-LOOKUP(1,-RIGHT(D6359,ROW($1:$80))))),\"\",-LOOKUP(1,-RIGHT(D6359,ROW($1:$80))))","v":""},""]
[null,"",0,"","","",{"$f":"IF(OR(ISBLANK($E$100),ISERROR(-LOOKUP(1,-RIGHT(D6362,ROW($1:$80))))),\"\",-LOOKUP(1,-RIGHT(D6362,ROW($1:$80))))","v":""},""]
[null,{"$f":"IF(AND(AND(ISERROR(FIND(\"共同住宅\",H6364)),OR(ISNUMBER(FIND(\"事務所\",H6364)),ISNUMBER(FIND(\"ホテル\",H6364)),ISNUMBER(FIND(\"病院\",H6364)),ISNUMBER(FIND(\"店舗\",H6364)),ISNUMBER(FIND(\"百貨店\",H6364)),ISNUMBER(FIND(\"学校\",H6364)),ISNUMBER(FIND(\"飲食店\",H6364)),ISNUMBER(FIND(\"集会所\",H6364)),ISNUMBER(FIND(\"工場\",H6364)))),C6364=\"面積データ\",G6364<>\"\"),\"×\",\"\")","v":""},{"$f":"IF(ISERROR(MATCH(\"*(共通条件) 室仕様*\",E1060,0)),IF(ISERROR(MATCH(\"*様式*\",E1060,0)),C6363,\"\"),\"面積データ\")","v":0},"","","",{"$f":"IF(OR(ISBLANK($E$100),ISERROR(-LOOKUP(1,-RIGHT(D6364,ROW($1:$80))))),\"\",-LOOKUP(1,-RIGHT(D6364,ROW($1:$80))))","v":""},{"$f":"IF(ISERROR(MATCH(\"*■*\",E1060,0)),IF(AND(ISERROR(MATCH(\"Ver.*\",E1060,0)),ISERROR(MATCH(\"*入力シート*\",E1060,0)),C6364=\"面積データ\"),E1060&\" ■□\",\"\"),E1060)","v":""}]
[null,"",0,"","","",{"$f":"IF(OR(ISBLANK($E$100),ISERROR(-LOOKUP(1,-RIGHT(D6367,ROW($1:$80))))),\"\",-LOOKUP(1,-RIGHT(D6367,ROW($1:$80))))","v":""},""]
[null,"",0,"","","",{"$f":"IF(OR(ISBLANK($E$100),ISERROR(-LOOKUP(1,-RIGHT(D6368,ROW($1:$80))))),\"\",-LOOKUP(1,-RIGHT(D6368,ROW($1:$80))))","v":""},""]
[null,"",0,"","","",{"$f":"IF(OR(ISBLANK($E$100),ISERROR(-LOOKUP(1,-RIGHT(D6372,ROW($1:$80))))),\"\",-LOOKUP(1,-RIGHT(D6372,ROW($1:$80))))","v":""},""]
[null,"",0,"","","",{"$f":"IF(OR(ISBLANK($E$100),ISERROR(-LOOKUP(1,-RIGHT(D6373,ROW($1:$80))))),\"\",-LOOKUP(1,-RIGHT(D6373,ROW($1:$80))))","v":""},""]
[null,"",0,"","","",{"$f":"IF(OR(ISBLANK($E$100),ISERROR(-LOOKUP(1,-RIGHT(D6376,ROW($1:$80))))),\"\",-LOOKUP(1,-RIGHT(D6376,ROW($1:$80))))","v":""},""]
[null,"",0,"","","",{"$f":"IF(OR(ISBLANK($E$100),ISERROR(-LOOKUP(1,-RIGHT(D6378,ROW($1:$80))))),\"\",-LOOKUP(1,-RIGHT(D6378,ROW($1:$80))))","v":""},""]
[null,"",0,"","","",{"$f":"IF(OR(ISBLANK($E$100),ISERROR(-LOOKUP(1,-RIGHT(D6381,ROW($1:$80))))),\"\",-LOOKUP(1,-RIGHT(D6381,ROW($1:$80))))","v":""},""]
[null,"",0,"","","",{"$f":"IF(OR(ISBLANK($E$100),ISERROR(-LOOKUP(1,-RIGHT(D6384,ROW($1:$80))))),\"\",-LOOKUP(1,-RIGHT(D6384,ROW($1:$80))))","v":""},""]
[null,"",0,"","","",{"$f":"IF(OR(ISBLANK($E$100),ISERROR(-LOOKUP(1,-RIGHT(D6386,ROW($1:$80))))),\"\",-LOOKUP(1,-RIGHT(D6386,ROW($1:$80))))","v":""},""]
[null,"",0,"","","",{"$f":"IF(OR(ISBLANK($E$100),ISERROR(-LOOKUP(1,-RIGHT(D6387,ROW($1:$80))))),\"\",-LOOKUP(1,-RIGHT(D6387,ROW($1:$80))))","v":""},""]
[null,"",0,"","","",{"$f":"IF(OR(ISBLANK($E$100),ISERROR(-LOOKUP(1,-RIGHT(D6389,ROW($1:$80))))),\"\",-LOOKUP(1,-RIGHT(D6389,ROW($1:$80))))","v":""},""]
[null,"",0,"","","",{"$f":"IF(OR(ISBLANK($E$100),ISERROR(-LOOKUP(1,-RIGHT(D6392,ROW($1:$80))))),\"\",-LOOKUP(1,-RIGHT(D6392,ROW($1:$80))))","v":""},""]
[null,"",0,"","","",{"$f":"IF(OR(ISBLANK($E$100),ISERROR(-LOOKUP(1,-RIGHT(D6395,ROW($1:$80))))),\"\",-LOOKUP(1,-RIGHT(D6395,ROW($1:$80))))","v":""},""]
[null,"",0,"","","",{"$f":"IF(OR(ISBLANK($E$100),ISERROR(-LOOKUP(1,-RIGHT(D6397,ROW($1:$80))))),\"\",-LOOKUP(1,-RIGHT(D6397,ROW($1:$80))))","v":""},""]
[null,"",0,"","","",{"$f":"IF(OR(ISBLANK($E$100),ISERROR(-LOOKUP(1,-RIGHT(D6400,ROW($1:$80))))),\"\",-LOOKUP(1,-RIGHT(D6400,ROW($1:$80))))","v":""},""]
[null,"",0,"","","",{"$f":"IF(OR(ISBLANK($E$100),ISERROR(-LOOKUP(1,-RIGHT(D6401,ROW($1:$80))))),\"\",-LOOKUP(1,-RIGHT(D6401,ROW($1:$80))))","v":""},""]
[null,"",0,"","","",{"$f":"IF(OR(ISBLANK($E$100),ISERROR(-LOOKUP(1,-RIGHT(D6405,ROW($1:$80))))),\"\",-LOOKUP(1,-RIGHT(D6405,ROW($1:$80))))","v":""},""]
[null,"",0,"","","",{"$f":"IF(OR(ISBLANK($E$100),ISERROR(-LOOKUP(1,-RIGHT(D6406,ROW($1:$80))))),\"\",-LOOKUP(1,-RIGHT(D6406,ROW($1:$80))))","v":""},""]
[null,"",0,"","","",{"$f":"IF(OR(ISBLANK($E$100),ISERROR(-LOOKUP(1,-RIGHT(D6408,ROW($1:$80))))),\"\",-LOOKUP(1,-RIGHT(D6408,ROW($1:$80))))","v":""},""]
[null,"",0,"","","",{"$f":"IF(OR(ISBLANK($E$100),ISERROR(-LOOKUP(1,-RIGHT(D6411,ROW($1:$80))))),\"\",-LOOKUP(1,-RIGHT(D6411,ROW($1:$80))))","v":""},""]
[null,"",0,"","","",{"$f":"IF(OR(ISBLANK($E$100),ISERROR(-LOOKUP(1,-RIGHT(D6414,ROW($1:$80))))),\"\",-LOOKUP(1,-RIGHT(D6414,ROW($1:$80))))","v":""},""]
[null,"",0,{"$f":"IF(AND((E6416<>\"\"),(ISNUMBER(VALUE(RIGHT(LEFT(E6416,(FIND(\"★\",E6416)-1)),1)))),(ISNUMBER(VALUE(RIGHT(LEFT(E6416,(FIND(\"★\",E6416)+1)),1))))),IF(ISERROR(FIND(\" \",LEFT(E6416,FIND(\"★\",E6416)-1))),IF(F6416=\"\",\"\",LEFT(F6416,FIND(\"★\",F6416)-1)),LEFT(E6416,FIND(\"★\",E6416)-1)),IF(F6416=\"\",\"\",LEFT(F6416,FIND(\"★\",F6416)-1)))","v":""},"","",{"$f":"IF(OR(ISBLANK($E$100),ISERROR(-LOOKUP(1,-RIGHT(D6416,ROW($1:$80))))),\"\",-LOOKUP(1,-RIGHT(D6416,ROW($1:$80))))","v":""},""]
[null,"",0,"","","",{"$f":"IF(OR(ISBLANK($E$100),ISERROR(-LOOKUP(1,-RIGHT(D6419,ROW($1:$80))))),\"\",-LOOKUP(1,-RIGHT(D6419,ROW($1:$80))))","v":""},""]
[null,"",0,"","","",{"$f":"IF(OR(ISBLANK($E$100),ISERROR(-LOOKUP(1,-RIGHT(D6420,ROW($1:$80))))),\"\",-LOOKUP(1,-RIGHT(D6420,ROW($1:$80))))","v":""},""]
[null,"",0,"","","",{"$f":"IF(OR(ISBLANK($E$100),ISERROR(-LOOKUP(1,-RIGHT(D6424,ROW($1:$80))))),\"\",-LOOKUP(1,-RIGHT(D6424,ROW($1:$80))))","v":""},""]
[null,"",0,"","","",{"$f":"IF(OR(ISBLANK($E$100),ISERROR(-LOOKUP(1,-RIGHT(D6425,ROW($1:$80))))),\"\",-LOOKUP(1,-RIGHT(D6425,ROW($1:$80))))","v":""},""]
[null,{"$f":"IF(AND(AND(ISERROR(FIND(\"共同住宅\",H6428)),OR(ISNUMBER(FIND(\"事務所\",H6428)),ISNUMBER(FIND(\"ホテル\",H6428)),ISNUMBER(FIND(\"病院\",H6428)),ISNUMBER(FIND(\"店舗\",H6428)),ISNUMBER(FIND(\"百貨店\",H6428)),ISNUMBER(FIND(\"学校\",H6428)),ISNUMBER(FIND(\"飲食店\",H6428)),ISNUMBER(FIND(\"集会所\",H6428)),ISNUMBER(FIND(\"工場\",H6428)))),C6428=\"面積データ\",G6428<>\"\"),\"×\",\"\")","v":""},{"$f":"IF(ISERROR(MATCH(\"*(共通条件) 室仕様*\",E1124,0)),IF(ISERROR(MATCH(\"*様式*\",E1124,0)),C6427,\"\"),\"面積データ\")","v":0},"","","",{"$f":"IF(OR(ISBLANK($E$100),ISERROR(-LOOKUP(1,-RIGHT(D6428,ROW($1:$80))))),\"\",-LOOKUP(1,-RIGHT(D6428,ROW($1:$80))))","v":""},{"$f":"IF(ISERROR(MATCH(\"*■*\",E1124,0)),IF(AND(ISERROR(MATCH(\"Ver.*\",E1124,0)),ISERROR(MATCH(\"*入力シート*\",E1124,0)),C6428=\"面積データ\"),E1124&\" ■□\",\"\"),E1124)","v":""}]
[null,"",0,"","","",{"$f":"IF(OR(ISBLANK($E$100),ISERROR(-LOOKUP(1,-RIGHT(D6430,ROW($1:$80))))),\"\",-LOOKUP(1,-RIGHT(D6430,ROW($1:$80))))","v":""},""]
[null,"",0,"","","",{"$f":"IF(OR(ISBLANK($E$100),ISERROR(-LOOKUP(1,-RIGHT(D6433,ROW($1:$80))))),\"\",-LOOKUP(1,-RIGHT(D6433,ROW($1:$80))))","v":""},""]
[null,"",0,"","","",{"$f":"IF(OR(ISBLANK($E$100),ISERROR(-LOOKUP(1,-RIGHT(D6434,ROW($1:$80))))),\"\",-LOOKUP(1,-RIGHT(D6434,ROW($1:$80))))","v":""},""]
[null,"",0,"","","",{"$f":"IF(OR(ISBLANK($E$100),ISERROR(-LOOKUP(1,-RIGHT(D6438,ROW($1:$80))))),\"\",-LOOKUP(1,-RIGHT(D6438,ROW($1:$80))))","v":""},""]
[null,"",0,"","","",{"$f":"IF(OR(ISBLANK($E$100),ISERROR(-LOOKUP(1,-RIGHT(D6439,ROW($1:$80))))),\"\",-LOOKUP(1,-RIGHT(D6439,ROW($1:$80))))","v":""},""]
[null,"",0,"","","",{"$f":"IF(OR(ISBLANK($E$100),ISERROR(-LOOKUP(1,-RIGHT(D6442,ROW($1:$80))))),\"\",-LOOKUP(1,-RIGHT(D6442,ROW($1:$80))))","v":""},""]
[null,"",0,"","","",{"$f":"IF(OR(ISBLANK($E$100),ISERROR(-LOOKUP(1,-RIGHT(D6443,ROW($1:$80))))),\"\",-LOOKUP(1,-RIGHT(D6443,ROW($1:$80))))","v":""},""]
[null,"",0,"","","",{"$f":"IF(OR(ISBLANK($E$100),ISERROR(-LOOKUP(1,-RIGHT(D6447,ROW($1:$80))))),\"\",-LOOKUP(1,-RIGHT(D6447,ROW($1:$80))))","v":""},""]
[null,"",0,"","","",{"$f":"IF(OR(ISBLANK($E$100),ISERROR(-LOOKUP(1,-RIGHT(D6448,ROW($1:$80))))),\"\",-LOOKUP(1,-RIGHT(D6448,ROW($1:$80))))","v":""},""]
[null,"",0,"","","",{"$f":"IF(OR(ISBLANK($E$100),ISERROR(-LOOKUP(1,-RIGHT(D6451,ROW($1:$80))))),\"\",-LOOKUP(1,-RIGHT(D6451,ROW($1:$80))))","v":""},""]
[null,"",0,"","","",{"$f":"IF(OR(ISBLANK($E$100),ISERROR(-LOOKUP(1,-RIGHT(D6453,ROW($1:$80))))),\"\",-LOOKUP(1,-RIGHT(D6453,ROW($1:$80))))","v":""},""]
[null,"",0,"","","",{"$f":"IF(OR(ISBLANK($E$100),ISERROR(-LOOKUP(1,-RIGHT(D6457,ROW($1:$80))))),\"\",-LOOKUP(1,-RIGHT(D6457,ROW($1:$80))))","v":""},""]
[null,"",0,"","","",{"$f":"IF(OR(ISBLANK($E$100),ISERROR(-LOOKUP(1,-RIGHT(D6458,ROW($1:$80))))),\"\",-LOOKUP(1,-RIGHT(D6458,ROW($1:$80))))","v":""},""]
[null,"",0,"","","",{"$f":"IF(OR(ISBLANK($E$100),ISERROR(-LOOKUP(1,-RIGHT(D6461,ROW($1:$80))))),\"\",-LOOKUP(1,-RIGHT(D6461,ROW($1:$80))))","v":""},""]
[null,"",0,"","","",{"$f":"IF(OR(ISBLANK($E$100),ISERROR(-LOOKUP(1,-RIGHT(D6462,ROW($1:$80))))),\"\",-LOOKUP(1,-RIGHT(D6462,ROW($1:$80))))","v":""},""]
[null,"",0,"","","",{"$f":"IF(OR(ISBLANK($E$100),ISERROR(-LOOKUP(1,-RIGHT(D6466,ROW($1:$80))))),\"\",-LOOKUP(1,-RIGHT(D6466,ROW($1:$80))))","v":""},""]
[null,"",0,"","","",{"$f":"IF(OR(ISBLANK($E$100),ISERROR(-LOOKUP(1,-RIGHT(D6467,ROW($1:$80))))),\"\",-LOOKUP(1,-RIGHT(D6467,ROW($1:$80))))","v":""},""]
[null,"",0,"","","",{"$f":"IF(OR(ISBLANK($E$100),ISERROR(-LOOKUP(1,-RIGHT(D6470,ROW($1:$80))))),\"\",-LOOKUP(1,-RIGHT(D6470,ROW($1:$80))))","v":""},""]
[null,"",0,"","","",{"$f":"IF(OR(ISBLANK($E$100),ISERROR(-LOOKUP(1,-RIGHT(D6472,ROW($1:$80))))),\"\",-LOOKUP(1,-RIGHT(D6472,ROW($1:$80))))","v":""},""]
[null,"",0,"","","",{"$f":"IF(OR(ISBLANK($E$100),ISERROR(-LOOKUP(1,-RIGHT(D6475,ROW($1:$80))))),\"\",-LOOKUP(1,-RIGHT(D6475,ROW($1:$80))))","v":""},""]
[null,"",0,"","","",{"$f":"IF(OR(ISBLANK($E$100),ISERROR(-LOOKUP(1,-RIGHT(D6478,ROW($1:$80))))),\"\",-LOOKUP(1,-RIGHT(D6478,ROW($1:$80))))","v":""},""]
[null,"",0,{"$f":"IF(AND((E6480<>\"\"),(ISNUMBER(VALUE(RIGHT(LEFT(E6480,(FIND(\"★\",E6480)-1)),1)))),(ISNUMBER(VALUE(RIGHT(LEFT(E6480,(FIND(\"★\",E6480)+1)),1))))),IF(ISERROR(FIND(\" \",LEFT(E6480,FIND(\"★\",E6480)-1))),IF(F6480=\"\",\"\",LEFT(F6480,FIND(\"★\",F6480)-1)),LEFT(E6480,FIND(\"★\",E6480)-1)),IF(F6480=\"\",\"\",LEFT(F6480,FIND(\"★\",F6480)-1)))","v":""},"","",{"$f":"IF(OR(ISBLANK($E$100),ISERROR(-LOOKUP(1,-RIGHT(D6480,ROW($1:$80))))),\"\",-LOOKUP(1,-RIGHT(D6480,ROW($1:$80))))","v":""},""]
[null,"",0,"","","",{"$f":"IF(OR(ISBLANK($E$100),ISERROR(-LOOKUP(1,-RIGHT(D6481,ROW($1:$80))))),\"\",-LOOKUP(1,-RIGHT(D6481,ROW($1:$80))))","v":""},""]
[null,"",0,"","","",{"$f":"IF(OR(ISBLANK($E$100),ISERROR(-LOOKUP(1,-RIGHT(D6483,ROW($1:$80))))),\"\",-LOOKUP(1,-RIGHT(D6483,ROW($1:$80))))","v":""},""]
[null,"",0,"","","",{"$f":"IF(OR(ISBLANK($E$100),ISERROR(-LOOKUP(1,-RIGHT(D6486,ROW($1:$80))))),\"\",-LOOKUP(1,-RIGHT(D6486,ROW($1:$80))))","v":""},""]
[null,"",0,"","","",{"$f":"IF(OR(ISBLANK($E$100),ISERROR(-LOOKUP(1,-RIGHT(D6489,ROW($1:$80))))),\"\",-LOOKUP(1,-RIGHT(D6489,ROW($1:$80))))","v":""},""]
[null,"",0,"","","",{"$f":"IF(OR(ISBLANK($E$100),ISERROR(-LOOKUP(1,-RIGHT(D6491,ROW($1:$80))))),\"\",-LOOKUP(1,-RIGHT(D6491,ROW($1:$80))))","v":""},""]
[null,"",0,"","","",{"$f":"IF(OR(ISBLANK($E$100),ISERROR(-LOOKUP(1,-RIGHT(D6494,ROW($1:$80))))),\"\",-LOOKUP(1,-RIGHT(D6494,ROW($1:$80))))","v":""},""]
[null,"",0,"","","",{"$f":"IF(OR(ISBLANK($E$100),ISERROR(-LOOKUP(1,-RIGHT(D6495,ROW($1:$80))))),\"\",-LOOKUP(1,-RIGHT(D6495,ROW($1:$80))))","v":""},""]
[null,"",0,"","","",{"$f":"IF(OR(ISBLANK($E$100),ISERROR(-LOOKUP(1,-RIGHT(D6497,ROW($1:$80))))),\"\",-LOOKUP(1,-RIGHT(D6497,ROW($1:$80))))","v":""},""]
[null,"",0,"","","",{"$f":"IF(OR(ISBLANK($E$100),ISERROR(-LOOKUP(1,-RIGHT(D6500,ROW($1:$80))))),\"\",-LOOKUP(1,-RIGHT(D6500,ROW($1:$80))))","v":""},""]
[null,"",0,"","","",{"$f":"IF(OR(ISBLANK($E$100),ISERROR(-LOOKUP(1,-RIGHT(D6503,ROW($1:$80))))),\"\",-LOOKUP(1,-RIGHT(D6503,ROW($1:$80))))","v":""},""]
[null,"",0,"","","",{"$f":"IF(OR(ISBLANK($E$100),ISERROR(-LOOKUP(1,-RIGHT(D6505,ROW($1:$80))))),\"\",-LOOKUP(1,-RIGHT(D6505,ROW($1:$80))))","v":""},""]
[null,"",0,"","","",{"$f":"IF(OR(ISBLANK($E$100),ISERROR(-LOOKUP(1,-RIGHT(D6508,ROW($1:$80))))),\"\",-LOOKUP(1,-RIGHT(D6508,ROW($1:$80))))","v":""},""]
[null,"",0,"","","",{"$f":"IF(OR(ISBLANK($E$100),ISERROR(-LOOKUP(1,-RIGHT(D6510,ROW($1:$80))))),\"\",-LOOKUP(1,-RIGHT(D6510,ROW($1:$80))))","v":""},""]
[null,"",0,"","","",{"$f":"IF(OR(ISBLANK($E$100),ISERROR(-LOOKUP(1,-RIGHT(D6513,ROW($1:$80))))),\"\",-LOOKUP(1,-RIGHT(D6513,ROW($1:$80))))","v":""},""]
[null,"",0,"","","",{"$f":"IF(OR(ISBLANK($E$100),ISERROR(-LOOKUP(1,-RIGHT(D6514,ROW($1:$80))))),\"\",-LOOKUP(1,-RIGHT(D6514,ROW($1:$80))))","v":""},""]
[null,"",0,"","","",{"$f":"IF(OR(ISBLANK($E$100),ISERROR(-LOOKUP(1,-RIGHT(D6516,ROW($1:$80))))),\"\",-LOOKUP(1,-RIGHT(D6516,ROW($1:$80))))","v":""},""]
[null,"",0,"","","",{"$f":"IF(OR(ISBLANK($E$100),ISERROR(-LOOKUP(1,-RIGHT(D6519,ROW($1:$80))))),\"\",-LOOKUP(1,-RIGHT(D6519,ROW($1:$80))))","v":""},""]
[null,"",0,"","","",{"$f":"IF(OR(ISBLANK($E$100),ISERROR(-LOOKUP(1,-RIGHT(D6522,ROW($1:$80))))),\"\",-LOOKUP(1,-RIGHT(D6522,ROW($1:$80))))","v":""},""]
[null,"",0,"","","",{"$f":"IF(OR(ISBLANK($E$100),ISERROR(-LOOKUP(1,-RIGHT(D6524,ROW($1:$80))))),\"\",-LOOKUP(1,-RIGHT(D6524,ROW($1:$80))))","v":""},""]
[null,"",0,"","","",{"$f":"IF(OR(ISBLANK($E$100),ISERROR(-LOOKUP(1,-RIGHT(D6527,ROW($1:$80))))),\"\",-LOOKUP(1,-RIGHT(D6527,ROW($1:$80))))","v":""},""]
[null,"",0,"","","",{"$f":"IF(OR(ISBLANK($E$100),ISERROR(-LOOKUP(1,-RIGHT(D6528,ROW($1:$80))))),\"\",-LOOKUP(1,-RIGHT(D6528,ROW($1:$80))))","v":""},""]
[null,"",0,"","","",{"$f":"IF(OR(ISBLANK($E$100),ISERROR(-LOOKUP(1,-RIGHT(D6532,ROW($1:$80))))),\"\",-LOOKUP(1,-RIGHT(D6532,ROW($1:$80))))","v":""},""]
[null,"",0,"","","",{"$f":"IF(OR(ISBLANK($E$100),ISERROR(-LOOKUP(1,-RIGHT(D6533,ROW($1:$80))))),\"\",-LOOKUP(1,-RIGHT(D6533,ROW($1:$80))))","v":""},""]
[null,"",0,"","","",{"$f":"IF(OR(ISBLANK($E$100),ISERROR(-LOOKUP(1,-RIGHT(D6536,ROW($1:$80))))),\"\",-LOOKUP(1,-RIGHT(D6536,ROW($1:$80))))","v":""},""]
[null,"",0,"","","",{"$f":"IF(OR(ISBLANK($E$100),ISERROR(-LOOKUP(1,-RIGHT(D6537,ROW($1:$80))))),\"\",-LOOKUP(1,-RIGHT(D6537,ROW($1:$80))))","v":""},""]
[null,"",0,"","","",{"$f":"IF(OR(ISBLANK($E$100),ISERROR(-LOOKUP(1,-RIGHT(D6541,ROW($1:$80))))),\"\",-LOOKUP(1,-RIGHT(D6541,ROW($1:$80))))","v":""},""]
[null,"",0,"","","",{"$f":"IF(OR(ISBLANK($E$100),ISERROR(-LOOKUP(1,-RIGHT(D6542,ROW($1:$80))))),\"\",-LOOKUP(1,-RIGHT(D6542,ROW($1:$80))))","v":""},""]
[null,"",0,"","","",{"$f":"IF(OR(ISBLANK($E$100),ISERROR(-LOOKUP(1,-RIGHT(D6545,ROW($1:$80))))),\"\",-LOOKUP(1,-RIGHT(D6545,ROW($1:$80))))","v":""},""]
[null,"",0,"","","",{"$f":"IF(OR(ISBLANK($E$100),ISERROR(-LOOKUP(1,-RIGHT(D6547,ROW($1:$80))))),\"\",-LOOKUP(1,-RIGHT(D6547,ROW($1:$80))))","v":""},""]
[null,"",0,"","","",{"$f":"IF(OR(ISBLANK($E$100),ISERROR(-LOOKUP(1,-RIGHT(D6550,ROW($1:$80))))),\"\",-LOOKUP(1,-RIGHT(D6550,ROW($1:$80))))","v":""},""]
[null,"",0,"","","",{"$f":"IF(OR(ISBLANK($E$100),ISERROR(-LOOKUP(1,-RIGHT(D6553,ROW($1:$80))))),\"\",-LOOKUP(1,-RIGHT(D6553,ROW($1:$80))))","v":""},""]
[null,"",0,"","","",{"$f":"IF(OR(ISBLANK($E$100),ISERROR(-LOOKUP(1,-RIGHT(D6555,ROW($1:$80))))),\"\",-LOOKUP(1,-RIGHT(D6555,ROW($1:$80))))","v":""},""]
[null,{"$f":"IF(AND(AND(ISERROR(FIND(\"共同住宅\",H6556)),OR(ISNUMBER(FIND(\"事務所\",H6556)),ISNUMBER(FIND(\"ホテル\",H6556)),ISNUMBER(FIND(\"病院\",H6556)),ISNUMBER(FIND(\"店舗\",H6556)),ISNUMBER(FIND(\"百貨店\",H6556)),ISNUMBER(FIND(\"学校\",H6556)),ISNUMBER(FIND(\"飲食店\",H6556)),ISNUMBER(FIND(\"集会所\",H6556)),ISNUMBER(FIND(\"工場\",H6556)))),C6556=\"面積データ\",G6556<>\"\"),\"×\",\"\")","v":""},{"$f":"IF(ISERROR(MATCH(\"*(共通条件) 室仕様*\",E1252,0)),IF(ISERROR(MATCH(\"*様式*\",E1252,0)),C6555,\"\"),\"面積データ\")","v":0},"","","",{"$f":"IF(OR(ISBLANK($E$100),ISERROR(-LOOKUP(1,-RIGHT(D6556,ROW($1:$80))))),\"\",-LOOKUP(1,-RIGHT(D6556,ROW($1:$80))))","v":""},{"$f":"IF(ISERROR(MATCH(\"*■*\",E1252,0)),IF(AND(ISERROR(MATCH(\"Ver.*\",E1252,0)),ISERROR(MATCH(\"*入力シート*\",E1252,0)),C6556=\"面積データ\"),E1252&\" ■□\",\"\"),E1252)","v":""}]
[null,"",0,"","","",{"$f":"IF(OR(ISBLANK($E$100),ISERROR(-LOOKUP(1,-RIGHT(D6560,ROW($1:$80))))),\"\",-LOOKUP(1,-RIGHT(D6560,ROW($1:$80))))","v":""},""]
[null,"",0,"","","",{"$f":"IF(OR(ISBLANK($E$100),ISERROR(-LOOKUP(1,-RIGHT(D6561,ROW($1:$80))))),\"\",-LOOKUP(1,-RIGHT(D6561,ROW($1:$80))))","v":""},""]
[null,"",0,"","","",{"$f":"IF(OR(ISBLANK($E$100),ISERROR(-LOOKUP(1,-RIGHT(D6564,ROW($1:$80))))),\"\",-LOOKUP(1,-RIGHT(D6564,ROW($1:$80))))","v":""},""]
[null,"",0,"","","",{"$f":"IF(OR(ISBLANK($E$100),ISERROR(-LOOKUP(1,-RIGHT(D6566,ROW($1:$80))))),\"\",-LOOKUP(1,-RIGHT(D6566,ROW($1:$80))))","v":""},""]
[null,"",0,"","","",{"$f":"IF(OR(ISBLANK($E$100),ISERROR(-LOOKUP(1,-RIGHT(D6569,ROW($1:$80))))),\"\",-LOOKUP(1,-RIGHT(D6569,ROW($1:$80))))","v":""},""]
[null,"",0,"","","",{"$f":"IF(OR(ISBLANK($E$100),ISERROR(-LOOKUP(1,-RIGHT(D6572,ROW($1:$80))))),\"\",-LOOKUP(1,-RIGHT(D6572,ROW($1:$80))))","v":""},""]
[null,"",0,"","","",{"$f":"IF(OR(ISBLANK($E$100),ISERROR(-LOOKUP(1,-RIGHT(D6574,ROW($1:$80))))),\"\",-LOOKUP(1,-RIGHT(D6574,ROW($1:$80))))","v":""},""]
[null,"",0,"","","",{"$f":"IF(OR(ISBLANK($E$100),ISERROR(-LOOKUP(1,-RIGHT(D6575,ROW($1:$80))))),\"\",-LOOKUP(1,-RIGHT(D6575,ROW($1:$80))))","v":""},""]
[null,"",0,"","","",{"$f":"IF(OR(ISBLANK($E$100),ISERROR(-LOOKUP(1,-RIGHT(D6578,ROW($1:$80))))),\"\",-LOOKUP(1,-RIGHT(D6578,ROW($1:$80))))","v":""},""]
[null,"",0,"","","",{"$f":"IF(OR(ISBLANK($E$100),ISERROR(-LOOKUP(1,-RIGHT(D6580,ROW($1:$80))))),\"\",-LOOKUP(1,-RIGHT(D6580,ROW($1:$80))))","v":""},""]
[null,"",0,"","","",{"$f":"IF(OR(ISBLANK($E$100),ISERROR(-LOOKUP(1,-RIGHT(D6583,ROW($1:$80))))),\"\",-LOOKUP(1,-RIGHT(D6583,ROW($1:$80))))","v":""},""]
[null,"",0,"","","",{"$f":"IF(OR(ISBLANK($E$100),ISERROR(-LOOKUP(1,-RIGHT(D6586,ROW($1:$80))))),\"\",-LOOKUP(1,-RIGHT(D6586,ROW($1:$80))))","v":""},""]
[null,"",0,"","","",{"$f":"IF(OR(ISBLANK($E$100),ISERROR(-LOOKUP(1,-RIGHT(D6588,ROW($1:$80))))),\"\",-LOOKUP(1,-RIGHT(D6588,ROW($1:$80))))","v":""},""]
[null,"",0,"","","",{"$f":"IF(OR(ISBLANK($E$100),ISERROR(-LOOKUP(1,-RIGHT(D6589,ROW($1:$80))))),\"\",-LOOKUP(1,-RIGHT(D6589,ROW($1:$80))))","v":""},""]
[null,"",0,"","","",{"$f":"IF(OR(ISBLANK($E$100),ISERROR(-LOOKUP(1,-RIGHT(D6591,ROW($1:$80))))),\"\",-LOOKUP(1,-RIGHT(D6591,ROW($1:$80))))","v":""},""]
[null,"",0,"","","",{"$f":"IF(OR(ISBLANK($E$100),ISERROR(-LOOKUP(1,-RIGHT(D6594,ROW($1:$80))))),\"\",-LOOKUP(1,-RIGHT(D6594,ROW($1:$80))))","v":""},""]
[null,"",0,"","","",{"$f":"IF(OR(ISBLANK($E$100),ISERROR(-LOOKUP(1,-RIGHT(D6597,ROW($1:$80))))),\"\",-LOOKUP(1,-RIGHT(D6597,ROW($1:$80))))","v":""},""]
[null,"",0,"","","",{"$f":"IF(OR(ISBLANK($E$100),ISERROR(-LOOKUP(1,-RIGHT(D6599,ROW($1:$80))))),\"\",-LOOKUP(1,-RIGHT(D6599,ROW($1:$80))))","v":""},""]
[null,"",0,"","","",{"$f":"IF(OR(ISBLANK($E$100),ISERROR(-LOOKUP(1,-RIGHT(D6602,ROW($1:$80))))),\"\",-LOOKUP(1,-RIGHT(D6602,ROW($1:$80))))","v":""},""]
[null,"",0,"","","",{"$f":"IF(OR(ISBLANK($E$100),ISERROR(-LOOKUP(1,-RIGHT(D6605,ROW($1:$80))))),\"\",-LOOKUP(1,-RIGHT(D6605,ROW($1:$80))))","v":""},""]
[null,"",0,"","","",{"$f":"IF(OR(ISBLANK($E$100),ISERROR(-LOOKUP(1,-RIGHT(D6607,ROW($1:$80))))),\"\",-LOOKUP(1,-RIGHT(D6607,ROW($1:$80))))","v":""},""]
[null,"",0,{"$f":"IF(AND((E6608<>\"\"),(ISNUMBER(VALUE(RIGHT(LEFT(E6608,(FIND(\"★\",E6608)-1)),1)))),(ISNUMBER(VALUE(RIGHT(LEFT(E6608,(FIND(\"★\",E6608)+1)),1))))),IF(ISERROR(FIND(\" \",LEFT(E6608,FIND(\"★\",E6608)-1))),IF(F6608=\"\",\"\",LEFT(F6608,FIND(\"★\",F6608)-1)),LEFT(E6608,FIND(\"★\",E6608)-1)),IF(F6608=\"\",\"\",LEFT(F6608,FIND(\"★\",F6608)-1)))","v":""},"","",{"$f":"IF(OR(ISBLANK($E$100),ISERROR(-LOOKUP(1,-RIGHT(D6608,ROW($1:$80))))),\"\",-LOOKUP(1,-RIGHT(D6608,ROW($1:$80))))","v":""},""]
[null,"",0,"","","",{"$f":"IF(OR(ISBLANK($E$100),ISERROR(-LOOKUP(1,-RIGHT(D6610,ROW($1:$80))))),\"\",-LOOKUP(1,-RIGHT(D6610,ROW($1:$80))))","v":""},""]
[null,"",0,"","","",{"$f":"IF(OR(ISBLANK($E$100),ISERROR(-LOOKUP(1,-RIGHT(D6613,ROW($1:$80))))),\"\",-LOOKUP(1,-RIGHT(D6613,ROW($1:$80))))","v":""},""]
[null,"",0,"","","",{"$f":"IF(OR(ISBLANK($E$100),ISERROR(-LOOKUP(1,-RIGHT(D6616,ROW($1:$80))))),\"\",-LOOKUP(1,-RIGHT(D6616,ROW($1:$80))))","v":""},""]
[null,"",0,"","","",{"$f":"IF(OR(ISBLANK($E$100),ISERROR(-LOOKUP(1,-RIGHT(D6618,ROW($1:$80))))),\"\",-LOOKUP(1,-RIGHT(D6618,ROW($1:$80))))","v":""},""]
[null,"",0,"",{"$f":"IF(OR(ISERROR(FIND(\"□\",H6621)),ISERROR(SUBSTITUTE(LEFT(H6621,(FIND(\"■\",H6621)-2)),\" \",\"★\",LEN(LEFT(H6621,(FIND(\"■\",H6621)-2)))-LEN(SUBSTITUTE(LEFT(H6621,(FIND(\"■\",H6621)-2)),\" \",\"\"))-2))),\"\",SUBSTITUTE(LEFT(H6621,(FIND(\"■\",H6621)-2)),\" \",\"★\",LEN(LEFT(H6621,(FIND(\"■\",H6621)-2)))-LEN(SUBSTITUTE(LEFT(H6621,(FIND(\"■\",H6621)-2)),\" \",\"\"))-2))","v":""},{"$f":"IF(ISERROR(SUBSTITUTE(LEFT(H6621,(FIND(\"■\",H6621)-2)),\" \",\"★\",LEN(LEFT(H6621,(FIND(\"■\",H6621)-2)))-LEN(SUBSTITUTE(LEFT(H6621,(FIND(\"■\",H6621)-2)),\" \",\"\"))-1)),\"\",SUBSTITUTE(LEFT(H6621,(FIND(\"■\",H6621)-2)),\" \",\"★\",LEN(LEFT(H6621,(FIND(\"■\",H6621)-2)))-LEN(SUBSTITUTE(LEFT(H6621,(FIND(\"■\",H6621)-2)),\" \",\"\"))-1))","v":""},{"$f":"IF(OR(ISBLANK($E$100),ISERROR(-LOOKUP(1,-RIGHT(D6621,ROW($1:$80))))),\"\",-LOOKUP(1,-RIGHT(D6621,ROW($1:$80))))","v":""},""]
[null,"",0,"","","",{"$f":"IF(OR(ISBLANK($E$100),ISERROR(-LOOKUP(1,-RIGHT(D6622,ROW($1:$80))))),\"\",-LOOKUP(1,-RIGHT(D6622,ROW($1:$80))))","v":""},""]
[null,"",0,"","","",{"$f":"IF(OR(ISBLANK($E$100),ISERROR(-LOOKUP(1,-RIGHT(D6626,ROW($1:$80))))),\"\",-LOOKUP(1,-RIGHT(D6626,ROW($1:$80))))","v":""},""]
[null,"",0,"","","",{"$f":"IF(OR(ISBLANK($E$100),ISERROR(-LOOKUP(1,-RIGHT(D6627,ROW($1:$80))))),\"\",-LOOKUP(1,-RIGHT(D6627,ROW($1:$80))))","v":""},""]
[null,"",0,"","","",{"$f":"IF(OR(ISBLANK($E$100),ISERROR(-LOOKUP(1,-RIGHT(D6630,ROW($1:$80))))),\"\",-LOOKUP(1,-RIGHT(D6630,ROW($1:$80))))","v":""},""]
[null,"",0,"","","",{"$f":"IF(OR(ISBLANK($E$100),ISERROR(-LOOKUP(1,-RIGHT(D6631,ROW($1:$80))))),\"\",-LOOKUP(1,-RIGHT(D6631,ROW($1:$80))))","v":""},""]
[null,"",0,"","","",{"$f":"IF(OR(ISBLANK($E$100),ISERROR(-LOOKUP(1,-RIGHT(D6635,ROW($1:$80))))),\"\",-LOOKUP(1,-RIGHT(D6635,ROW($1:$80))))","v":""},""]
[null,"",0,"","","",{"$f":"IF(OR(ISBLANK($E$100),ISERROR(-LOOKUP(1,-RIGHT(D6636,ROW($1:$80))))),\"\",-LOOKUP(1,-RIGHT(D6636,ROW($1:$80))))","v":""},""]
[null,"",0,"","","",{"$f":"IF(OR(ISBLANK($E$100),ISERROR(-LOOKUP(1,-RIGHT(D6640,ROW($1:$80))))),\"\",-LOOKUP(1,-RIGHT(D6640,ROW($1:$80))))","v":""},""]
[null,"",0,"","","",{"$f":"IF(OR(ISBLANK($E$100),ISERROR(-LOOKUP(1,-RIGHT(D6641,ROW($1:$80))))),\"\",-LOOKUP(1,-RIGHT(D6641,ROW($1:$80))))","v":""},""]
[null,"",0,"","","",{"$f":"IF(OR(ISBLANK($E$100),ISERROR(-LOOKUP(1,-RIGHT(D6644,ROW($1:$80))))),\"\",-LOOKUP(1,-RIGHT(D6644,ROW($1:$80))))","v":""},""]
[null,"",0,"","","",{"$f":"IF(OR(ISBLANK($E$100),ISERROR(-LOOKUP(1,-RIGHT(D6645,ROW($1:$80))))),\"\",-LOOKUP(1,-RIGHT(D6645,ROW($1:$80))))","v":""},""]
[null,"",0,"","","",{"$f":"IF(OR(ISBLANK($E$100),ISERROR(-LOOKUP(1,-RIGHT(D6649,ROW($1:$80))))),\"\",-LOOKUP(1,-RIGHT(D6649,ROW($1:$80))))","v":""},"",null,null,null,null,null,null,null,null,null,""]
[null,"",0,"","","",{"$f":"IF(OR(ISBLANK($E$100),ISERROR(-LOOKUP(1,-RIGHT(D6650,ROW($1:$80))))),\"\",-LOOKUP(1,-RIGHT(D6650,ROW($1:$80))))","v":""},"",null,null,null,null,null,null,null,null,null,""]
[null,"",0,"","","",{"$f":"IF(OR(ISBLANK($E$100),ISERROR(-LOOKUP(1,-RIGHT(D6654,ROW($1:$80))))),\"\",-LOOKUP(1,-RIGHT(D6654,ROW($1:$80))))","v":""},""]
[null,"",0,"","","",{"$f":"IF(OR(ISBLANK($E$100),ISERROR(-LOOKUP(1,-RIGHT(D6655,ROW($1:$80))))),\"\",-LOOKUP(1,-RIGHT(D6655,ROW($1:$80))))","v":""},""]
[null,"",0,"","","",{"$f":"IF(OR(ISBLANK($E$100),ISERROR(-LOOKUP(1,-RIGHT(D6659,ROW($1:$80))))),\"\",-LOOKUP(1,-RIGHT(D6659,ROW($1:$80))))","v":""},""]
[null,"",0,"","","",{"$f":"IF(OR(ISBLANK($E$100),ISERROR(-LOOKUP(1,-RIGHT(D6660,ROW($1:$80))))),\"\",-LOOKUP(1,-RIGHT(D6660,ROW($1:$80))))","v":""},""]
[null,"",0,"","","",{"$f":"IF(OR(ISBLANK($E$100),ISERROR(-LOOKUP(1,-RIGHT(D6663,ROW($1:$80))))),\"\",-LOOKUP(1,-RIGHT(D6663,ROW($1:$80))))","v":""},""]
[null,"",0,"","","",{"$f":"IF(OR(ISBLANK($E$100),ISERROR(-LOOKUP(1,-RIGHT(D6664,ROW($1:$80))))),\"\",-LOOKUP(1,-RIGHT(D6664,ROW($1:$80))))","v":""},""]
[null,"",0,"","","",{"$f":"IF(OR(ISBLANK($E$100),ISERROR(-LOOKUP(1,-RIGHT(D6668,ROW($1:$80))))),\"\",-LOOKUP(1,-RIGHT(D6668,ROW($1:$80))))","v":""},""]
[null,"",0,"","","",{"$f":"IF(OR(ISBLANK($E$100),ISERROR(-LOOKUP(1,-RIGHT(D6669,ROW($1:$80))))),\"\",-LOOKUP(1,-RIGHT(D6669,ROW($1:$80))))","v":""},""]
[null,"",0,{"$f":"IF(AND((E6672<>\"\"),(ISNUMBER(VALUE(RIGHT(LEFT(E6672,(FIND(\"★\",E6672)-1)),1)))),(ISNUMBER(VALUE(RIGHT(LEFT(E6672,(FIND(\"★\",E6672)+1)),1))))),IF(ISERROR(FIND(\" \",LEFT(E6672,FIND(\"★\",E6672)-1))),IF(F6672=\"\",\"\",LEFT(F6672,FIND(\"★\",F6672)-1)),LEFT(E6672,FIND(\"★\",E6672)-1)),IF(F6672=\"\",\"\",LEFT(F6672,FIND(\"★\",F6672)-1)))","v":""},"","",{"$f":"IF(OR(ISBLANK($E$100),ISERROR(-LOOKUP(1,-RIGHT(D6672,ROW($1:$80))))),\"\",-LOOKUP(1,-RIGHT(D6672,ROW($1:$80))))","v":""},""]
[null,"",0,"","","",{"$f":"IF(OR(ISBLANK($E$100),ISERROR(-LOOKUP(1,-RIGHT(D6674,ROW($1:$80))))),\"\",-LOOKUP(1,-RIGHT(D6674,ROW($1:$80))))","v":""},""]
[null,"",0,"","","",{"$f":"IF(OR(ISBLANK($E$100),ISERROR(-LOOKUP(1,-RIGHT(D6677,ROW($1:$80))))),\"\",-LOOKUP(1,-RIGHT(D6677,ROW($1:$80))))","v":""},""]
[null,"",0,"","","",{"$f":"IF(OR(ISBLANK($E$100),ISERROR(-LOOKUP(1,-RIGHT(D6680,ROW($1:$80))))),\"\",-LOOKUP(1,-RIGHT(D6680,ROW($1:$80))))","v":""},""]
[null,"",0,"","","",{"$f":"IF(OR(ISBLANK($E$100),ISERROR(-LOOKUP(1,-RIGHT(D6682,ROW($1:$80))))),\"\",-LOOKUP(1,-RIGHT(D6682,ROW($1:$80))))","v":""},""]
[null,"",0,"","","",{"$f":"IF(OR(ISBLANK($E$100),ISERROR(-LOOKUP(1,-RIGHT(D6683,ROW($1:$80))))),\"\",-LOOKUP(1,-RIGHT(D6683,ROW($1:$80))))","v":""},""]
[null,"",0,"",{"$f":"IF(OR(ISERROR(FIND(\"□\",H6685)),ISERROR(SUBSTITUTE(LEFT(H6685,(FIND(\"■\",H6685)-2)),\" \",\"★\",LEN(LEFT(H6685,(FIND(\"■\",H6685)-2)))-LEN(SUBSTITUTE(LEFT(H6685,(FIND(\"■\",H6685)-2)),\" \",\"\"))-2))),\"\",SUBSTITUTE(LEFT(H6685,(FIND(\"■\",H6685)-2)),\" \",\"★\",LEN(LEFT(H6685,(FIND(\"■\",H6685)-2)))-LEN(SUBSTITUTE(LEFT(H6685,(FIND(\"■\",H6685)-2)),\" \",\"\"))-2))","v":""},{"$f":"IF(ISERROR(SUBSTITUTE(LEFT(H6685,(FIND(\"■\",H6685)-2)),\" \",\"★\",LEN(LEFT(H6685,(FIND(\"■\",H6685)-2)))-LEN(SUBSTITUTE(LEFT(H6685,(FIND(\"■\",H6685)-2)),\" \",\"\"))-1)),\"\",SUBSTITUTE(LEFT(H6685,(FIND(\"■\",H6685)-2)),\" \",\"★\",LEN(LEFT(H6685,(FIND(\"■\",H6685)-2)))-LEN(SUBSTITUTE(LEFT(H6685,(FIND(\"■\",H6685)-2)),\" \",\"\"))-1))","v":""},{"$f":"IF(OR(ISBLANK($E$100),ISERROR(-LOOKUP(1,-RIGHT(D6685,ROW($1:$80))))),\"\",-LOOKUP(1,-RIGHT(D6685,ROW($1:$80))))","v":""},""]
[null,"",0,"","","",{"$f":"IF(OR(ISBLANK($E$100),ISERROR(-LOOKUP(1,-RIGHT(D6688,ROW($1:$80))))),\"\",-LOOKUP(1,-RIGHT(D6688,ROW($1:$80))))","v":""},""]
[null,"",0,"","","",{"$f":"IF(OR(ISBLANK($E$100),ISERROR(-LOOKUP(1,-RIGHT(D6691,ROW($1:$80))))),\"\",-LOOKUP(1,-RIGHT(D6691,ROW($1:$80))))","v":""},""]
[null,"",0,"","","",{"$f":"IF(OR(ISBLANK($E$100),ISERROR(-LOOKUP(1,-RIGHT(D6693,ROW($1:$80))))),\"\",-LOOKUP(1,-RIGHT(D6693,ROW($1:$80))))","v":""},""]
[null,"",0,"","","",{"$f":"IF(OR(ISBLANK($E$100),ISERROR(-LOOKUP(1,-RIGHT(D6696,ROW($1:$80))))),\"\",-LOOKUP(1,-RIGHT(D6696,ROW($1:$80))))","v":""},""]
[null,"",0,"","","",{"$f":"IF(OR(ISBLANK($E$100),ISERROR(-LOOKUP(1,-RIGHT(D6699,ROW($1:$80))))),\"\",-LOOKUP(1,-RIGHT(D6699,ROW($1:$80))))","v":""},""]
[null,"",0,"","","",{"$f":"IF(OR(ISBLANK($E$100),ISERROR(-LOOKUP(1,-RIGHT(D6700,ROW($1:$80))))),\"\",-LOOKUP(1,-RIGHT(D6700,ROW($1:$80))))","v":""},""]
[null,"",0,"","","",{"$f":"IF(OR(ISBLANK($E$100),ISERROR(-LOOKUP(1,-RIGHT(D6701,ROW($1:$80))))),\"\",-LOOKUP(1,-RIGHT(D6701,ROW($1:$80))))","v":""},""]
[null,"",0,"","","",{"$f":"IF(OR(ISBLANK($E$100),ISERROR(-LOOKUP(1,-RIGHT(D6702,ROW($1:$80))))),\"\",-LOOKUP(1,-RIGHT(D6702,ROW($1:$80))))","v":""},""]
[null,"",0,"","","",{"$f":"IF(OR(ISBLANK($E$100),ISERROR(-LOOKUP(1,-RIGHT(D6703,ROW($1:$80))))),\"\",-LOOKUP(1,-RIGHT(D6703,ROW($1:$80))))","v":""},""]
[null,"",0,"","","",{"$f":"IF(OR(ISBLANK($E$100),ISERROR(-LOOKUP(1,-RIGHT(D6704,ROW($1:$80))))),\"\",-LOOKUP(1,-RIGHT(D6704,ROW($1:$80))))","v":""},""]
[null,"",0,"","","",{"$f":"IF(OR(ISBLANK($E$100),ISERROR(-LOOKUP(1,-RIGHT(D6705,ROW($1:$80))))),\"\",-LOOKUP(1,-RIGHT(D6705,ROW($1:$80))))","v":""},""]
[null,"",0,"","","",{"$f":"IF(OR(ISBLANK($E$100),ISERROR(-LOOKUP(1,-RIGHT(D6706,ROW($1:$80))))),\"\",-LOOKUP(1,-RIGHT(D6706,ROW($1:$80))))","v":""},""]
[null,"",0,"","","",{"$f":"IF(OR(ISBLANK($E$100),ISERROR(-LOOKUP(1,-RIGHT(D6707,ROW($1:$80))))),\"\",-LOOKUP(1,-RIGHT(D6707,ROW($1:$80))))","v":""},""]
[null,"",0,"","","",{"$f":"IF(OR(ISBLANK($E$100),ISERROR(-LOOKUP(1,-RIGHT(D6708,ROW($1:$80))))),\"\",-LOOKUP(1,-RIGHT(D6708,ROW($1:$80))))","v":""},""]
[null,"",0,"","","",{"$f":"IF(OR(ISBLANK($E$100),ISERROR(-LOOKUP(1,-RIGHT(D6709,ROW($1:$80))))),\"\",-LOOKUP(1,-RIGHT(D6709,ROW($1:$80))))","v":""},""]
[null,"",0,"","","",{"$f":"IF(OR(ISBLANK($E$100),ISERROR(-LOOKUP(1,-RIGHT(D6710,ROW($1:$80))))),\"\",-LOOKUP(1,-RIGHT(D6710,ROW($1:$80))))","v":""},""]
[null,"",0,"","","",{"$f":"IF(OR(ISBLANK($E$100),ISERROR(-LOOKUP(1,-RIGHT(D6711,ROW($1:$80))))),\"\",-LOOKUP(1,-RIGHT(D6711,ROW($1:$80))))","v":""},""]
[null,"",0,"","","",{"$f":"IF(OR(ISBLANK($E$100),ISERROR(-LOOKUP(1,-RIGHT(D6712,ROW($1:$80))))),\"\",-LOOKUP(1,-RIGHT(D6712,ROW($1:$80))))","v":""},""]
[null,"",0,"","","",{"$f":"IF(OR(ISBLANK($E$100),ISERROR(-LOOKUP(1,-RIGHT(D6713,ROW($1:$80))))),\"\",-LOOKUP(1,-RIGHT(D6713,ROW($1:$80))))","v":""},""]
[null,"",0,"","","",{"$f":"IF(OR(ISBLANK($E$100),ISERROR(-LOOKUP(1,-RIGHT(D6714,ROW($1:$80))))),\"\",-LOOKUP(1,-RIGHT(D6714,ROW($1:$80))))","v":""},""]
[null,"",0,"","","",{"$f":"IF(OR(ISBLANK($E$100),ISERROR(-LOOKUP(1,-RIGHT(D6715,ROW($1:$80))))),\"\",-LOOKUP(1,-RIGHT(D6715,ROW($1:$80))))","v":""},""]
[null,"",0,"","","",{"$f":"IF(OR(ISBLANK($E$100),ISERROR(-LOOKUP(1,-RIGHT(D6716,ROW($1:$80))))),\"\",-LOOKUP(1,-RIGHT(D6716,ROW($1:$80))))","v":""},""]
[null,"",0,"","","",{"$f":"IF(OR(ISBLANK($E$100),ISERROR(-LOOKUP(1,-RIGHT(D6717,ROW($1:$80))))),\"\",-LOOKUP(1,-RIGHT(D6717,ROW($1:$80))))","v":""},""]
[null,"",0,"","","",{"$f":"IF(OR(ISBLANK($E$100),ISERROR(-LOOKUP(1,-RIGHT(D6718,ROW($1:$80))))),\"\",-LOOKUP(1,-RIGHT(D6718,ROW($1:$80))))","v":""},""]
[null,"",0,"","","",{"$f":"IF(OR(ISBLANK($E$100),ISERROR(-LOOKUP(1,-RIGHT(D6719,ROW($1:$80))))),\"\",-LOOKUP(1,-RIGHT(D6719,ROW($1:$80))))","v":""},""]
[null,"",0,"","","",{"$f":"IF(OR(ISBLANK($E$100),ISERROR(-LOOKUP(1,-RIGHT(D6720,ROW($1:$80))))),\"\",-LOOKUP(1,-RIGHT(D6720,ROW($1:$80))))","v":""},""]
[null,"",0,"","","",{"$f":"IF(OR(ISBLANK($E$100),ISERROR(-LOOKUP(1,-RIGHT(D6721,ROW($1:$80))))),\"\",-LOOKUP(1,-RIGHT(D6721,ROW($1:$80))))","v":""},""]
[null,"",0,"","","",{"$f":"IF(OR(ISBLANK($E$100),ISERROR(-LOOKUP(1,-RIGHT(D6722,ROW($1:$80))))),\"\",-LOOKUP(1,-RIGHT(D6722,ROW($1:$80))))","v":""},""]
[null,"",0,"","","",{"$f":"IF(OR(ISBLANK($E$100),ISERROR(-LOOKUP(1,-RIGHT(D6723,ROW($1:$80))))),\"\",-LOOKUP(1,-RIGHT(D6723,ROW($1:$80))))","v":""},""]
[null,"",0,"","","",{"$f":"IF(OR(ISBLANK($E$100),ISERROR(-LOOKUP(1,-RIGHT(D6724,ROW($1:$80))))),\"\",-LOOKUP(1,-RIGHT(D6724,ROW($1:$80))))","v":""},""]
[null,"",0,"","","",{"$f":"IF(OR(ISBLANK($E$100),ISERROR(-LOOKUP(1,-RIGHT(D6725,ROW($1:$80))))),\"\",-LOOKUP(1,-RIGHT(D6725,ROW($1:$80))))","v":""},""]
[null,"",0,"","","",{"$f":"IF(OR(ISBLANK($E$100),ISERROR(-LOOKUP(1,-RIGHT(D6726,ROW($1:$80))))),\"\",-LOOKUP(1,-RIGHT(D6726,ROW($1:$80))))","v":""},""]
[null,"",0,"","","",{"$f":"IF(OR(ISBLANK($E$100),ISERROR(-LOOKUP(1,-RIGHT(D6727,ROW($1:$80))))),\"\",-LOOKUP(1,-RIGHT(D6727,ROW($1:$80))))","v":""},""]
[null,"",0,"","","",{"$f":"IF(OR(ISBLANK($E$100),ISERROR(-LOOKUP(1,-RIGHT(D6728,ROW($1:$80))))),\"\",-LOOKUP(1,-RIGHT(D6728,ROW($1:$80))))","v":""},""]
[null,"",0,"","","",{"$f":"IF(OR(ISBLANK($E$100),ISERROR(-LOOKUP(1,-RIGHT(D6729,ROW($1:$80))))),\"\",-LOOKUP(1,-RIGHT(D6729,ROW($1:$80))))","v":""},""]
[null,"",0,"","","",{"$f":"IF(OR(ISBLANK($E$100),ISERROR(-LOOKUP(1,-RIGHT(D6730,ROW($1:$80))))),\"\",-LOOKUP(1,-RIGHT(D6730,ROW($1:$80))))","v":""},""]
[null,"",0,"","","",{"$f":"IF(OR(ISBLANK($E$100),ISERROR(-LOOKUP(1,-RIGHT(D6731,ROW($1:$80))))),\"\",-LOOKUP(1,-RIGHT(D6731,ROW($1:$80))))","v":""},""]
[null,"",0,"","","",{"$f":"IF(OR(ISBLANK($E$100),ISERROR(-LOOKUP(1,-RIGHT(D6732,ROW($1:$80))))),\"\",-LOOKUP(1,-RIGHT(D6732,ROW($1:$80))))","v":""},""]
[null,"",0,"","","",{"$f":"IF(OR(ISBLANK($E$100),ISERROR(-LOOKUP(1,-RIGHT(D6733,ROW($1:$80))))),\"\",-LOOKUP(1,-RIGHT(D6733,ROW($1:$80))))","v":""},""]
[null,"",0,"","","",{"$f":"IF(OR(ISBLANK($E$100),ISERROR(-LOOKUP(1,-RIGHT(D6734,ROW($1:$80))))),\"\",-LOOKUP(1,-RIGHT(D6734,ROW($1:$80))))","v":""},""]
[null,"",0,"","","",{"$f":"IF(OR(ISBLANK($E$100),ISERROR(-LOOKUP(1,-RIGHT(D6735,ROW($1:$80))))),\"\",-LOOKUP(1,-RIGHT(D6735,ROW($1:$80))))","v":""},""]
[null,"",0,{"$f":"IF(AND((E6736<>\"\"),(ISNUMBER(VALUE(RIGHT(LEFT(E6736,(FIND(\"★\",E6736)-1)),1)))),(ISNUMBER(VALUE(RIGHT(LEFT(E6736,(FIND(\"★\",E6736)+1)),1))))),IF(ISERROR(FIND(\" \",LEFT(E6736,FIND(\"★\",E6736)-1))),IF(F6736=\"\",\"\",LEFT(F6736,FIND(\"★\",F6736)-1)),LEFT(E6736,FIND(\"★\",E6736)-1)),IF(F6736=\"\",\"\",LEFT(F6736,FIND(\"★\",F6736)-1)))","v":""},"","",{"$f":"IF(OR(ISBLANK($E$100),ISERROR(-LOOKUP(1,-RIGHT(D6736,ROW($1:$80))))),\"\",-LOOKUP(1,-RIGHT(D6736,ROW($1:$80))))","v":""},""]
[null,"",0,"","","",{"$f":"IF(OR(ISBLANK($E$100),ISERROR(-LOOKUP(1,-RIGHT(D6737,ROW($1:$80))))),\"\",-LOOKUP(1,-RIGHT(D6737,ROW($1:$80))))","v":""},""]
[null,"",0,"","","",{"$f":"IF(OR(ISBLANK($E$100),ISERROR(-LOOKUP(1,-RIGHT(D6738,ROW($1:$80))))),\"\",-LOOKUP(1,-RIGHT(D6738,ROW($1:$80))))","v":""},""]
[null,"",0,"","","",{"$f":"IF(OR(ISBLANK($E$100),ISERROR(-LOOKUP(1,-RIGHT(D6739,ROW($1:$80))))),\"\",-LOOKUP(1,-RIGHT(D6739,ROW($1:$80))))","v":""},""]
[null,"",0,"","","",{"$f":"IF(OR(ISBLANK($E$100),ISERROR(-LOOKUP(1,-RIGHT(D6740,ROW($1:$80))))),\"\",-LOOKUP(1,-RIGHT(D6740,ROW($1:$80))))","v":""},""]
[null,"",0,"","","",{"$f":"IF(OR(ISBLANK($E$100),ISERROR(-LOOKUP(1,-RIGHT(D6741,ROW($1:$80))))),\"\",-LOOKUP(1,-RIGHT(D6741,ROW($1:$80))))","v":""},""]
[null,"",0,"","","",{"$f":"IF(OR(ISBLANK($E$100),ISERROR(-LOOKUP(1,-RIGHT(D6742,ROW($1:$80))))),\"\",-LOOKUP(1,-RIGHT(D6742,ROW($1:$80))))","v":""},""]
[null,"",0,"","","",{"$f":"IF(OR(ISBLANK($E$100),ISERROR(-LOOKUP(1,-RIGHT(D6743,ROW($1:$80))))),\"\",-LOOKUP(1,-RIGHT(D6743,ROW($1:$80))))","v":""},""]
[null,"",0,"","","",{"$f":"IF(OR(ISBLANK($E$100),ISERROR(-LOOKUP(1,-RIGHT(D6744,ROW($1:$80))))),\"\",-LOOKUP(1,-RIGHT(D6744,ROW($1:$80))))","v":""},""]
[null,"",0,"","","",{"$f":"IF(OR(ISBLANK($E$100),ISERROR(-LOOKUP(1,-RIGHT(D6745,ROW($1:$80))))),\"\",-LOOKUP(1,-RIGHT(D6745,ROW($1:$80))))","v":""},""]
[null,"",0,"","","",{"$f":"IF(OR(ISBLANK($E$100),ISERROR(-LOOKUP(1,-RIGHT(D6746,ROW($1:$80))))),\"\",-LOOKUP(1,-RIGHT(D6746,ROW($1:$80))))","v":""},""]
[null,"",0,"","","",{"$f":"IF(OR(ISBLANK($E$100),ISERROR(-LOOKUP(1,-RIGHT(D6747,ROW($1:$80))))),\"\",-LOOKUP(1,-RIGHT(D6747,ROW($1:$80))))","v":""},""]
[null,{"$f":"IF(AND(AND(ISERROR(FIND(\"共同住宅\",H6748)),OR(ISNUMBER(FIND(\"事務所\",H6748)),ISNUMBER(FIND(\"ホテル\",H6748)),ISNUMBER(FIND(\"病院\",H6748)),ISNUMBER(FIND(\"店舗\",H6748)),ISNUMBER(FIND(\"百貨店\",H6748)),ISNUMBER(FIND(\"学校\",H6748)),ISNUMBER(FIND(\"飲食店\",H6748)),ISNUMBER(FIND(\"集会所\",H6748)),ISNUMBER(FIND(\"工場\",H6748)))),C6748=\"面積データ\",G6748<>\"\"),\"×\",\"\")","v":""},{"$f":"IF(ISERROR(MATCH(\"*(共通条件) 室仕様*\",E1444,0)),IF(ISERROR(MATCH(\"*様式*\",E1444,0)),C6747,\"\"),\"面積データ\")","v":0},"","","",{"$f":"IF(OR(ISBLANK($E$100),ISERROR(-LOOKUP(1,-RIGHT(D6748,ROW($1:$80))))),\"\",-LOOKUP(1,-RIGHT(D6748,ROW($1:$80))))","v":""},{"$f":"IF(ISERROR(MATCH(\"*■*\",E1444,0)),IF(AND(ISERROR(MATCH(\"Ver.*\",E1444,0)),ISERROR(MATCH(\"*入力シート*\",E1444,0)),C6748=\"面積データ\"),E1444&\" ■□\",\"\"),E1444)","v":""}]
[null,"",0,"",{"$f":"IF(OR(ISERROR(FIND(\"□\",H6749)),ISERROR(SUBSTITUTE(LEFT(H6749,(FIND(\"■\",H6749)-2)),\" \",\"★\",LEN(LEFT(H6749,(FIND(\"■\",H6749)-2)))-LEN(SUBSTITUTE(LEFT(H6749,(FIND(\"■\",H6749)-2)),\" \",\"\"))-2))),\"\",SUBSTITUTE(LEFT(H6749,(FIND(\"■\",H6749)-2)),\" \",\"★\",LEN(LEFT(H6749,(FIND(\"■\",H6749)-2)))-LEN(SUBSTITUTE(LEFT(H6749,(FIND(\"■\",H6749)-2)),\" \",\"\"))-2))","v":""},{"$f":"IF(ISERROR(SUBSTITUTE(LEFT(H6749,(FIND(\"■\",H6749)-2)),\" \",\"★\",LEN(LEFT(H6749,(FIND(\"■\",H6749)-2)))-LEN(SUBSTITUTE(LEFT(H6749,(FIND(\"■\",H6749)-2)),\" \",\"\"))-1)),\"\",SUBSTITUTE(LEFT(H6749,(FIND(\"■\",H6749)-2)),\" \",\"★\",LEN(LEFT(H6749,(FIND(\"■\",H6749)-2)))-LEN(SUBSTITUTE(LEFT(H6749,(FIND(\"■\",H6749)-2)),\" \",\"\"))-1))","v":""},{"$f":"IF(OR(ISBLANK($E$100),ISERROR(-LOOKUP(1,-RIGHT(D6749,ROW($1:$80))))),\"\",-LOOKUP(1,-RIGHT(D6749,ROW($1:$80))))","v":""},""]
[null,"",0,"","","",{"$f":"IF(OR(ISBLANK($E$100),ISERROR(-LOOKUP(1,-RIGHT(D6750,ROW($1:$80))))),\"\",-LOOKUP(1,-RIGHT(D6750,ROW($1:$80))))","v":""},""]
[null,"",0,"","","",{"$f":"IF(OR(ISBLANK($E$100),ISERROR(-LOOKUP(1,-RIGHT(D6751,ROW($1:$80))))),\"\",-LOOKUP(1,-RIGHT(D6751,ROW($1:$80))))","v":""},""]
[null,"",0,"","","",{"$f":"IF(OR(ISBLANK($E$100),ISERROR(-LOOKUP(1,-RIGHT(D6752,ROW($1:$80))))),\"\",-LOOKUP(1,-RIGHT(D6752,ROW($1:$80))))","v":""},""]
[null,"",0,"","","",{"$f":"IF(OR(ISBLANK($E$100),ISERROR(-LOOKUP(1,-RIGHT(D6753,ROW($1:$80))))),\"\",-LOOKUP(1,-RIGHT(D6753,ROW($1:$80))))","v":""},""]
[null,"",0,"","","",{"$f":"IF(OR(ISBLANK($E$100),ISERROR(-LOOKUP(1,-RIGHT(D6754,ROW($1:$80))))),\"\",-LOOKUP(1,-RIGHT(D6754,ROW($1:$80))))","v":""},""]
[null,"",0,"","","",{"$f":"IF(OR(ISBLANK($E$100),ISERROR(-LOOKUP(1,-RIGHT(D6755,ROW($1:$80))))),\"\",-LOOKUP(1,-RIGHT(D6755,ROW($1:$80))))","v":""},""]
[null,"",0,"","","",{"$f":"IF(OR(ISBLANK($E$100),ISERROR(-LOOKUP(1,-RIGHT(D6756,ROW($1:$80))))),\"\",-LOOKUP(1,-RIGHT(D6756,ROW($1:$80))))","v":""},""]
[null,"",0,"","","",{"$f":"IF(OR(ISBLANK($E$100),ISERROR(-LOOKUP(1,-RIGHT(D6757,ROW($1:$80))))),\"\",-LOOKUP(1,-RIGHT(D6757,ROW($1:$80))))","v":""},""]
[null,"",0,"","","",{"$f":"IF(OR(ISBLANK($E$100),ISERROR(-LOOKUP(1,-RIGHT(D6758,ROW($1:$80))))),\"\",-LOOKUP(1,-RIGHT(D6758,ROW($1:$80))))","v":""},""]
[null,"",0,"","","",{"$f":"IF(OR(ISBLANK($E$100),ISERROR(-LOOKUP(1,-RIGHT(D6759,ROW($1:$80))))),\"\",-LOOKUP(1,-RIGHT(D6759,ROW($1:$80))))","v":""},""]
[null,"",0,"","","",{"$f":"IF(OR(ISBLANK($E$100),ISERROR(-LOOKUP(1,-RIGHT(D6760,ROW($1:$80))))),\"\",-LOOKUP(1,-RIGHT(D6760,ROW($1:$80))))","v":""},""]
[null,"",0,"","","",{"$f":"IF(OR(ISBLANK($E$100),ISERROR(-LOOKUP(1,-RIGHT(D6761,ROW($1:$80))))),\"\",-LOOKUP(1,-RIGHT(D6761,ROW($1:$80))))","v":""},""]
[null,"",0,"","","",{"$f":"IF(OR(ISBLANK($E$100),ISERROR(-LOOKUP(1,-RIGHT(D6762,ROW($1:$80))))),\"\",-LOOKUP(1,-RIGHT(D6762,ROW($1:$80))))","v":""},""]
[null,"",0,"","","",{"$f":"IF(OR(ISBLANK($E$100),ISERROR(-LOOKUP(1,-RIGHT(D6763,ROW($1:$80))))),\"\",-LOOKUP(1,-RIGHT(D6763,ROW($1:$80))))","v":""},""]
[null,"",0,"","","",{"$f":"IF(OR(ISBLANK($E$100),ISERROR(-LOOKUP(1,-RIGHT(D6764,ROW($1:$80))))),\"\",-LOOKUP(1,-RIGHT(D6764,ROW($1:$80))))","v":""},""]
[null,"",0,"","","",{"$f":"IF(OR(ISBLANK($E$100),ISERROR(-LOOKUP(1,-RIGHT(D6765,ROW($1:$80))))),\"\",-LOOKUP(1,-RIGHT(D6765,ROW($1:$80))))","v":""},""]
[null,"",0,"","","",{"$f":"IF(OR(ISBLANK($E$100),ISERROR(-LOOKUP(1,-RIGHT(D6766,ROW($1:$80))))),\"\",-LOOKUP(1,-RIGHT(D6766,ROW($1:$80))))","v":""},""]
[null,"",0,"","","",{"$f":"IF(OR(ISBLANK($E$100),ISERROR(-LOOKUP(1,-RIGHT(D6767,ROW($1:$80))))),\"\",-LOOKUP(1,-RIGHT(D6767,ROW($1:$80))))","v":""},""]
[null,"",0,"","","",{"$f":"IF(OR(ISBLANK($E$100),ISERROR(-LOOKUP(1,-RIGHT(D6768,ROW($1:$80))))),\"\",-LOOKUP(1,-RIGHT(D6768,ROW($1:$80))))","v":""},""]
[null,"",0,"","","",{"$f":"IF(OR(ISBLANK($E$100),ISERROR(-LOOKUP(1,-RIGHT(D6769,ROW($1:$80))))),\"\",-LOOKUP(1,-RIGHT(D6769,ROW($1:$80))))","v":""},""]
[null,"",0,"","","",{"$f":"IF(OR(ISBLANK($E$100),ISERROR(-LOOKUP(1,-RIGHT(D6770,ROW($1:$80))))),\"\",-LOOKUP(1,-RIGHT(D6770,ROW($1:$80))))","v":""},""]
[null,"",0,"","","",{"$f":"IF(OR(ISBLANK($E$100),ISERROR(-LOOKUP(1,-RIGHT(D6771,ROW($1:$80))))),\"\",-LOOKUP(1,-RIGHT(D6771,ROW($1:$80))))","v":""},""]
[null,"",0,"","","",{"$f":"IF(OR(ISBLANK($E$100),ISERROR(-LOOKUP(1,-RIGHT(D6772,ROW($1:$80))))),\"\",-LOOKUP(1,-RIGHT(D6772,ROW($1:$80))))","v":""},""]
[null,"",0,"","","",{"$f":"IF(OR(ISBLANK($E$100),ISERROR(-LOOKUP(1,-RIGHT(D6773,ROW($1:$80))))),\"\",-LOOKUP(1,-RIGHT(D6773,ROW($1:$80))))","v":""},""]
[null,"",0,"","","",{"$f":"IF(OR(ISBLANK($E$100),ISERROR(-LOOKUP(1,-RIGHT(D6774,ROW($1:$80))))),\"\",-LOOKUP(1,-RIGHT(D6774,ROW($1:$80))))","v":""},""]
[null,"",0,"","","",{"$f":"IF(OR(ISBLANK($E$100),ISERROR(-LOOKUP(1,-RIGHT(D6775,ROW($1:$80))))),\"\",-LOOKUP(1,-RIGHT(D6775,ROW($1:$80))))","v":""},""]
[null,"",0,"","","",{"$f":"IF(OR(ISBLANK($E$100),ISERROR(-LOOKUP(1,-RIGHT(D6776,ROW($1:$80))))),\"\",-LOOKUP(1,-RIGHT(D6776,ROW($1:$80))))","v":""},""]
[null,"",0,"","","",{"$f":"IF(OR(ISBLANK($E$100),ISERROR(-LOOKUP(1,-RIGHT(D6777,ROW($1:$80))))),\"\",-LOOKUP(1,-RIGHT(D6777,ROW($1:$80))))","v":""},""]
[null,"",0,"","","",{"$f":"IF(OR(ISBLANK($E$100),ISERROR(-LOOKUP(1,-RIGHT(D6778,ROW($1:$80))))),\"\",-LOOKUP(1,-RIGHT(D6778,ROW($1:$80))))","v":""},""]
[null,"",0,"","","",{"$f":"IF(OR(ISBLANK($E$100),ISERROR(-LOOKUP(1,-RIGHT(D6779,ROW($1:$80))))),\"\",-LOOKUP(1,-RIGHT(D6779,ROW($1:$80))))","v":""},""]
[null,"",0,"","","",{"$f":"IF(OR(ISBLANK($E$100),ISERROR(-LOOKUP(1,-RIGHT(D6780,ROW($1:$80))))),\"\",-LOOKUP(1,-RIGHT(D6780,ROW($1:$80))))","v":""},""]
[null,"",0,"","","",{"$f":"IF(OR(ISBLANK($E$100),ISERROR(-LOOKUP(1,-RIGHT(D6781,ROW($1:$80))))),\"\",-LOOKUP(1,-RIGHT(D6781,ROW($1:$80))))","v":""},""]
[null,"",0,"","","",{"$f":"IF(OR(ISBLANK($E$100),ISERROR(-LOOKUP(1,-RIGHT(D6782,ROW($1:$80))))),\"\",-LOOKUP(1,-RIGHT(D6782,ROW($1:$80))))","v":""},""]
[null,"",0,"","","",{"$f":"IF(OR(ISBLANK($E$100),ISERROR(-LOOKUP(1,-RIGHT(D6783,ROW($1:$80))))),\"\",-LOOKUP(1,-RIGHT(D6783,ROW($1:$80))))","v":""},""]
[null,"",0,"","","",{"$f":"IF(OR(ISBLANK($E$100),ISERROR(-LOOKUP(1,-RIGHT(D6784,ROW($1:$80))))),\"\",-LOOKUP(1,-RIGHT(D6784,ROW($1:$80))))","v":""},""]
[null,"",0,"","","",{"$f":"IF(OR(ISBLANK($E$100),ISERROR(-LOOKUP(1,-RIGHT(D6785,ROW($1:$80))))),\"\",-LOOKUP(1,-RIGHT(D6785,ROW($1:$80))))","v":""},""]
[null,"",0,"","","",{"$f":"IF(OR(ISBLANK($E$100),ISERROR(-LOOKUP(1,-RIGHT(D6786,ROW($1:$80))))),\"\",-LOOKUP(1,-RIGHT(D6786,ROW($1:$80))))","v":""},""]
[null,"",0,"","","",{"$f":"IF(OR(ISBLANK($E$100),ISERROR(-LOOKUP(1,-RIGHT(D6787,ROW($1:$80))))),\"\",-LOOKUP(1,-RIGHT(D6787,ROW($1:$80))))","v":""},""]
[null,"",0,"","","",{"$f":"IF(OR(ISBLANK($E$100),ISERROR(-LOOKUP(1,-RIGHT(D6788,ROW($1:$80))))),\"\",-LOOKUP(1,-RIGHT(D6788,ROW($1:$80))))","v":""},""]
[null,"",0,"","","",{"$f":"IF(OR(ISBLANK($E$100),ISERROR(-LOOKUP(1,-RIGHT(D6789,ROW($1:$80))))),\"\",-LOOKUP(1,-RIGHT(D6789,ROW($1:$80))))","v":""},""]
[null,"",0,"","","",{"$f":"IF(OR(ISBLANK($E$100),ISERROR(-LOOKUP(1,-RIGHT(D6790,ROW($1:$80))))),\"\",-LOOKUP(1,-RIGHT(D6790,ROW($1:$80))))","v":""},""]
[null,"",0,"","","",{"$f":"IF(OR(ISBLANK($E$100),ISERROR(-LOOKUP(1,-RIGHT(D6791,ROW($1:$80))))),\"\",-LOOKUP(1,-RIGHT(D6791,ROW($1:$80))))","v":""},""]
[null,"",0,"","","",{"$f":"IF(OR(ISBLANK($E$100),ISERROR(-LOOKUP(1,-RIGHT(D6792,ROW($1:$80))))),\"\",-LOOKUP(1,-RIGHT(D6792,ROW($1:$80))))","v":""},""]
[null,"",0,"","","",{"$f":"IF(OR(ISBLANK($E$100),ISERROR(-LOOKUP(1,-RIGHT(D6793,ROW($1:$80))))),\"\",-LOOKUP(1,-RIGHT(D6793,ROW($1:$80))))","v":""},""]
[null,"",0,"","","",{"$f":"IF(OR(ISBLANK($E$100),ISERROR(-LOOKUP(1,-RIGHT(D6794,ROW($1:$80))))),\"\",-LOOKUP(1,-RIGHT(D6794,ROW($1:$80))))","v":""},""]
[null,"",0,"","","",{"$f":"IF(OR(ISBLANK($E$100),ISERROR(-LOOKUP(1,-RIGHT(D6795,ROW($1:$80))))),\"\",-LOOKUP(1,-RIGHT(D6795,ROW($1:$80))))","v":""},""]
[null,"",0,"","","",{"$f":"IF(OR(ISBLANK($E$100),ISERROR(-LOOKUP(1,-RIGHT(D6796,ROW($1:$80))))),\"\",-LOOKUP(1,-RIGHT(D6796,ROW($1:$80))))","v":""},""]
[null,"",0,"","","",{"$f":"IF(OR(ISBLANK($E$100),ISERROR(-LOOKUP(1,-RIGHT(D6797,ROW($1:$80))))),\"\",-LOOKUP(1,-RIGHT(D6797,ROW($1:$80))))","v":""},""]
[null,"",0,"","","",{"$f":"IF(OR(ISBLANK($E$100),ISERROR(-LOOKUP(1,-RIGHT(D6798,ROW($1:$80))))),\"\",-LOOKUP(1,-RIGHT(D6798,ROW($1:$80))))","v":""},""]
[null,"",0,"","","",{"$f":"IF(OR(ISBLANK($E$100),ISERROR(-LOOKUP(1,-RIGHT(D6799,ROW($1:$80))))),\"\",-LOOKUP(1,-RIGHT(D6799,ROW($1:$80))))","v":""},""]
[null,"",0,{"$f":"IF(AND((E6800<>\"\"),(ISNUMBER(VALUE(RIGHT(LEFT(E6800,(FIND(\"★\",E6800)-1)),1)))),(ISNUMBER(VALUE(RIGHT(LEFT(E6800,(FIND(\"★\",E6800)+1)),1))))),IF(ISERROR(FIND(\" \",LEFT(E6800,FIND(\"★\",E6800)-1))),IF(F6800=\"\",\"\",LEFT(F6800,FIND(\"★\",F6800)-1)),LEFT(E6800,FIND(\"★\",E6800)-1)),IF(F6800=\"\",\"\",LEFT(F6800,FIND(\"★\",F6800)-1)))","v":""},"","",{"$f":"IF(OR(ISBLANK($E$100),ISERROR(-LOOKUP(1,-RIGHT(D6800,ROW($1:$80))))),\"\",-LOOKUP(1,-RIGHT(D6800,ROW($1:$80))))","v":""},""]
[null,"",0,"","","",{"$f":"IF(OR(ISBLANK($E$100),ISERROR(-LOOKUP(1,-RIGHT(D6801,ROW($1:$80))))),\"\",-LOOKUP(1,-RIGHT(D6801,ROW($1:$80))))","v":""},""]
[null,"",0,"","","",{"$f":"IF(OR(ISBLANK($E$100),ISERROR(-LOOKUP(1,-RIGHT(D6802,ROW($1:$80))))),\"\",-LOOKUP(1,-RIGHT(D6802,ROW($1:$80))))","v":""},""]
[null,"",0,"","","",{"$f":"IF(OR(ISBLANK($E$100),ISERROR(-LOOKUP(1,-RIGHT(D6803,ROW($1:$80))))),\"\",-LOOKUP(1,-RIGHT(D6803,ROW($1:$80))))","v":""},""]
[null,"",0,"","","",{"$f":"IF(OR(ISBLANK($E$100),ISERROR(-LOOKUP(1,-RIGHT(D6804,ROW($1:$80))))),\"\",-LOOKUP(1,-RIGHT(D6804,ROW($1:$80))))","v":""},""]
[null,"",0,"","","",{"$f":"IF(OR(ISBLANK($E$100),ISERROR(-LOOKUP(1,-RIGHT(D6805,ROW($1:$80))))),\"\",-LOOKUP(1,-RIGHT(D6805,ROW($1:$80))))","v":""},""]
[null,"",0,"","","",{"$f":"IF(OR(ISBLANK($E$100),ISERROR(-LOOKUP(1,-RIGHT(D6806,ROW($1:$80))))),\"\",-LOOKUP(1,-RIGHT(D6806,ROW($1:$80))))","v":""},""]
[null,"",0,"","","",{"$f":"IF(OR(ISBLANK($E$100),ISERROR(-LOOKUP(1,-RIGHT(D6807,ROW($1:$80))))),\"\",-LOOKUP(1,-RIGHT(D6807,ROW($1:$80))))","v":""},""]
[null,"",0,"","","",{"$f":"IF(OR(ISBLANK($E$100),ISERROR(-LOOKUP(1,-RIGHT(D6808,ROW($1:$80))))),\"\",-LOOKUP(1,-RIGHT(D6808,ROW($1:$80))))","v":""},""]
[null,"",0,"","","",{"$f":"IF(OR(ISBLANK($E$100),ISERROR(-LOOKUP(1,-RIGHT(D6809,ROW($1:$80))))),\"\",-LOOKUP(1,-RIGHT(D6809,ROW($1:$80))))","v":""},""]
[null,"",0,"","","",{"$f":"IF(OR(ISBLANK($E$100),ISERROR(-LOOKUP(1,-RIGHT(D6810,ROW($1:$80))))),\"\",-LOOKUP(1,-RIGHT(D6810,ROW($1:$80))))","v":""},""]
[null,"",0,"","","",{"$f":"IF(OR(ISBLANK($E$100),ISERROR(-LOOKUP(1,-RIGHT(D6811,ROW($1:$80))))),\"\",-LOOKUP(1,-RIGHT(D6811,ROW($1:$80))))","v":""},""]
[null,{"$f":"IF(AND(AND(ISERROR(FIND(\"共同住宅\",H6812)),OR(ISNUMBER(FIND(\"事務所\",H6812)),ISNUMBER(FIND(\"ホテル\",H6812)),ISNUMBER(FIND(\"病院\",H6812)),ISNUMBER(FIND(\"店舗\",H6812)),ISNUMBER(FIND(\"百貨店\",H6812)),ISNUMBER(FIND(\"学校\",H6812)),ISNUMBER(FIND(\"飲食店\",H6812)),ISNUMBER(FIND(\"集会所\",H6812)),ISNUMBER(FIND(\"工場\",H6812)))),C6812=\"面積データ\",G6812<>\"\"),\"×\",\"\")","v":""},{"$f":"IF(ISERROR(MATCH(\"*(共通条件) 室仕様*\",E1508,0)),IF(ISERROR(MATCH(\"*様式*\",E1508,0)),C6811,\"\"),\"面積データ\")","v":0},"","","",{"$f":"IF(OR(ISBLANK($E$100),ISERROR(-LOOKUP(1,-RIGHT(D6812,ROW($1:$80))))),\"\",-LOOKUP(1,-RIGHT(D6812,ROW($1:$80))))","v":""},{"$f":"IF(ISERROR(MATCH(\"*■*\",E1508,0)),IF(AND(ISERROR(MATCH(\"Ver.*\",E1508,0)),ISERROR(MATCH(\"*入力シート*\",E1508,0)),C6812=\"面積データ\"),E1508&\" ■□\",\"\"),E1508)","v":""}]
[null,"",0,"",{"$f":"IF(OR(ISERROR(FIND(\"□\",H6813)),ISERROR(SUBSTITUTE(LEFT(H6813,(FIND(\"■\",H6813)-2)),\" \",\"★\",LEN(LEFT(H6813,(FIND(\"■\",H6813)-2)))-LEN(SUBSTITUTE(LEFT(H6813,(FIND(\"■\",H6813)-2)),\" \",\"\"))-2))),\"\",SUBSTITUTE(LEFT(H6813,(FIND(\"■\",H6813)-2)),\" \",\"★\",LEN(LEFT(H6813,(FIND(\"■\",H6813)-2)))-LEN(SUBSTITUTE(LEFT(H6813,(FIND(\"■\",H6813)-2)),\" \",\"\"))-2))","v":""},{"$f":"IF(ISERROR(SUBSTITUTE(LEFT(H6813,(FIND(\"■\",H6813)-2)),\" \",\"★\",LEN(LEFT(H6813,(FIND(\"■\",H6813)-2)))-LEN(SUBSTITUTE(LEFT(H6813,(FIND(\"■\",H6813)-2)),\" \",\"\"))-1)),\"\",SUBSTITUTE(LEFT(H6813,(FIND(\"■\",H6813)-2)),\" \",\"★\",LEN(LEFT(H6813,(FIND(\"■\",H6813)-2)))-LEN(SUBSTITUTE(LEFT(H6813,(FIND(\"■\",H6813)-2)),\" \",\"\"))-1))","v":""},{"$f":"IF(OR(ISBLANK($E$100),ISERROR(-LOOKUP(1,-RIGHT(D6813,ROW($1:$80))))),\"\",-LOOKUP(1,-RIGHT(D6813,ROW($1:$80))))","v":""},""]
[null,"",0,"","","",{"$f":"IF(OR(ISBLANK($E$100),ISERROR(-LOOKUP(1,-RIGHT(D6814,ROW($1:$80))))),\"\",-LOOKUP(1,-RIGHT(D6814,ROW($1:$80))))","v":""},""]
[null,"",0,"","","",{"$f":"IF(OR(ISBLANK($E$100),ISERROR(-LOOKUP(1,-RIGHT(D6815,ROW($1:$80))))),\"\",-LOOKUP(1,-RIGHT(D6815,ROW($1:$80))))","v":""},""]
[null,"",0,"","","",{"$f":"IF(OR(ISBLANK($E$100),ISERROR(-LOOKUP(1,-RIGHT(D6816,ROW($1:$80))))),\"\",-LOOKUP(1,-RIGHT(D6816,ROW($1:$80))))","v":""},""]
[null,"",0,"","","",{"$f":"IF(OR(ISBLANK($E$100),ISERROR(-LOOKUP(1,-RIGHT(D6817,ROW($1:$80))))),\"\",-LOOKUP(1,-RIGHT(D6817,ROW($1:$80))))","v":""},""]
[null,"",0,"","","",{"$f":"IF(OR(ISBLANK($E$100),ISERROR(-LOOKUP(1,-RIGHT(D6818,ROW($1:$80))))),\"\",-LOOKUP(1,-RIGHT(D6818,ROW($1:$80))))","v":""},""]
[null,"",0,"","","",{"$f":"IF(OR(ISBLANK($E$100),ISERROR(-LOOKUP(1,-RIGHT(D6819,ROW($1:$80))))),\"\",-LOOKUP(1,-RIGHT(D6819,ROW($1:$80))))","v":""},""]
[null,"",0,"","","",{"$f":"IF(OR(ISBLANK($E$100),ISERROR(-LOOKUP(1,-RIGHT(D6820,ROW($1:$80))))),\"\",-LOOKUP(1,-RIGHT(D6820,ROW($1:$80))))","v":""},""]
[null,"",0,"","","",{"$f":"IF(OR(ISBLANK($E$100),ISERROR(-LOOKUP(1,-RIGHT(D6821,ROW($1:$80))))),\"\",-LOOKUP(1,-RIGHT(D6821,ROW($1:$80))))","v":""},""]
[null,"",0,"","","",{"$f":"IF(OR(ISBLANK($E$100),ISERROR(-LOOKUP(1,-RIGHT(D6822,ROW($1:$80))))),\"\",-LOOKUP(1,-RIGHT(D6822,ROW($1:$80))))","v":""},""]
[null,"",0,"","","",{"$f":"IF(OR(ISBLANK($E$100),ISERROR(-LOOKUP(1,-RIGHT(D6823,ROW($1:$80))))),\"\",-LOOKUP(1,-RIGHT(D6823,ROW($1:$80))))","v":""},""]
[null,"",0,"","","",{"$f":"IF(OR(ISBLANK($E$100),ISERROR(-LOOKUP(1,-RIGHT(D6824,ROW($1:$80))))),\"\",-LOOKUP(1,-RIGHT(D6824,ROW($1:$80))))","v":""},""]
[null,"",0,"","","",{"$f":"IF(OR(ISBLANK($E$100),ISERROR(-LOOKUP(1,-RIGHT(D6825,ROW($1:$80))))),\"\",-LOOKUP(1,-RIGHT(D6825,ROW($1:$80))))","v":""},""]
[null,"",0,"","","",{"$f":"IF(OR(ISBLANK($E$100),ISERROR(-LOOKUP(1,-RIGHT(D6826,ROW($1:$80))))),\"\",-LOOKUP(1,-RIGHT(D6826,ROW($1:$80))))","v":""},""]
[null,"",0,"","","",{"$f":"IF(OR(ISBLANK($E$100),ISERROR(-LOOKUP(1,-RIGHT(D6827,ROW($1:$80))))),\"\",-LOOKUP(1,-RIGHT(D6827,ROW($1:$80))))","v":""},""]
[null,"",0,"","","",{"$f":"IF(OR(ISBLANK($E$100),ISERROR(-LOOKUP(1,-RIGHT(D6828,ROW($1:$80))))),\"\",-LOOKUP(1,-RIGHT(D6828,ROW($1:$80))))","v":""},""]
[null,"",0,"","","",{"$f":"IF(OR(ISBLANK($E$100),ISERROR(-LOOKUP(1,-RIGHT(D6829,ROW($1:$80))))),\"\",-LOOKUP(1,-RIGHT(D6829,ROW($1:$80))))","v":""},""]
[null,"",0,"","","",{"$f":"IF(OR(ISBLANK($E$100),ISERROR(-LOOKUP(1,-RIGHT(D6830,ROW($1:$80))))),\"\",-LOOKUP(1,-RIGHT(D6830,ROW($1:$80))))","v":""},""]
[null,"",0,"","","",{"$f":"IF(OR(ISBLANK($E$100),ISERROR(-LOOKUP(1,-RIGHT(D6831,ROW($1:$80))))),\"\",-LOOKUP(1,-RIGHT(D6831,ROW($1:$80))))","v":""},""]
[null,"",0,"","","",{"$f":"IF(OR(ISBLANK($E$100),ISERROR(-LOOKUP(1,-RIGHT(D6832,ROW($1:$80))))),\"\",-LOOKUP(1,-RIGHT(D6832,ROW($1:$80))))","v":""},""]
[null,"",0,"","","",{"$f":"IF(OR(ISBLANK($E$100),ISERROR(-LOOKUP(1,-RIGHT(D6833,ROW($1:$80))))),\"\",-LOOKUP(1,-RIGHT(D6833,ROW($1:$80))))","v":""},""]
[null,"",0,"","","",{"$f":"IF(OR(ISBLANK($E$100),ISERROR(-LOOKUP(1,-RIGHT(D6834,ROW($1:$80))))),\"\",-LOOKUP(1,-RIGHT(D6834,ROW($1:$80))))","v":""},""]
[null,"",0,"","","",{"$f":"IF(OR(ISBLANK($E$100),ISERROR(-LOOKUP(1,-RIGHT(D6835,ROW($1:$80))))),\"\",-LOOKUP(1,-RIGHT(D6835,ROW($1:$80))))","v":""},""]
[null,"",0,"","","",{"$f":"IF(OR(ISBLANK($E$100),ISERROR(-LOOKUP(1,-RIGHT(D6836,ROW($1:$80))))),\"\",-LOOKUP(1,-RIGHT(D6836,ROW($1:$80))))","v":""},""]
[null,"",0,"","","",{"$f":"IF(OR(ISBLANK($E$100),ISERROR(-LOOKUP(1,-RIGHT(D6837,ROW($1:$80))))),\"\",-LOOKUP(1,-RIGHT(D6837,ROW($1:$80))))","v":""},""]
[null,"",0,"","","",{"$f":"IF(OR(ISBLANK($E$100),ISERROR(-LOOKUP(1,-RIGHT(D6838,ROW($1:$80))))),\"\",-LOOKUP(1,-RIGHT(D6838,ROW($1:$80))))","v":""},""]
[null,"",0,"","","",{"$f":"IF(OR(ISBLANK($E$100),ISERROR(-LOOKUP(1,-RIGHT(D6839,ROW($1:$80))))),\"\",-LOOKUP(1,-RIGHT(D6839,ROW($1:$80))))","v":""},""]
[null,"",0,"","","",{"$f":"IF(OR(ISBLANK($E$100),ISERROR(-LOOKUP(1,-RIGHT(D6840,ROW($1:$80))))),\"\",-LOOKUP(1,-RIGHT(D6840,ROW($1:$80))))","v":""},""]
[null,"",0,"","","",{"$f":"IF(OR(ISBLANK($E$100),ISERROR(-LOOKUP(1,-RIGHT(D6841,ROW($1:$80))))),\"\",-LOOKUP(1,-RIGHT(D6841,ROW($1:$80))))","v":""},""]
[null,"",0,"","","",{"$f":"IF(OR(ISBLANK($E$100),ISERROR(-LOOKUP(1,-RIGHT(D6842,ROW($1:$80))))),\"\",-LOOKUP(1,-RIGHT(D6842,ROW($1:$80))))","v":""},""]
[null,"",0,"","","",{"$f":"IF(OR(ISBLANK($E$100),ISERROR(-LOOKUP(1,-RIGHT(D6843,ROW($1:$80))))),\"\",-LOOKUP(1,-RIGHT(D6843,ROW($1:$80))))","v":""},""]
[null,"",0,"","","",{"$f":"IF(OR(ISBLANK($E$100),ISERROR(-LOOKUP(1,-RIGHT(D6844,ROW($1:$80))))),\"\",-LOOKUP(1,-RIGHT(D6844,ROW($1:$80))))","v":""},""]
[null,"",0,"","","",{"$f":"IF(OR(ISBLANK($E$100),ISERROR(-LOOKUP(1,-RIGHT(D6845,ROW($1:$80))))),\"\",-LOOKUP(1,-RIGHT(D6845,ROW($1:$80))))","v":""},""]
[null,"",0,"","","",{"$f":"IF(OR(ISBLANK($E$100),ISERROR(-LOOKUP(1,-RIGHT(D6846,ROW($1:$80))))),\"\",-LOOKUP(1,-RIGHT(D6846,ROW($1:$80))))","v":""},""]
[null,"",0,"","","",{"$f":"IF(OR(ISBLANK($E$100),ISERROR(-LOOKUP(1,-RIGHT(D6847,ROW($1:$80))))),\"\",-LOOKUP(1,-RIGHT(D6847,ROW($1:$80))))","v":""},""]
[null,"",0,"","","",{"$f":"IF(OR(ISBLANK($E$100),ISERROR(-LOOKUP(1,-RIGHT(D6848,ROW($1:$80))))),\"\",-LOOKUP(1,-RIGHT(D6848,ROW($1:$80))))","v":""},""]
[null,"",0,"","","",{"$f":"IF(OR(ISBLANK($E$100),ISERROR(-LOOKUP(1,-RIGHT(D6849,ROW($1:$80))))),\"\",-LOOKUP(1,-RIGHT(D6849,ROW($1:$80))))","v":""},""]
[null,"",0,"","","",{"$f":"IF(OR(ISBLANK($E$100),ISERROR(-LOOKUP(1,-RIGHT(D6850,ROW($1:$80))))),\"\",-LOOKUP(1,-RIGHT(D6850,ROW($1:$80))))","v":""},""]
[null,"",0,"","","",{"$f":"IF(OR(ISBLANK($E$100),ISERROR(-LOOKUP(1,-RIGHT(D6851,ROW($1:$80))))),\"\",-LOOKUP(1,-RIGHT(D6851,ROW($1:$80))))","v":""},""]
[null,"",0,"","","",{"$f":"IF(OR(ISBLANK($E$100),ISERROR(-LOOKUP(1,-RIGHT(D6852,ROW($1:$80))))),\"\",-LOOKUP(1,-RIGHT(D6852,ROW($1:$80))))","v":""},""]
[null,"",0,"","","",{"$f":"IF(OR(ISBLANK($E$100),ISERROR(-LOOKUP(1,-RIGHT(D6853,ROW($1:$80))))),\"\",-LOOKUP(1,-RIGHT(D6853,ROW($1:$80))))","v":""},""]
[null,"",0,"","","",{"$f":"IF(OR(ISBLANK($E$100),ISERROR(-LOOKUP(1,-RIGHT(D6854,ROW($1:$80))))),\"\",-LOOKUP(1,-RIGHT(D6854,ROW($1:$80))))","v":""},""]
[null,"",0,"","","",{"$f":"IF(OR(ISBLANK($E$100),ISERROR(-LOOKUP(1,-RIGHT(D6855,ROW($1:$80))))),\"\",-LOOKUP(1,-RIGHT(D6855,ROW($1:$80))))","v":""},""]
[null,"",0,"","","",{"$f":"IF(OR(ISBLANK($E$100),ISERROR(-LOOKUP(1,-RIGHT(D6856,ROW($1:$80))))),\"\",-LOOKUP(1,-RIGHT(D6856,ROW($1:$80))))","v":""},""]
[null,"",0,"","","",{"$f":"IF(OR(ISBLANK($E$100),ISERROR(-LOOKUP(1,-RIGHT(D6857,ROW($1:$80))))),\"\",-LOOKUP(1,-RIGHT(D6857,ROW($1:$80))))","v":""},""]
[null,"",0,"","","",{"$f":"IF(OR(ISBLANK($E$100),ISERROR(-LOOKUP(1,-RIGHT(D6858,ROW($1:$80))))),\"\",-LOOKUP(1,-RIGHT(D6858,ROW($1:$80))))","v":""},""]
[null,"",0,"","","",{"$f":"IF(OR(ISBLANK($E$100),ISERROR(-LOOKUP(1,-RIGHT(D6859,ROW($1:$80))))),\"\",-LOOKUP(1,-RIGHT(D6859,ROW($1:$80))))","v":""},""]
[null,"",0,"","","",{"$f":"IF(OR(ISBLANK($E$100),ISERROR(-LOOKUP(1,-RIGHT(D6860,ROW($1:$80))))),\"\",-LOOKUP(1,-RIGHT(D6860,ROW($1:$80))))","v":""},""]
[null,"",0,"","","",{"$f":"IF(OR(ISBLANK($E$100),ISERROR(-LOOKUP(1,-RIGHT(D6861,ROW($1:$80))))),\"\",-LOOKUP(1,-RIGHT(D6861,ROW($1:$80))))","v":""},""]
[null,"",0,"","","",{"$f":"IF(OR(ISBLANK($E$100),ISERROR(-LOOKUP(1,-RIGHT(D6862,ROW($1:$80))))),\"\",-LOOKUP(1,-RIGHT(D6862,ROW($1:$80))))","v":""},""]
[null,"",0,"","","",{"$f":"IF(OR(ISBLANK($E$100),ISERROR(-LOOKUP(1,-RIGHT(D6863,ROW($1:$80))))),\"\",-LOOKUP(1,-RIGHT(D6863,ROW($1:$80))))","v":""},""]
[null,"",0,{"$f":"IF(AND((E6864<>\"\"),(ISNUMBER(VALUE(RIGHT(LEFT(E6864,(FIND(\"★\",E6864)-1)),1)))),(ISNUMBER(VALUE(RIGHT(LEFT(E6864,(FIND(\"★\",E6864)+1)),1))))),IF(ISERROR(FIND(\" \",LEFT(E6864,FIND(\"★\",E6864)-1))),IF(F6864=\"\",\"\",LEFT(F6864,FIND(\"★\",F6864)-1)),LEFT(E6864,FIND(\"★\",E6864)-1)),IF(F6864=\"\",\"\",LEFT(F6864,FIND(\"★\",F6864)-1)))","v":""},"","",{"$f":"IF(OR(ISBLANK($E$100),ISERROR(-LOOKUP(1,-RIGHT(D6864,ROW($1:$80))))),\"\",-LOOKUP(1,-RIGHT(D6864,ROW($1:$80))))","v":""},""]
[null,"",0,"","","",{"$f":"IF(OR(ISBLANK($E$100),ISERROR(-LOOKUP(1,-RIGHT(D6865,ROW($1:$80))))),\"\",-LOOKUP(1,-RIGHT(D6865,ROW($1:$80))))","v":""},""]
[null,"",0,"","","",{"$f":"IF(OR(ISBLANK($E$100),ISERROR(-LOOKUP(1,-RIGHT(D6866,ROW($1:$80))))),\"\",-LOOKUP(1,-RIGHT(D6866,ROW($1:$80))))","v":""},""]
[null,"",0,"","","",{"$f":"IF(OR(ISBLANK($E$100),ISERROR(-LOOKUP(1,-RIGHT(D6867,ROW($1:$80))))),\"\",-LOOKUP(1,-RIGHT(D6867,ROW($1:$80))))","v":""},""]
[null,"",0,"","","",{"$f":"IF(OR(ISBLANK($E$100),ISERROR(-LOOKUP(1,-RIGHT(D6868,ROW($1:$80))))),\"\",-LOOKUP(1,-RIGHT(D6868,ROW($1:$80))))","v":""},""]
[null,"",0,"","","",{"$f":"IF(OR(ISBLANK($E$100),ISERROR(-LOOKUP(1,-RIGHT(D6869,ROW($1:$80))))),\"\",-LOOKUP(1,-RIGHT(D6869,ROW($1:$80))))","v":""},""]
[null,"",0,"","","",{"$f":"IF(OR(ISBLANK($E$100),ISERROR(-LOOKUP(1,-RIGHT(D6870,ROW($1:$80))))),\"\",-LOOKUP(1,-RIGHT(D6870,ROW($1:$80))))","v":""},""]
[null,"",0,"","","",{"$f":"IF(OR(ISBLANK($E$100),ISERROR(-LOOKUP(1,-RIGHT(D6871,ROW($1:$80))))),\"\",-LOOKUP(1,-RIGHT(D6871,ROW($1:$80))))","v":""},""]
[null,"",0,"","","",{"$f":"IF(OR(ISBLANK($E$100),ISERROR(-LOOKUP(1,-RIGHT(D6872,ROW($1:$80))))),\"\",-LOOKUP(1,-RIGHT(D6872,ROW($1:$80))))","v":""},""]
[null,"",0,"","","",{"$f":"IF(OR(ISBLANK($E$100),ISERROR(-LOOKUP(1,-RIGHT(D6873,ROW($1:$80))))),\"\",-LOOKUP(1,-RIGHT(D6873,ROW($1:$80))))","v":""},""]
[null,"",0,"","","",{"$f":"IF(OR(ISBLANK($E$100),ISERROR(-LOOKUP(1,-RIGHT(D6874,ROW($1:$80))))),\"\",-LOOKUP(1,-RIGHT(D6874,ROW($1:$80))))","v":""},""]
[null,"",0,"","","",{"$f":"IF(OR(ISBLANK($E$100),ISERROR(-LOOKUP(1,-RIGHT(D6875,ROW($1:$80))))),\"\",-LOOKUP(1,-RIGHT(D6875,ROW($1:$80))))","v":""},""]
[null,{"$f":"IF(AND(AND(ISERROR(FIND(\"共同住宅\",H6876)),OR(ISNUMBER(FIND(\"事務所\",H6876)),ISNUMBER(FIND(\"ホテル\",H6876)),ISNUMBER(FIND(\"病院\",H6876)),ISNUMBER(FIND(\"店舗\",H6876)),ISNUMBER(FIND(\"百貨店\",H6876)),ISNUMBER(FIND(\"学校\",H6876)),ISNUMBER(FIND(\"飲食店\",H6876)),ISNUMBER(FIND(\"集会所\",H6876)),ISNUMBER(FIND(\"工場\",H6876)))),C6876=\"面積データ\",G6876<>\"\"),\"×\",\"\")","v":""},{"$f":"IF(ISERROR(MATCH(\"*(共通条件) 室仕様*\",E1572,0)),IF(ISERROR(MATCH(\"*様式*\",E1572,0)),C6875,\"\"),\"面積データ\")","v":0},"","","",{"$f":"IF(OR(ISBLANK($E$100),ISERROR(-LOOKUP(1,-RIGHT(D6876,ROW($1:$80))))),\"\",-LOOKUP(1,-RIGHT(D6876,ROW($1:$80))))","v":""},{"$f":"IF(ISERROR(MATCH(\"*■*\",E1572,0)),IF(AND(ISERROR(MATCH(\"Ver.*\",E1572,0)),ISERROR(MATCH(\"*入力シート*\",E1572,0)),C6876=\"面積データ\"),E1572&\" ■□\",\"\"),E1572)","v":""}]
[null,"",0,"",{"$f":"IF(OR(ISERROR(FIND(\"□\",H6877)),ISERROR(SUBSTITUTE(LEFT(H6877,(FIND(\"■\",H6877)-2)),\" \",\"★\",LEN(LEFT(H6877,(FIND(\"■\",H6877)-2)))-LEN(SUBSTITUTE(LEFT(H6877,(FIND(\"■\",H6877)-2)),\" \",\"\"))-2))),\"\",SUBSTITUTE(LEFT(H6877,(FIND(\"■\",H6877)-2)),\" \",\"★\",LEN(LEFT(H6877,(FIND(\"■\",H6877)-2)))-LEN(SUBSTITUTE(LEFT(H6877,(FIND(\"■\",H6877)-2)),\" \",\"\"))-2))","v":""},{"$f":"IF(ISERROR(SUBSTITUTE(LEFT(H6877,(FIND(\"■\",H6877)-2)),\" \",\"★\",LEN(LEFT(H6877,(FIND(\"■\",H6877)-2)))-LEN(SUBSTITUTE(LEFT(H6877,(FIND(\"■\",H6877)-2)),\" \",\"\"))-1)),\"\",SUBSTITUTE(LEFT(H6877,(FIND(\"■\",H6877)-2)),\" \",\"★\",LEN(LEFT(H6877,(FIND(\"■\",H6877)-2)))-LEN(SUBSTITUTE(LEFT(H6877,(FIND(\"■\",H6877)-2)),\" \",\"\"))-1))","v":""},{"$f":"IF(OR(ISBLANK($E$100),ISERROR(-LOOKUP(1,-RIGHT(D6877,ROW($1:$80))))),\"\",-LOOKUP(1,-RIGHT(D6877,ROW($1:$80))))","v":""},""]
[null,"",0,"","","",{"$f":"IF(OR(ISBLANK($E$100),ISERROR(-LOOKUP(1,-RIGHT(D6878,ROW($1:$80))))),\"\",-LOOKUP(1,-RIGHT(D6878,ROW($1:$80))))","v":""},""]
[null,"",0,"","","",{"$f":"IF(OR(ISBLANK($E$100),ISERROR(-LOOKUP(1,-RIGHT(D6879,ROW($1:$80))))),\"\",-LOOKUP(1,-RIGHT(D6879,ROW($1:$80))))","v":""},""]
[null,"",0,"","","",{"$f":"IF(OR(ISBLANK($E$100),ISERROR(-LOOKUP(1,-RIGHT(D6880,ROW($1:$80))))),\"\",-LOOKUP(1,-RIGHT(D6880,ROW($1:$80))))","v":""},""]
[null,"",0,"","","",{"$f":"IF(OR(ISBLANK($E$100),ISERROR(-LOOKUP(1,-RIGHT(D6881,ROW($1:$80))))),\"\",-LOOKUP(1,-RIGHT(D6881,ROW($1:$80))))","v":""},""]
[null,"",0,"","","",{"$f":"IF(OR(ISBLANK($E$100),ISERROR(-LOOKUP(1,-RIGHT(D6882,ROW($1:$80))))),\"\",-LOOKUP(1,-RIGHT(D6882,ROW($1:$80))))","v":""},""]
[null,"",0,"","","",{"$f":"IF(OR(ISBLANK($E$100),ISERROR(-LOOKUP(1,-RIGHT(D6883,ROW($1:$80))))),\"\",-LOOKUP(1,-RIGHT(D6883,ROW($1:$80))))","v":""},""]
[null,"",0,"","","",{"$f":"IF(OR(ISBLANK($E$100),ISERROR(-LOOKUP(1,-RIGHT(D6884,ROW($1:$80))))),\"\",-LOOKUP(1,-RIGHT(D6884,ROW($1:$80))))","v":""},""]
[null,"",0,"","","",{"$f":"IF(OR(ISBLANK($E$100),ISERROR(-LOOKUP(1,-RIGHT(D6885,ROW($1:$80))))),\"\",-LOOKUP(1,-RIGHT(D6885,ROW($1:$80))))","v":""},""]
[null,"",0,"","","",{"$f":"IF(OR(ISBLANK($E$100),ISERROR(-LOOKUP(1,-RIGHT(D6886,ROW($1:$80))))),\"\",-LOOKUP(1,-RIGHT(D6886,ROW($1:$80))))","v":""},""]
[null,"",0,"","","",{"$f":"IF(OR(ISBLANK($E$100),ISERROR(-LOOKUP(1,-RIGHT(D6887,ROW($1:$80))))),\"\",-LOOKUP(1,-RIGHT(D6887,ROW($1:$80))))","v":""},""]
[null,"",0,"","","",{"$f":"IF(OR(ISBLANK($E$100),ISERROR(-LOOKUP(1,-RIGHT(D6888,ROW($1:$80))))),\"\",-LOOKUP(1,-RIGHT(D6888,ROW($1:$80))))","v":""},""]
[null,"",0,"","","",{"$f":"IF(OR(ISBLANK($E$100),ISERROR(-LOOKUP(1,-RIGHT(D6889,ROW($1:$80))))),\"\",-LOOKUP(1,-RIGHT(D6889,ROW($1:$80))))","v":""},""]
[null,"",0,"","","",{"$f":"IF(OR(ISBLANK($E$100),ISERROR(-LOOKUP(1,-RIGHT(D6890,ROW($1:$80))))),\"\",-LOOKUP(1,-RIGHT(D6890,ROW($1:$80))))","v":""},""]
[null,"",0,"","","",{"$f":"IF(OR(ISBLANK($E$100),ISERROR(-LOOKUP(1,-RIGHT(D6891,ROW($1:$80))))),\"\",-LOOKUP(1,-RIGHT(D6891,ROW($1:$80))))","v":""},""]
[null,"",0,"","","",{"$f":"IF(OR(ISBLANK($E$100),ISERROR(-LOOKUP(1,-RIGHT(D6892,ROW($1:$80))))),\"\",-LOOKUP(1,-RIGHT(D6892,ROW($1:$80))))","v":""},""]
[null,"",0,"","","",{"$f":"IF(OR(ISBLANK($E$100),ISERROR(-LOOKUP(1,-RIGHT(D6893,ROW($1:$80))))),\"\",-LOOKUP(1,-RIGHT(D6893,ROW($1:$80))))","v":""},""]
[null,"",0,"","","",{"$f":"IF(OR(ISBLANK($E$100),ISERROR(-LOOKUP(1,-RIGHT(D6894,ROW($1:$80))))),\"\",-LOOKUP(1,-RIGHT(D6894,ROW($1:$80))))","v":""},""]
[null,"",0,"","","",{"$f":"IF(OR(ISBLANK($E$100),ISERROR(-LOOKUP(1,-RIGHT(D6895,ROW($1:$80))))),\"\",-LOOKUP(1,-RIGHT(D6895,ROW($1:$80))))","v":""},""]
[null,"",0,"","","",{"$f":"IF(OR(ISBLANK($E$100),ISERROR(-LOOKUP(1,-RIGHT(D6896,ROW($1:$80))))),\"\",-LOOKUP(1,-RIGHT(D6896,ROW($1:$80))))","v":""},""]
[null,"",0,"","","",{"$f":"IF(OR(ISBLANK($E$100),ISERROR(-LOOKUP(1,-RIGHT(D6897,ROW($1:$80))))),\"\",-LOOKUP(1,-RIGHT(D6897,ROW($1:$80))))","v":""},""]
[null,"",0,"","","",{"$f":"IF(OR(ISBLANK($E$100),ISERROR(-LOOKUP(1,-RIGHT(D6898,ROW($1:$80))))),\"\",-LOOKUP(1,-RIGHT(D6898,ROW($1:$80))))","v":""},""]
[null,"",0,"","","",{"$f":"IF(OR(ISBLANK($E$100),ISERROR(-LOOKUP(1,-RIGHT(D6899,ROW($1:$80))))),\"\",-LOOKUP(1,-RIGHT(D6899,ROW($1:$80))))","v":""},""]
[null,"",0,"","","",{"$f":"IF(OR(ISBLANK($E$100),ISERROR(-LOOKUP(1,-RIGHT(D6900,ROW($1:$80))))),\"\",-LOOKUP(1,-RIGHT(D6900,ROW($1:$80))))","v":""},""]
[null,"",0,"","","",{"$f":"IF(OR(ISBLANK($E$100),ISERROR(-LOOKUP(1,-RIGHT(D6901,ROW($1:$80))))),\"\",-LOOKUP(1,-RIGHT(D6901,ROW($1:$80))))","v":""},""]
[null,"",0,"","","",{"$f":"IF(OR(ISBLANK($E$100),ISERROR(-LOOKUP(1,-RIGHT(D6902,ROW($1:$80))))),\"\",-LOOKUP(1,-RIGHT(D6902,ROW($1:$80))))","v":""},""]
[null,"",0,"","","",{"$f":"IF(OR(ISBLANK($E$100),ISERROR(-LOOKUP(1,-RIGHT(D6903,ROW($1:$80))))),\"\",-LOOKUP(1,-RIGHT(D6903,ROW($1:$80))))","v":""},""]
[null,"",0,"","","",{"$f":"IF(OR(ISBLANK($E$100),ISERROR(-LOOKUP(1,-RIGHT(D6904,ROW($1:$80))))),\"\",-LOOKUP(1,-RIGHT(D6904,ROW($1:$80))))","v":""},""]
[null,"",0,"","","",{"$f":"IF(OR(ISBLANK($E$100),ISERROR(-LOOKUP(1,-RIGHT(D6905,ROW($1:$80))))),\"\",-LOOKUP(1,-RIGHT(D6905,ROW($1:$80))))","v":""},""]
[null,"",0,"","","",{"$f":"IF(OR(ISBLANK($E$100),ISERROR(-LOOKUP(1,-RIGHT(D6906,ROW($1:$80))))),\"\",-LOOKUP(1,-RIGHT(D6906,ROW($1:$80))))","v":""},""]
[null,"",0,"","","",{"$f":"IF(OR(ISBLANK($E$100),ISERROR(-LOOKUP(1,-RIGHT(D6907,ROW($1:$80))))),\"\",-LOOKUP(1,-RIGHT(D6907,ROW($1:$80))))","v":""},""]
[null,"",0,"","","",{"$f":"IF(OR(ISBLANK($E$100),ISERROR(-LOOKUP(1,-RIGHT(D6908,ROW($1:$80))))),\"\",-LOOKUP(1,-RIGHT(D6908,ROW($1:$80))))","v":""},""]
[null,"",0,"","","",{"$f":"IF(OR(ISBLANK($E$100),ISERROR(-LOOKUP(1,-RIGHT(D6909,ROW($1:$80))))),\"\",-LOOKUP(1,-RIGHT(D6909,ROW($1:$80))))","v":""},""]
[null,"",0,"","","",{"$f":"IF(OR(ISBLANK($E$100),ISERROR(-LOOKUP(1,-RIGHT(D6910,ROW($1:$80))))),\"\",-LOOKUP(1,-RIGHT(D6910,ROW($1:$80))))","v":""},""]
[null,"",0,"","","",{"$f":"IF(OR(ISBLANK($E$100),ISERROR(-LOOKUP(1,-RIGHT(D6911,ROW($1:$80))))),\"\",-LOOKUP(1,-RIGHT(D6911,ROW($1:$80))))","v":""},""]
[null,"",0,"","","",{"$f":"IF(OR(ISBLANK($E$100),ISERROR(-LOOKUP(1,-RIGHT(D6912,ROW($1:$80))))),\"\",-LOOKUP(1,-RIGHT(D6912,ROW($1:$80))))","v":""},""]
[null,"",0,"","","",{"$f":"IF(OR(ISBLANK($E$100),ISERROR(-LOOKUP(1,-RIGHT(D6913,ROW($1:$80))))),\"\",-LOOKUP(1,-RIGHT(D6913,ROW($1:$80))))","v":""},""]
[null,"",0,"","","",{"$f":"IF(OR(ISBLANK($E$100),ISERROR(-LOOKUP(1,-RIGHT(D6914,ROW($1:$80))))),\"\",-LOOKUP(1,-RIGHT(D6914,ROW($1:$80))))","v":""},""]
[null,"",0,"","","",{"$f":"IF(OR(ISBLANK($E$100),ISERROR(-LOOKUP(1,-RIGHT(D6915,ROW($1:$80))))),\"\",-LOOKUP(1,-RIGHT(D6915,ROW($1:$80))))","v":""},""]
[null,"",0,"","","",{"$f":"IF(OR(ISBLANK($E$100),ISERROR(-LOOKUP(1,-RIGHT(D6916,ROW($1:$80))))),\"\",-LOOKUP(1,-RIGHT(D6916,ROW($1:$80))))","v":""},""]
[null,"",0,"","","",{"$f":"IF(OR(ISBLANK($E$100),ISERROR(-LOOKUP(1,-RIGHT(D6917,ROW($1:$80))))),\"\",-LOOKUP(1,-RIGHT(D6917,ROW($1:$80))))","v":""},""]
[null,"",0,"","","",{"$f":"IF(OR(ISBLANK($E$100),ISERROR(-LOOKUP(1,-RIGHT(D6918,ROW($1:$80))))),\"\",-LOOKUP(1,-RIGHT(D6918,ROW($1:$80))))","v":""},""]
[null,"",0,"","","",{"$f":"IF(OR(ISBLANK($E$100),ISERROR(-LOOKUP(1,-RIGHT(D6919,ROW($1:$80))))),\"\",-LOOKUP(1,-RIGHT(D6919,ROW($1:$80))))","v":""},""]
[null,"",0,"","","",{"$f":"IF(OR(ISBLANK($E$100),ISERROR(-LOOKUP(1,-RIGHT(D6920,ROW($1:$80))))),\"\",-LOOKUP(1,-RIGHT(D6920,ROW($1:$80))))","v":""},""]
[null,"",0,"","","",{"$f":"IF(OR(ISBLANK($E$100),ISERROR(-LOOKUP(1,-RIGHT(D6921,ROW($1:$80))))),\"\",-LOOKUP(1,-RIGHT(D6921,ROW($1:$80))))","v":""},""]
[null,"",0,"","","",{"$f":"IF(OR(ISBLANK($E$100),ISERROR(-LOOKUP(1,-RIGHT(D6922,ROW($1:$80))))),\"\",-LOOKUP(1,-RIGHT(D6922,ROW($1:$80))))","v":""},""]
[null,"",0,"","","",{"$f":"IF(OR(ISBLANK($E$100),ISERROR(-LOOKUP(1,-RIGHT(D6923,ROW($1:$80))))),\"\",-LOOKUP(1,-RIGHT(D6923,ROW($1:$80))))","v":""},""]
[null,"",0,"","","",{"$f":"IF(OR(ISBLANK($E$100),ISERROR(-LOOKUP(1,-RIGHT(D6924,ROW($1:$80))))),\"\",-LOOKUP(1,-RIGHT(D6924,ROW($1:$80))))","v":""},""]
[null,"",0,"","","",{"$f":"IF(OR(ISBLANK($E$100),ISERROR(-LOOKUP(1,-RIGHT(D6925,ROW($1:$80))))),\"\",-LOOKUP(1,-RIGHT(D6925,ROW($1:$80))))","v":""},""]
[null,"",0,"","","",{"$f":"IF(OR(ISBLANK($E$100),ISERROR(-LOOKUP(1,-RIGHT(D6926,ROW($1:$80))))),\"\",-LOOKUP(1,-RIGHT(D6926,ROW($1:$80))))","v":""},""]
[null,"",0,"","","",{"$f":"IF(OR(ISBLANK($E$100),ISERROR(-LOOKUP(1,-RIGHT(D6927,ROW($1:$80))))),\"\",-LOOKUP(1,-RIGHT(D6927,ROW($1:$80))))","v":""},""]
[null,"",0,{"$f":"IF(AND((E6928<>\"\"),(ISNUMBER(VALUE(RIGHT(LEFT(E6928,(FIND(\"★\",E6928)-1)),1)))),(ISNUMBER(VALUE(RIGHT(LEFT(E6928,(FIND(\"★\",E6928)+1)),1))))),IF(ISERROR(FIND(\" \",LEFT(E6928,FIND(\"★\",E6928)-1))),IF(F6928=\"\",\"\",LEFT(F6928,FIND(\"★\",F6928)-1)),LEFT(E6928,FIND(\"★\",E6928)-1)),IF(F6928=\"\",\"\",LEFT(F6928,FIND(\"★\",F6928)-1)))","v":""},"","",{"$f":"IF(OR(ISBLANK($E$100),ISERROR(-LOOKUP(1,-RIGHT(D6928,ROW($1:$80))))),\"\",-LOOKUP(1,-RIGHT(D6928,ROW($1:$80))))","v":""},""]
[null,"",0,"","","",{"$f":"IF(OR(ISBLANK($E$100),ISERROR(-LOOKUP(1,-RIGHT(D6929,ROW($1:$80))))),\"\",-LOOKUP(1,-RIGHT(D6929,ROW($1:$80))))","v":""},""]
[null,"",0,"","","",{"$f":"IF(OR(ISBLANK($E$100),ISERROR(-LOOKUP(1,-RIGHT(D6930,ROW($1:$80))))),\"\",-LOOKUP(1,-RIGHT(D6930,ROW($1:$80))))","v":""},""]
[null,"",0,"","","",{"$f":"IF(OR(ISBLANK($E$100),ISERROR(-LOOKUP(1,-RIGHT(D6931,ROW($1:$80))))),\"\",-LOOKUP(1,-RIGHT(D6931,ROW($1:$80))))","v":""},""]
[null,"",0,"","","",{"$f":"IF(OR(ISBLANK($E$100),ISERROR(-LOOKUP(1,-RIGHT(D6932,ROW($1:$80))))),\"\",-LOOKUP(1,-RIGHT(D6932,ROW($1:$80))))","v":""},""]
[null,"",0,"","","",{"$f":"IF(OR(ISBLANK($E$100),ISERROR(-LOOKUP(1,-RIGHT(D6933,ROW($1:$80))))),\"\",-LOOKUP(1,-RIGHT(D6933,ROW($1:$80))))","v":""},""]
[null,"",0,"","","",{"$f":"IF(OR(ISBLANK($E$100),ISERROR(-LOOKUP(1,-RIGHT(D6934,ROW($1:$80))))),\"\",-LOOKUP(1,-RIGHT(D6934,ROW($1:$80))))","v":""},""]
[null,"",0,"","","",{"$f":"IF(OR(ISBLANK($E$100),ISERROR(-LOOKUP(1,-RIGHT(D6935,ROW($1:$80))))),\"\",-LOOKUP(1,-RIGHT(D6935,ROW($1:$80))))","v":""},""]
[null,"",0,"","","",{"$f":"IF(OR(ISBLANK($E$100),ISERROR(-LOOKUP(1,-RIGHT(D6936,ROW($1:$80))))),\"\",-LOOKUP(1,-RIGHT(D6936,ROW($1:$80))))","v":""},""]
[null,"",0,"","","",{"$f":"IF(OR(ISBLANK($E$100),ISERROR(-LOOKUP(1,-RIGHT(D6937,ROW($1:$80))))),\"\",-LOOKUP(1,-RIGHT(D6937,ROW($1:$80))))","v":""},""]
[null,"",0,"","","",{"$f":"IF(OR(ISBLANK($E$100),ISERROR(-LOOKUP(1,-RIGHT(D6938,ROW($1:$80))))),\"\",-LOOKUP(1,-RIGHT(D6938,ROW($1:$80))))","v":""},""]
[null,"",0,"","","",{"$f":"IF(OR(ISBLANK($E$100),ISERROR(-LOOKUP(1,-RIGHT(D6939,ROW($1:$80))))),\"\",-LOOKUP(1,-RIGHT(D6939,ROW($1:$80))))","v":""},""]
[null,{"$f":"IF(AND(AND(ISERROR(FIND(\"共同住宅\",H6940)),OR(ISNUMBER(FIND(\"事務所\",H6940)),ISNUMBER(FIND(\"ホテル\",H6940)),ISNUMBER(FIND(\"病院\",H6940)),ISNUMBER(FIND(\"店舗\",H6940)),ISNUMBER(FIND(\"百貨店\",H6940)),ISNUMBER(FIND(\"学校\",H6940)),ISNUMBER(FIND(\"飲食店\",H6940)),ISNUMBER(FIND(\"集会所\",H6940)),ISNUMBER(FIND(\"工場\",H6940)))),C6940=\"面積データ\",G6940<>\"\"),\"×\",\"\")","v":""},{"$f":"IF(ISERROR(MATCH(\"*(共通条件) 室仕様*\",E1636,0)),IF(ISERROR(MATCH(\"*様式*\",E1636,0)),C6939,\"\"),\"面積データ\")","v":0},"","","",{"$f":"IF(OR(ISBLANK($E$100),ISERROR(-LOOKUP(1,-RIGHT(D6940,ROW($1:$80))))),\"\",-LOOKUP(1,-RIGHT(D6940,ROW($1:$80))))","v":""},{"$f":"IF(ISERROR(MATCH(\"*■*\",E1636,0)),IF(AND(ISERROR(MATCH(\"Ver.*\",E1636,0)),ISERROR(MATCH(\"*入力シート*\",E1636,0)),C6940=\"面積データ\"),E1636&\" ■□\",\"\"),E1636)","v":""}]
[null,"",0,"",{"$f":"IF(OR(ISERROR(FIND(\"□\",H6941)),ISERROR(SUBSTITUTE(LEFT(H6941,(FIND(\"■\",H6941)-2)),\" \",\"★\",LEN(LEFT(H6941,(FIND(\"■\",H6941)-2)))-LEN(SUBSTITUTE(LEFT(H6941,(FIND(\"■\",H6941)-2)),\" \",\"\"))-2))),\"\",SUBSTITUTE(LEFT(H6941,(FIND(\"■\",H6941)-2)),\" \",\"★\",LEN(LEFT(H6941,(FIND(\"■\",H6941)-2)))-LEN(SUBSTITUTE(LEFT(H6941,(FIND(\"■\",H6941)-2)),\" \",\"\"))-2))","v":""},{"$f":"IF(ISERROR(SUBSTITUTE(LEFT(H6941,(FIND(\"■\",H6941)-2)),\" \",\"★\",LEN(LEFT(H6941,(FIND(\"■\",H6941)-2)))-LEN(SUBSTITUTE(LEFT(H6941,(FIND(\"■\",H6941)-2)),\" \",\"\"))-1)),\"\",SUBSTITUTE(LEFT(H6941,(FIND(\"■\",H6941)-2)),\" \",\"★\",LEN(LEFT(H6941,(FIND(\"■\",H6941)-2)))-LEN(SUBSTITUTE(LEFT(H6941,(FIND(\"■\",H6941)-2)),\" \",\"\"))-1))","v":""},{"$f":"IF(OR(ISBLANK($E$100),ISERROR(-LOOKUP(1,-RIGHT(D6941,ROW($1:$80))))),\"\",-LOOKUP(1,-RIGHT(D6941,ROW($1:$80))))","v":""},""]
[null,"",0,"","","",{"$f":"IF(OR(ISBLANK($E$100),ISERROR(-LOOKUP(1,-RIGHT(D6942,ROW($1:$80))))),\"\",-LOOKUP(1,-RIGHT(D6942,ROW($1:$80))))","v":""},""]
[null,"",0,"","","",{"$f":"IF(OR(ISBLANK($E$100),ISERROR(-LOOKUP(1,-RIGHT(D6943,ROW($1:$80))))),\"\",-LOOKUP(1,-RIGHT(D6943,ROW($1:$80))))","v":""},""]
[null,"",0,"","","",{"$f":"IF(OR(ISBLANK($E$100),ISERROR(-LOOKUP(1,-RIGHT(D6944,ROW($1:$80))))),\"\",-LOOKUP(1,-RIGHT(D6944,ROW($1:$80))))","v":""},""]
[null,"",0,"","","",{"$f":"IF(OR(ISBLANK($E$100),ISERROR(-LOOKUP(1,-RIGHT(D6945,ROW($1:$80))))),\"\",-LOOKUP(1,-RIGHT(D6945,ROW($1:$80))))","v":""},""]
[null,"",0,"","","",{"$f":"IF(OR(ISBLANK($E$100),ISERROR(-LOOKUP(1,-RIGHT(D6946,ROW($1:$80))))),\"\",-LOOKUP(1,-RIGHT(D6946,ROW($1:$80))))","v":""},""]
[null,"",0,"","","",{"$f":"IF(OR(ISBLANK($E$100),ISERROR(-LOOKUP(1,-RIGHT(D6947,ROW($1:$80))))),\"\",-LOOKUP(1,-RIGHT(D6947,ROW($1:$80))))","v":""},""]
[null,"",0,"","","",{"$f":"IF(OR(ISBLANK($E$100),ISERROR(-LOOKUP(1,-RIGHT(D6948,ROW($1:$80))))),\"\",-LOOKUP(1,-RIGHT(D6948,ROW($1:$80))))","v":""},""]
[null,"",0,"","","",{"$f":"IF(OR(ISBLANK($E$100),ISERROR(-LOOKUP(1,-RIGHT(D6949,ROW($1:$80))))),\"\",-LOOKUP(1,-RIGHT(D6949,ROW($1:$80))))","v":""},""]
[null,"",0,"","","",{"$f":"IF(OR(ISBLANK($E$100),ISERROR(-LOOKUP(1,-RIGHT(D6950,ROW($1:$80))))),\"\",-LOOKUP(1,-RIGHT(D6950,ROW($1:$80))))","v":""},""]
[null,"",0,"","","",{"$f":"IF(OR(ISBLANK($E$100),ISERROR(-LOOKUP(1,-RIGHT(D6951,ROW($1:$80))))),\"\",-LOOKUP(1,-RIGHT(D6951,ROW($1:$80))))","v":""},""]
[null,"",0,"","","",{"$f":"IF(OR(ISBLANK($E$100),ISERROR(-LOOKUP(1,-RIGHT(D6952,ROW($1:$80))))),\"\",-LOOKUP(1,-RIGHT(D6952,ROW($1:$80))))","v":""},""]
[null,"",0,"","","",{"$f":"IF(OR(ISBLANK($E$100),ISERROR(-LOOKUP(1,-RIGHT(D6953,ROW($1:$80))))),\"\",-LOOKUP(1,-RIGHT(D6953,ROW($1:$80))))","v":""},""]
[null,"",0,"","","",{"$f":"IF(OR(ISBLANK($E$100),ISERROR(-LOOKUP(1,-RIGHT(D6954,ROW($1:$80))))),\"\",-LOOKUP(1,-RIGHT(D6954,ROW($1:$80))))","v":""},""]
[null,"",0,"","","",{"$f":"IF(OR(ISBLANK($E$100),ISERROR(-LOOKUP(1,-RIGHT(D6955,ROW($1:$80))))),\"\",-LOOKUP(1,-RIGHT(D6955,ROW($1:$80))))","v":""},""]
[null,"",0,"","","",{"$f":"IF(OR(ISBLANK($E$100),ISERROR(-LOOKUP(1,-RIGHT(D6956,ROW($1:$80))))),\"\",-LOOKUP(1,-RIGHT(D6956,ROW($1:$80))))","v":""},""]
[null,"",0,"","","",{"$f":"IF(OR(ISBLANK($E$100),ISERROR(-LOOKUP(1,-RIGHT(D6957,ROW($1:$80))))),\"\",-LOOKUP(1,-RIGHT(D6957,ROW($1:$80))))","v":""},""]
[null,"",0,"","","",{"$f":"IF(OR(ISBLANK($E$100),ISERROR(-LOOKUP(1,-RIGHT(D6958,ROW($1:$80))))),\"\",-LOOKUP(1,-RIGHT(D6958,ROW($1:$80))))","v":""},""]
[null,"",0,"","","",{"$f":"IF(OR(ISBLANK($E$100),ISERROR(-LOOKUP(1,-RIGHT(D6959,ROW($1:$80))))),\"\",-LOOKUP(1,-RIGHT(D6959,ROW($1:$80))))","v":""},""]
[null,"",0,"","","",{"$f":"IF(OR(ISBLANK($E$100),ISERROR(-LOOKUP(1,-RIGHT(D6960,ROW($1:$80))))),\"\",-LOOKUP(1,-RIGHT(D6960,ROW($1:$80))))","v":""},""]
[null,"",0,"","","",{"$f":"IF(OR(ISBLANK($E$100),ISERROR(-LOOKUP(1,-RIGHT(D6961,ROW($1:$80))))),\"\",-LOOKUP(1,-RIGHT(D6961,ROW($1:$80))))","v":""},""]
[null,"",0,"","","",{"$f":"IF(OR(ISBLANK($E$100),ISERROR(-LOOKUP(1,-RIGHT(D6962,ROW($1:$80))))),\"\",-LOOKUP(1,-RIGHT(D6962,ROW($1:$80))))","v":""},""]
[null,"",0,"","","",{"$f":"IF(OR(ISBLANK($E$100),ISERROR(-LOOKUP(1,-RIGHT(D6963,ROW($1:$80))))),\"\",-LOOKUP(1,-RIGHT(D6963,ROW($1:$80))))","v":""},""]
[null,"",0,"","","",{"$f":"IF(OR(ISBLANK($E$100),ISERROR(-LOOKUP(1,-RIGHT(D6964,ROW($1:$80))))),\"\",-LOOKUP(1,-RIGHT(D6964,ROW($1:$80))))","v":""},""]
[null,"",0,"","","",{"$f":"IF(OR(ISBLANK($E$100),ISERROR(-LOOKUP(1,-RIGHT(D6965,ROW($1:$80))))),\"\",-LOOKUP(1,-RIGHT(D6965,ROW($1:$80))))","v":""},""]
[null,"",0,"","","",{"$f":"IF(OR(ISBLANK($E$100),ISERROR(-LOOKUP(1,-RIGHT(D6966,ROW($1:$80))))),\"\",-LOOKUP(1,-RIGHT(D6966,ROW($1:$80))))","v":""},""]
[null,"",0,"","","",{"$f":"IF(OR(ISBLANK($E$100),ISERROR(-LOOKUP(1,-RIGHT(D6967,ROW($1:$80))))),\"\",-LOOKUP(1,-RIGHT(D6967,ROW($1:$80))))","v":""},""]
[null,"",0,"","","",{"$f":"IF(OR(ISBLANK($E$100),ISERROR(-LOOKUP(1,-RIGHT(D6968,ROW($1:$80))))),\"\",-LOOKUP(1,-RIGHT(D6968,ROW($1:$80))))","v":""},""]
[null,"",0,"","","",{"$f":"IF(OR(ISBLANK($E$100),ISERROR(-LOOKUP(1,-RIGHT(D6969,ROW($1:$80))))),\"\",-LOOKUP(1,-RIGHT(D6969,ROW($1:$80))))","v":""},""]
[null,"",0,"","","",{"$f":"IF(OR(ISBLANK($E$100),ISERROR(-LOOKUP(1,-RIGHT(D6970,ROW($1:$80))))),\"\",-LOOKUP(1,-RIGHT(D6970,ROW($1:$80))))","v":""},""]
[null,"",0,"","","",{"$f":"IF(OR(ISBLANK($E$100),ISERROR(-LOOKUP(1,-RIGHT(D6971,ROW($1:$80))))),\"\",-LOOKUP(1,-RIGHT(D6971,ROW($1:$80))))","v":""},""]
[null,"",0,"","","",{"$f":"IF(OR(ISBLANK($E$100),ISERROR(-LOOKUP(1,-RIGHT(D6972,ROW($1:$80))))),\"\",-LOOKUP(1,-RIGHT(D6972,ROW($1:$80))))","v":""},""]
[null,"",0,"","","",{"$f":"IF(OR(ISBLANK($E$100),ISERROR(-LOOKUP(1,-RIGHT(D6973,ROW($1:$80))))),\"\",-LOOKUP(1,-RIGHT(D6973,ROW($1:$80))))","v":""},""]
[null,"",0,"","","",{"$f":"IF(OR(ISBLANK($E$100),ISERROR(-LOOKUP(1,-RIGHT(D6974,ROW($1:$80))))),\"\",-LOOKUP(1,-RIGHT(D6974,ROW($1:$80))))","v":""},""]
[null,"",0,"","","",{"$f":"IF(OR(ISBLANK($E$100),ISERROR(-LOOKUP(1,-RIGHT(D6975,ROW($1:$80))))),\"\",-LOOKUP(1,-RIGHT(D6975,ROW($1:$80))))","v":""},""]
[null,"",0,"","","",{"$f":"IF(OR(ISBLANK($E$100),ISERROR(-LOOKUP(1,-RIGHT(D6976,ROW($1:$80))))),\"\",-LOOKUP(1,-RIGHT(D6976,ROW($1:$80))))","v":""},""]
[null,"",0,"","","",{"$f":"IF(OR(ISBLANK($E$100),ISERROR(-LOOKUP(1,-RIGHT(D6977,ROW($1:$80))))),\"\",-LOOKUP(1,-RIGHT(D6977,ROW($1:$80))))","v":""},""]
[null,"",0,"","","",{"$f":"IF(OR(ISBLANK($E$100),ISERROR(-LOOKUP(1,-RIGHT(D6978,ROW($1:$80))))),\"\",-LOOKUP(1,-RIGHT(D6978,ROW($1:$80))))","v":""},""]
[null,"",0,"","","",{"$f":"IF(OR(ISBLANK($E$100),ISERROR(-LOOKUP(1,-RIGHT(D6979,ROW($1:$80))))),\"\",-LOOKUP(1,-RIGHT(D6979,ROW($1:$80))))","v":""},""]
[null,"",0,"","","",{"$f":"IF(OR(ISBLANK($E$100),ISERROR(-LOOKUP(1,-RIGHT(D6980,ROW($1:$80))))),\"\",-LOOKUP(1,-RIGHT(D6980,ROW($1:$80))))","v":""},""]
[null,"",0,"","","",{"$f":"IF(OR(ISBLANK($E$100),ISERROR(-LOOKUP(1,-RIGHT(D6981,ROW($1:$80))))),\"\",-LOOKUP(1,-RIGHT(D6981,ROW($1:$80))))","v":""},""]
[null,"",0,"","","",{"$f":"IF(OR(ISBLANK($E$100),ISERROR(-LOOKUP(1,-RIGHT(D6982,ROW($1:$80))))),\"\",-LOOKUP(1,-RIGHT(D6982,ROW($1:$80))))","v":""},""]
[null,"",0,"","","",{"$f":"IF(OR(ISBLANK($E$100),ISERROR(-LOOKUP(1,-RIGHT(D6983,ROW($1:$80))))),\"\",-LOOKUP(1,-RIGHT(D6983,ROW($1:$80))))","v":""},""]
[null,"",0,"","","",{"$f":"IF(OR(ISBLANK($E$100),ISERROR(-LOOKUP(1,-RIGHT(D6984,ROW($1:$80))))),\"\",-LOOKUP(1,-RIGHT(D6984,ROW($1:$80))))","v":""},""]
[null,"",0,"","","",{"$f":"IF(OR(ISBLANK($E$100),ISERROR(-LOOKUP(1,-RIGHT(D6985,ROW($1:$80))))),\"\",-LOOKUP(1,-RIGHT(D6985,ROW($1:$80))))","v":""},""]
[null,"",0,"","","",{"$f":"IF(OR(ISBLANK($E$100),ISERROR(-LOOKUP(1,-RIGHT(D6986,ROW($1:$80))))),\"\",-LOOKUP(1,-RIGHT(D6986,ROW($1:$80))))","v":""},""]
[null,"",0,"","","",{"$f":"IF(OR(ISBLANK($E$100),ISERROR(-LOOKUP(1,-RIGHT(D6987,ROW($1:$80))))),\"\",-LOOKUP(1,-RIGHT(D6987,ROW($1:$80))))","v":""},""]
[null,"",0,"","","",{"$f":"IF(OR(ISBLANK($E$100),ISERROR(-LOOKUP(1,-RIGHT(D6988,ROW($1:$80))))),\"\",-LOOKUP(1,-RIGHT(D6988,ROW($1:$80))))","v":""},""]
[null,"",0,"","","",{"$f":"IF(OR(ISBLANK($E$100),ISERROR(-LOOKUP(1,-RIGHT(D6989,ROW($1:$80))))),\"\",-LOOKUP(1,-RIGHT(D6989,ROW($1:$80))))","v":""},""]
[null,"",0,"","","",{"$f":"IF(OR(ISBLANK($E$100),ISERROR(-LOOKUP(1,-RIGHT(D6990,ROW($1:$80))))),\"\",-LOOKUP(1,-RIGHT(D6990,ROW($1:$80))))","v":""},""]
[null,"",0,"","","",{"$f":"IF(OR(ISBLANK($E$100),ISERROR(-LOOKUP(1,-RIGHT(D6991,ROW($1:$80))))),\"\",-LOOKUP(1,-RIGHT(D6991,ROW($1:$80))))","v":""},""]
[null,"",0,{"$f":"IF(AND((E6992<>\"\"),(ISNUMBER(VALUE(RIGHT(LEFT(E6992,(FIND(\"★\",E6992)-1)),1)))),(ISNUMBER(VALUE(RIGHT(LEFT(E6992,(FIND(\"★\",E6992)+1)),1))))),IF(ISERROR(FIND(\" \",LEFT(E6992,FIND(\"★\",E6992)-1))),IF(F6992=\"\",\"\",LEFT(F6992,FIND(\"★\",F6992)-1)),LEFT(E6992,FIND(\"★\",E6992)-1)),IF(F6992=\"\",\"\",LEFT(F6992,FIND(\"★\",F6992)-1)))","v":""},"","",{"$f":"IF(OR(ISBLANK($E$100),ISERROR(-LOOKUP(1,-RIGHT(D6992,ROW($1:$80))))),\"\",-LOOKUP(1,-RIGHT(D6992,ROW($1:$80))))","v":""},""]
[null,"",0,"","","",{"$f":"IF(OR(ISBLANK($E$100),ISERROR(-LOOKUP(1,-RIGHT(D6993,ROW($1:$80))))),\"\",-LOOKUP(1,-RIGHT(D6993,ROW($1:$80))))","v":""},""]
[null,"",0,"","","",{"$f":"IF(OR(ISBLANK($E$100),ISERROR(-LOOKUP(1,-RIGHT(D6994,ROW($1:$80))))),\"\",-LOOKUP(1,-RIGHT(D6994,ROW($1:$80))))","v":""},""]
[null,"",0,"","","",{"$f":"IF(OR(ISBLANK($E$100),ISERROR(-LOOKUP(1,-RIGHT(D6995,ROW($1:$80))))),\"\",-LOOKUP(1,-RIGHT(D6995,ROW($1:$80))))","v":""},""]
[null,"",0,"","","",{"$f":"IF(OR(ISBLANK($E$100),ISERROR(-LOOKUP(1,-RIGHT(D6996,ROW($1:$80))))),\"\",-LOOKUP(1,-RIGHT(D6996,ROW($1:$80))))","v":""},""]
[null,"",0,"","","",{"$f":"IF(OR(ISBLANK($E$100),ISERROR(-LOOKUP(1,-RIGHT(D6997,ROW($1:$80))))),\"\",-LOOKUP(1,-RIGHT(D6997,ROW($1:$80))))","v":""},""]
[null,"",0,"","","",{"$f":"IF(OR(ISBLANK($E$100),ISERROR(-LOOKUP(1,-RIGHT(D6998,ROW($1:$80))))),\"\",-LOOKUP(1,-RIGHT(D6998,ROW($1:$80))))","v":""},""]
[null,"",0,"","","",{"$f":"IF(OR(ISBLANK($E$100),ISERROR(-LOOKUP(1,-RIGHT(D6999,ROW($1:$80))))),\"\",-LOOKUP(1,-RIGHT(D6999,ROW($1:$80))))","v":""},""]
[null,"",0,"","","",{"$f":"IF(OR(ISBLANK($E$100),ISERROR(-LOOKUP(1,-RIGHT(D7000,ROW($1:$80))))),\"\",-LOOKUP(1,-RIGHT(D7000,ROW($1:$80))))","v":""},""]
[null,"",0,"","","",{"$f":"IF(OR(ISBLANK($E$100),ISERROR(-LOOKUP(1,-RIGHT(D7001,ROW($1:$80))))),\"\",-LOOKUP(1,-RIGHT(D7001,ROW($1:$80))))","v":""},""]
[null,"",0,"","","",{"$f":"IF(OR(ISBLANK($E$100),ISERROR(-LOOKUP(1,-RIGHT(D7002,ROW($1:$80))))),\"\",-LOOKUP(1,-RIGHT(D7002,ROW($1:$80))))","v":""},""]
[null,"",0,"","","",{"$f":"IF(OR(ISBLANK($E$100),ISERROR(-LOOKUP(1,-RIGHT(D7003,ROW($1:$80))))),\"\",-LOOKUP(1,-RIGHT(D7003,ROW($1:$80))))","v":""},""]
[null,{"$f":"IF(AND(AND(ISERROR(FIND(\"共同住宅\",H7004)),OR(ISNUMBER(FIND(\"事務所\",H7004)),ISNUMBER(FIND(\"ホテル\",H7004)),ISNUMBER(FIND(\"病院\",H7004)),ISNUMBER(FIND(\"店舗\",H7004)),ISNUMBER(FIND(\"百貨店\",H7004)),ISNUMBER(FIND(\"学校\",H7004)),ISNUMBER(FIND(\"飲食店\",H7004)),ISNUMBER(FIND(\"集会所\",H7004)),ISNUMBER(FIND(\"工場\",H7004)))),C7004=\"面積データ\",G7004<>\"\"),\"×\",\"\")","v":""},{"$f":"IF(ISERROR(MATCH(\"*(共通条件) 室仕様*\",E1700,0)),IF(ISERROR(MATCH(\"*様式*\",E1700,0)),C7003,\"\"),\"面積データ\")","v":0},"","","",{"$f":"IF(OR(ISBLANK($E$100),ISERROR(-LOOKUP(1,-RIGHT(D7004,ROW($1:$80))))),\"\",-LOOKUP(1,-RIGHT(D7004,ROW($1:$80))))","v":""},{"$f":"IF(ISERROR(MATCH(\"*■*\",E1700,0)),IF(AND(ISERROR(MATCH(\"Ver.*\",E1700,0)),ISERROR(MATCH(\"*入力シート*\",E1700,0)),C7004=\"面積データ\"),E1700&\" ■□\",\"\"),E1700)","v":""}]
[null,"",0,"",{"$f":"IF(OR(ISERROR(FIND(\"□\",H7005)),ISERROR(SUBSTITUTE(LEFT(H7005,(FIND(\"■\",H7005)-2)),\" \",\"★\",LEN(LEFT(H7005,(FIND(\"■\",H7005)-2)))-LEN(SUBSTITUTE(LEFT(H7005,(FIND(\"■\",H7005)-2)),\" \",\"\"))-2))),\"\",SUBSTITUTE(LEFT(H7005,(FIND(\"■\",H7005)-2)),\" \",\"★\",LEN(LEFT(H7005,(FIND(\"■\",H7005)-2)))-LEN(SUBSTITUTE(LEFT(H7005,(FIND(\"■\",H7005)-2)),\" \",\"\"))-2))","v":""},{"$f":"IF(ISERROR(SUBSTITUTE(LEFT(H7005,(FIND(\"■\",H7005)-2)),\" \",\"★\",LEN(LEFT(H7005,(FIND(\"■\",H7005)-2)))-LEN(SUBSTITUTE(LEFT(H7005,(FIND(\"■\",H7005)-2)),\" \",\"\"))-1)),\"\",SUBSTITUTE(LEFT(H7005,(FIND(\"■\",H7005)-2)),\" \",\"★\",LEN(LEFT(H7005,(FIND(\"■\",H7005)-2)))-LEN(SUBSTITUTE(LEFT(H7005,(FIND(\"■\",H7005)-2)),\" \",\"\"))-1))","v":""},{"$f":"IF(OR(ISBLANK($E$100),ISERROR(-LOOKUP(1,-RIGHT(D7005,ROW($1:$80))))),\"\",-LOOKUP(1,-RIGHT(D7005,ROW($1:$80))))","v":""},""]
[null,"",0,"","","",{"$f":"IF(OR(ISBLANK($E$100),ISERROR(-LOOKUP(1,-RIGHT(D7006,ROW($1:$80))))),\"\",-LOOKUP(1,-RIGHT(D7006,ROW($1:$80))))","v":""},""]
[null,"",0,"","","",{"$f":"IF(OR(ISBLANK($E$100),ISERROR(-LOOKUP(1,-RIGHT(D7007,ROW($1:$80))))),\"\",-LOOKUP(1,-RIGHT(D7007,ROW($1:$80))))","v":""},""]
[null,"",0,"","","",{"$f":"IF(OR(ISBLANK($E$100),ISERROR(-LOOKUP(1,-RIGHT(D7008,ROW($1:$80))))),\"\",-LOOKUP(1,-RIGHT(D7008,ROW($1:$80))))","v":""},""]
[null,"",0,"","","",{"$f":"IF(OR(ISBLANK($E$100),ISERROR(-LOOKUP(1,-RIGHT(D7009,ROW($1:$80))))),\"\",-LOOKUP(1,-RIGHT(D7009,ROW($1:$80))))","v":""},""]
[null,"",0,"","","",{"$f":"IF(OR(ISBLANK($E$100),ISERROR(-LOOKUP(1,-RIGHT(D7010,ROW($1:$80))))),\"\",-LOOKUP(1,-RIGHT(D7010,ROW($1:$80))))","v":""},""]
[null,"",0,"","","",{"$f":"IF(OR(ISBLANK($E$100),ISERROR(-LOOKUP(1,-RIGHT(D7011,ROW($1:$80))))),\"\",-LOOKUP(1,-RIGHT(D7011,ROW($1:$80))))","v":""},""]
[null,"",0,"","","",{"$f":"IF(OR(ISBLANK($E$100),ISERROR(-LOOKUP(1,-RIGHT(D7012,ROW($1:$80))))),\"\",-LOOKUP(1,-RIGHT(D7012,ROW($1:$80))))","v":""},""]
[null,"",0,"","","",{"$f":"IF(OR(ISBLANK($E$100),ISERROR(-LOOKUP(1,-RIGHT(D7013,ROW($1:$80))))),\"\",-LOOKUP(1,-RIGHT(D7013,ROW($1:$80))))","v":""},""]
[null,"",0,"","","",{"$f":"IF(OR(ISBLANK($E$100),ISERROR(-LOOKUP(1,-RIGHT(D7014,ROW($1:$80))))),\"\",-LOOKUP(1,-RIGHT(D7014,ROW($1:$80))))","v":""},""]
[null,"",0,"","","",{"$f":"IF(OR(ISBLANK($E$100),ISERROR(-LOOKUP(1,-RIGHT(D7015,ROW($1:$80))))),\"\",-LOOKUP(1,-RIGHT(D7015,ROW($1:$80))))","v":""},""]
[null,"",0,"","","",{"$f":"IF(OR(ISBLANK($E$100),ISERROR(-LOOKUP(1,-RIGHT(D7016,ROW($1:$80))))),\"\",-LOOKUP(1,-RIGHT(D7016,ROW($1:$80))))","v":""},""]
[null,"",0,"","","",{"$f":"IF(OR(ISBLANK($E$100),ISERROR(-LOOKUP(1,-RIGHT(D7017,ROW($1:$80))))),\"\",-LOOKUP(1,-RIGHT(D7017,ROW($1:$80))))","v":""},""]
[null,"",0,"","","",{"$f":"IF(OR(ISBLANK($E$100),ISERROR(-LOOKUP(1,-RIGHT(D7018,ROW($1:$80))))),\"\",-LOOKUP(1,-RIGHT(D7018,ROW($1:$80))))","v":""},""]
[null,"",0,"","","",{"$f":"IF(OR(ISBLANK($E$100),ISERROR(-LOOKUP(1,-RIGHT(D7019,ROW($1:$80))))),\"\",-LOOKUP(1,-RIGHT(D7019,ROW($1:$80))))","v":""},""]
[null,"",0,"","","",{"$f":"IF(OR(ISBLANK($E$100),ISERROR(-LOOKUP(1,-RIGHT(D7020,ROW($1:$80))))),\"\",-LOOKUP(1,-RIGHT(D7020,ROW($1:$80))))","v":""},""]
[null,"",0,"","","",{"$f":"IF(OR(ISBLANK($E$100),ISERROR(-LOOKUP(1,-RIGHT(D7021,ROW($1:$80))))),\"\",-LOOKUP(1,-RIGHT(D7021,ROW($1:$80))))","v":""},""]
[null,"",0,"","","",{"$f":"IF(OR(ISBLANK($E$100),ISERROR(-LOOKUP(1,-RIGHT(D7022,ROW($1:$80))))),\"\",-LOOKUP(1,-RIGHT(D7022,ROW($1:$80))))","v":""},""]
[null,"",0,"","","",{"$f":"IF(OR(ISBLANK($E$100),ISERROR(-LOOKUP(1,-RIGHT(D7023,ROW($1:$80))))),\"\",-LOOKUP(1,-RIGHT(D7023,ROW($1:$80))))","v":""},""]
[null,"",0,"","","",{"$f":"IF(OR(ISBLANK($E$100),ISERROR(-LOOKUP(1,-RIGHT(D7024,ROW($1:$80))))),\"\",-LOOKUP(1,-RIGHT(D7024,ROW($1:$80))))","v":""},""]
[null,"",0,"","","",{"$f":"IF(OR(ISBLANK($E$100),ISERROR(-LOOKUP(1,-RIGHT(D7025,ROW($1:$80))))),\"\",-LOOKUP(1,-RIGHT(D7025,ROW($1:$80))))","v":""},""]
[null,"",0,"","","",{"$f":"IF(OR(ISBLANK($E$100),ISERROR(-LOOKUP(1,-RIGHT(D7026,ROW($1:$80))))),\"\",-LOOKUP(1,-RIGHT(D7026,ROW($1:$80))))","v":""},""]
[null,"",0,"","","",{"$f":"IF(OR(ISBLANK($E$100),ISERROR(-LOOKUP(1,-RIGHT(D7027,ROW($1:$80))))),\"\",-LOOKUP(1,-RIGHT(D7027,ROW($1:$80))))","v":""},""]
[null,"",0,"","","",{"$f":"IF(OR(ISBLANK($E$100),ISERROR(-LOOKUP(1,-RIGHT(D7028,ROW($1:$80))))),\"\",-LOOKUP(1,-RIGHT(D7028,ROW($1:$80))))","v":""},""]
[null,"",0,"","","",{"$f":"IF(OR(ISBLANK($E$100),ISERROR(-LOOKUP(1,-RIGHT(D7029,ROW($1:$80))))),\"\",-LOOKUP(1,-RIGHT(D7029,ROW($1:$80))))","v":""},""]
[null,"",0,"","","",{"$f":"IF(OR(ISBLANK($E$100),ISERROR(-LOOKUP(1,-RIGHT(D7030,ROW($1:$80))))),\"\",-LOOKUP(1,-RIGHT(D7030,ROW($1:$80))))","v":""},""]
[null,"",0,"","","",{"$f":"IF(OR(ISBLANK($E$100),ISERROR(-LOOKUP(1,-RIGHT(D7031,ROW($1:$80))))),\"\",-LOOKUP(1,-RIGHT(D7031,ROW($1:$80))))","v":""},""]
[null,"",0,"","","",{"$f":"IF(OR(ISBLANK($E$100),ISERROR(-LOOKUP(1,-RIGHT(D7032,ROW($1:$80))))),\"\",-LOOKUP(1,-RIGHT(D7032,ROW($1:$80))))","v":""},""]
[null,"",0,"","","",{"$f":"IF(OR(ISBLANK($E$100),ISERROR(-LOOKUP(1,-RIGHT(D7033,ROW($1:$80))))),\"\",-LOOKUP(1,-RIGHT(D7033,ROW($1:$80))))","v":""},""]
[null,"",0,"","","",{"$f":"IF(OR(ISBLANK($E$100),ISERROR(-LOOKUP(1,-RIGHT(D7034,ROW($1:$80))))),\"\",-LOOKUP(1,-RIGHT(D7034,ROW($1:$80))))","v":""},""]
[null,"",0,"","","",{"$f":"IF(OR(ISBLANK($E$100),ISERROR(-LOOKUP(1,-RIGHT(D7035,ROW($1:$80))))),\"\",-LOOKUP(1,-RIGHT(D7035,ROW($1:$80))))","v":""},""]
[null,"",0,"","","",{"$f":"IF(OR(ISBLANK($E$100),ISERROR(-LOOKUP(1,-RIGHT(D7036,ROW($1:$80))))),\"\",-LOOKUP(1,-RIGHT(D7036,ROW($1:$80))))","v":""},""]
[null,"",0,"","","",{"$f":"IF(OR(ISBLANK($E$100),ISERROR(-LOOKUP(1,-RIGHT(D7037,ROW($1:$80))))),\"\",-LOOKUP(1,-RIGHT(D7037,ROW($1:$80))))","v":""},""]
[null,"",0,"","","",{"$f":"IF(OR(ISBLANK($E$100),ISERROR(-LOOKUP(1,-RIGHT(D7038,ROW($1:$80))))),\"\",-LOOKUP(1,-RIGHT(D7038,ROW($1:$80))))","v":""},""]
[null,"",0,"","","",{"$f":"IF(OR(ISBLANK($E$100),ISERROR(-LOOKUP(1,-RIGHT(D7039,ROW($1:$80))))),\"\",-LOOKUP(1,-RIGHT(D7039,ROW($1:$80))))","v":""},""]
[null,"",0,"","","",{"$f":"IF(OR(ISBLANK($E$100),ISERROR(-LOOKUP(1,-RIGHT(D7040,ROW($1:$80))))),\"\",-LOOKUP(1,-RIGHT(D7040,ROW($1:$80))))","v":""},""]
[null,"",0,"","","",{"$f":"IF(OR(ISBLANK($E$100),ISERROR(-LOOKUP(1,-RIGHT(D7041,ROW($1:$80))))),\"\",-LOOKUP(1,-RIGHT(D7041,ROW($1:$80))))","v":""},""]
[null,"",0,"","","",{"$f":"IF(OR(ISBLANK($E$100),ISERROR(-LOOKUP(1,-RIGHT(D7042,ROW($1:$80))))),\"\",-LOOKUP(1,-RIGHT(D7042,ROW($1:$80))))","v":""},""]
[null,"",0,"","","",{"$f":"IF(OR(ISBLANK($E$100),ISERROR(-LOOKUP(1,-RIGHT(D7043,ROW($1:$80))))),\"\",-LOOKUP(1,-RIGHT(D7043,ROW($1:$80))))","v":""},""]
[null,"",0,"","","",{"$f":"IF(OR(ISBLANK($E$100),ISERROR(-LOOKUP(1,-RIGHT(D7044,ROW($1:$80))))),\"\",-LOOKUP(1,-RIGHT(D7044,ROW($1:$80))))","v":""},""]
[null,"",0,"","","",{"$f":"IF(OR(ISBLANK($E$100),ISERROR(-LOOKUP(1,-RIGHT(D7045,ROW($1:$80))))),\"\",-LOOKUP(1,-RIGHT(D7045,ROW($1:$80))))","v":""},""]
[null,"",0,"","","",{"$f":"IF(OR(ISBLANK($E$100),ISERROR(-LOOKUP(1,-RIGHT(D7046,ROW($1:$80))))),\"\",-LOOKUP(1,-RIGHT(D7046,ROW($1:$80))))","v":""},""]
[null,"",0,"","","",{"$f":"IF(OR(ISBLANK($E$100),ISERROR(-LOOKUP(1,-RIGHT(D7047,ROW($1:$80))))),\"\",-LOOKUP(1,-RIGHT(D7047,ROW($1:$80))))","v":""},""]
[null,"",0,"","","",{"$f":"IF(OR(ISBLANK($E$100),ISERROR(-LOOKUP(1,-RIGHT(D7048,ROW($1:$80))))),\"\",-LOOKUP(1,-RIGHT(D7048,ROW($1:$80))))","v":""},""]
[null,"",0,"","","",{"$f":"IF(OR(ISBLANK($E$100),ISERROR(-LOOKUP(1,-RIGHT(D7049,ROW($1:$80))))),\"\",-LOOKUP(1,-RIGHT(D7049,ROW($1:$80))))","v":""},""]
[null,"",0,"","","",{"$f":"IF(OR(ISBLANK($E$100),ISERROR(-LOOKUP(1,-RIGHT(D7050,ROW($1:$80))))),\"\",-LOOKUP(1,-RIGHT(D7050,ROW($1:$80))))","v":""},""]
[null,"",0,"","","",{"$f":"IF(OR(ISBLANK($E$100),ISERROR(-LOOKUP(1,-RIGHT(D7051,ROW($1:$80))))),\"\",-LOOKUP(1,-RIGHT(D7051,ROW($1:$80))))","v":""},""]
[null,"",0,"","","",{"$f":"IF(OR(ISBLANK($E$100),ISERROR(-LOOKUP(1,-RIGHT(D7052,ROW($1:$80))))),\"\",-LOOKUP(1,-RIGHT(D7052,ROW($1:$80))))","v":""},""]
[null,"",0,"","","",{"$f":"IF(OR(ISBLANK($E$100),ISERROR(-LOOKUP(1,-RIGHT(D7053,ROW($1:$80))))),\"\",-LOOKUP(1,-RIGHT(D7053,ROW($1:$80))))","v":""},""]
[null,"",0,"","","",{"$f":"IF(OR(ISBLANK($E$100),ISERROR(-LOOKUP(1,-RIGHT(D7054,ROW($1:$80))))),\"\",-LOOKUP(1,-RIGHT(D7054,ROW($1:$80))))","v":""},""]
[null,"",0,"","","",{"$f":"IF(OR(ISBLANK($E$100),ISERROR(-LOOKUP(1,-RIGHT(D7055,ROW($1:$80))))),\"\",-LOOKUP(1,-RIGHT(D7055,ROW($1:$80))))","v":""},""]
[null,"",0,{"$f":"IF(AND((E7056<>\"\"),(ISNUMBER(VALUE(RIGHT(LEFT(E7056,(FIND(\"★\",E7056)-1)),1)))),(ISNUMBER(VALUE(RIGHT(LEFT(E7056,(FIND(\"★\",E7056)+1)),1))))),IF(ISERROR(FIND(\" \",LEFT(E7056,FIND(\"★\",E7056)-1))),IF(F7056=\"\",\"\",LEFT(F7056,FIND(\"★\",F7056)-1)),LEFT(E7056,FIND(\"★\",E7056)-1)),IF(F7056=\"\",\"\",LEFT(F7056,FIND(\"★\",F7056)-1)))","v":""},"","",{"$f":"IF(OR(ISBLANK($E$100),ISERROR(-LOOKUP(1,-RIGHT(D7056,ROW($1:$80))))),\"\",-LOOKUP(1,-RIGHT(D7056,ROW($1:$80))))","v":""},""]
[null,"",0,"","","",{"$f":"IF(OR(ISBLANK($E$100),ISERROR(-LOOKUP(1,-RIGHT(D7057,ROW($1:$80))))),\"\",-LOOKUP(1,-RIGHT(D7057,ROW($1:$80))))","v":""},""]
[null,"",0,"","","",{"$f":"IF(OR(ISBLANK($E$100),ISERROR(-LOOKUP(1,-RIGHT(D7058,ROW($1:$80))))),\"\",-LOOKUP(1,-RIGHT(D7058,ROW($1:$80))))","v":""},""]
[null,"",0,"","","",{"$f":"IF(OR(ISBLANK($E$100),ISERROR(-LOOKUP(1,-RIGHT(D7059,ROW($1:$80))))),\"\",-LOOKUP(1,-RIGHT(D7059,ROW($1:$80))))","v":""},""]
[null,"",0,"","","",{"$f":"IF(OR(ISBLANK($E$100),ISERROR(-LOOKUP(1,-RIGHT(D7060,ROW($1:$80))))),\"\",-LOOKUP(1,-RIGHT(D7060,ROW($1:$80))))","v":""},""]
[null,"",0,"","","",{"$f":"IF(OR(ISBLANK($E$100),ISERROR(-LOOKUP(1,-RIGHT(D7061,ROW($1:$80))))),\"\",-LOOKUP(1,-RIGHT(D7061,ROW($1:$80))))","v":""},""]
[null,"",0,"","","",{"$f":"IF(OR(ISBLANK($E$100),ISERROR(-LOOKUP(1,-RIGHT(D7062,ROW($1:$80))))),\"\",-LOOKUP(1,-RIGHT(D7062,ROW($1:$80))))","v":""},""]
[null,"",0,"","","",{"$f":"IF(OR(ISBLANK($E$100),ISERROR(-LOOKUP(1,-RIGHT(D7063,ROW($1:$80))))),\"\",-LOOKUP(1,-RIGHT(D7063,ROW($1:$80))))","v":""},""]
[null,"",0,"","","",{"$f":"IF(OR(ISBLANK($E$100),ISERROR(-LOOKUP(1,-RIGHT(D7064,ROW($1:$80))))),\"\",-LOOKUP(1,-RIGHT(D7064,ROW($1:$80))))","v":""},""]
[null,"",0,"","","",{"$f":"IF(OR(ISBLANK($E$100),ISERROR(-LOOKUP(1,-RIGHT(D7065,ROW($1:$80))))),\"\",-LOOKUP(1,-RIGHT(D7065,ROW($1:$80))))","v":""},""]
[null,"",0,"","","",{"$f":"IF(OR(ISBLANK($E$100),ISERROR(-LOOKUP(1,-RIGHT(D7066,ROW($1:$80))))),\"\",-LOOKUP(1,-RIGHT(D7066,ROW($1:$80))))","v":""},""]
[null,"",0,"","","",{"$f":"IF(OR(ISBLANK($E$100),ISERROR(-LOOKUP(1,-RIGHT(D7067,ROW($1:$80))))),\"\",-LOOKUP(1,-RIGHT(D7067,ROW($1:$80))))","v":""},""]
[null,{"$f":"IF(AND(AND(ISERROR(FIND(\"共同住宅\",H7068)),OR(ISNUMBER(FIND(\"事務所\",H7068)),ISNUMBER(FIND(\"ホテル\",H7068)),ISNUMBER(FIND(\"病院\",H7068)),ISNUMBER(FIND(\"店舗\",H7068)),ISNUMBER(FIND(\"百貨店\",H7068)),ISNUMBER(FIND(\"学校\",H7068)),ISNUMBER(FIND(\"飲食店\",H7068)),ISNUMBER(FIND(\"集会所\",H7068)),ISNUMBER(FIND(\"工場\",H7068)))),C7068=\"面積データ\",G7068<>\"\"),\"×\",\"\")","v":""},{"$f":"IF(ISERROR(MATCH(\"*(共通条件) 室仕様*\",E1764,0)),IF(ISERROR(MATCH(\"*様式*\",E1764,0)),C7067,\"\"),\"面積データ\")","v":0},"","","",{"$f":"IF(OR(ISBLANK($E$100),ISERROR(-LOOKUP(1,-RIGHT(D7068,ROW($1:$80))))),\"\",-LOOKUP(1,-RIGHT(D7068,ROW($1:$80))))","v":""},{"$f":"IF(ISERROR(MATCH(\"*■*\",E1764,0)),IF(AND(ISERROR(MATCH(\"Ver.*\",E1764,0)),ISERROR(MATCH(\"*入力シート*\",E1764,0)),C7068=\"面積データ\"),E1764&\" ■□\",\"\"),E1764)","v":""}]
[null,"",0,"",{"$f":"IF(OR(ISERROR(FIND(\"□\",H7069)),ISERROR(SUBSTITUTE(LEFT(H7069,(FIND(\"■\",H7069)-2)),\" \",\"★\",LEN(LEFT(H7069,(FIND(\"■\",H7069)-2)))-LEN(SUBSTITUTE(LEFT(H7069,(FIND(\"■\",H7069)-2)),\" \",\"\"))-2))),\"\",SUBSTITUTE(LEFT(H7069,(FIND(\"■\",H7069)-2)),\" \",\"★\",LEN(LEFT(H7069,(FIND(\"■\",H7069)-2)))-LEN(SUBSTITUTE(LEFT(H7069,(FIND(\"■\",H7069)-2)),\" \",\"\"))-2))","v":""},{"$f":"IF(ISERROR(SUBSTITUTE(LEFT(H7069,(FIND(\"■\",H7069)-2)),\" \",\"★\",LEN(LEFT(H7069,(FIND(\"■\",H7069)-2)))-LEN(SUBSTITUTE(LEFT(H7069,(FIND(\"■\",H7069)-2)),\" \",\"\"))-1)),\"\",SUBSTITUTE(LEFT(H7069,(FIND(\"■\",H7069)-2)),\" \",\"★\",LEN(LEFT(H7069,(FIND(\"■\",H7069)-2)))-LEN(SUBSTITUTE(LEFT(H7069,(FIND(\"■\",H7069)-2)),\" \",\"\"))-1))","v":""},{"$f":"IF(OR(ISBLANK($E$100),ISERROR(-LOOKUP(1,-RIGHT(D7069,ROW($1:$80))))),\"\",-LOOKUP(1,-RIGHT(D7069,ROW($1:$80))))","v":""},""]
[null,"",0,"","","",{"$f":"IF(OR(ISBLANK($E$100),ISERROR(-LOOKUP(1,-RIGHT(D7070,ROW($1:$80))))),\"\",-LOOKUP(1,-RIGHT(D7070,ROW($1:$80))))","v":""},""]
[null,"",0,"","","",{"$f":"IF(OR(ISBLANK($E$100),ISERROR(-LOOKUP(1,-RIGHT(D7071,ROW($1:$80))))),\"\",-LOOKUP(1,-RIGHT(D7071,ROW($1:$80))))","v":""},""]
[null,"",0,"","","",{"$f":"IF(OR(ISBLANK($E$100),ISERROR(-LOOKUP(1,-RIGHT(D7072,ROW($1:$80))))),\"\",-LOOKUP(1,-RIGHT(D7072,ROW($1:$80))))","v":""},""]
[null,"",0,"","","",{"$f":"IF(OR(ISBLANK($E$100),ISERROR(-LOOKUP(1,-RIGHT(D7073,ROW($1:$80))))),\"\",-LOOKUP(1,-RIGHT(D7073,ROW($1:$80))))","v":""},""]
[null,"",0,"","","",{"$f":"IF(OR(ISBLANK($E$100),ISERROR(-LOOKUP(1,-RIGHT(D7074,ROW($1:$80))))),\"\",-LOOKUP(1,-RIGHT(D7074,ROW($1:$80))))","v":""},""]
[null,"",0,"","","",{"$f":"IF(OR(ISBLANK($E$100),ISERROR(-LOOKUP(1,-RIGHT(D7075,ROW($1:$80))))),\"\",-LOOKUP(1,-RIGHT(D7075,ROW($1:$80))))","v":""},""]
[null,"",0,"","","",{"$f":"IF(OR(ISBLANK($E$100),ISERROR(-LOOKUP(1,-RIGHT(D7076,ROW($1:$80))))),\"\",-LOOKUP(1,-RIGHT(D7076,ROW($1:$80))))","v":""},""]
[null,"",0,"","","",{"$f":"IF(OR(ISBLANK($E$100),ISERROR(-LOOKUP(1,-RIGHT(D7077,ROW($1:$80))))),\"\",-LOOKUP(1,-RIGHT(D7077,ROW($1:$80))))","v":""},""]
[null,{"$f":"IF(ISERROR(VALUE(E5258)<0.79),IF(COUNTIF(B5404:B7077,\"×\"),\"×\",\"\"),IF(OR(COUNTIF(B5404:B7077,\"×\"),VALUE(E5258)<0.79),\"×\",\"\"))","v":""},null,null,"合計面積",null,{"$f":"SUM(G5404:G7077)","v":0}]
[]
[]
[]
[]
[]
[]
[]
[]
[]
[]
[]
[]
[]
[]
[]
[]
[]
[]
[]
[]
[]
[]
[]
[]
[]
[]
[]
[]
[]
[]
[]
[]
[]
[]
[]
[]
[]
[]
[]
[]
[]
[]
[]
[]
[]
[]
[]
[]
[]
[]
[]
[]
[]
[]
[]
[]
[]
[]
[]
[]
[]
[]
[]
[]
[]
[]
[]
[]
[]
[]
[]
[]
[]
[]
[]
[]
[]
[]
[]
[]
[]
[]
[]
[]
[]
[]
[]
[]
[]
[]
[]
[]
[]
[]
[]
[]
[]
[]
[]
[]
[]
[]
[]
[]
[]
[]
[]
[]
[]
[]
[]
[]
[]
[]
[]
[]
[]
[]
[]
[]
["非表示"]