{"text_format":"1","workbook":"xlsx","n_sheets":1,"sheets":["ＢＥＬＳ(共同住宅用)"],"not_rendered":{"charts":0,"images":0,"macros":1,"external_links":0,"defined_names":22,"comments":1,"pivot_tables":0},"unopened":[],"bounds":{"document_bytes":16777216,"sheet_cells":100000,"rows_first":2000,"rows_last":500,"rows_between":2000,"halvings":0,"cell_chars":16384,"cell_head_chars":4096},"cells_cut":0,"cells_raw":0,"read":"whole","date_system":"1900"}

{"sheet":"ＢＥＬＳ(共同住宅用)","index":0,"n_rows":7999,"n_cols":407,"rows_kept":4500,"cut":true,"hidden":false,"merged":[[5201,5,5206,5],[6017,23,6018,27],[58,2,58,3],[87,2,87,3],[88,2,88,3],[56,2,56,3],[83,2,83,3],[5126,18,5127,18],[6006,11,6006,15],[60,2,60,3],[61,2,61,3],[61,4,61,6],[5122,13,5123,13],[5122,14,5123,19],[99,5,99,6],[57,2,57,3],[5118,19,5119,22],[5120,19,5121,22],[5120,18,5121,18],[5118,18,5119,18],[5118,17,5119,17],[5120,16,5121,17],[5106,6,5106,7],[59,2,59,3],[6188,5,6188,6],[85,2,85,3],[5102,1,5102,5],[82,4,82,6],[6037,1,6037,2],[6078,5,6085,5],[99,1,99,3],[6038,5,6055,5],[82,2,82,3],[5102,6,5102,7],[85,4,85,6],[6175,5,6176,5],[5201,6,5206,6],[5203,2,5204,2],[5205,2,5206,2],[5215,1,5216,2],[5216,3,5216,6],[5207,1,5210,1],[5207,4,5210,4],[5211,1,5214,1],[5211,2,5212,2],[5213,2,5214,2],[5200,1,5200,3],[5201,1,5206,1],[86,4,86,6],[5120,14,5121,15],[65,4,65,6],[59,4,59,6],[81,2,81,3],[74,1,78,1],[89,2,89,3],[87,1,92,1],[5118,15,5119,15],[63,1,66,1],[63,2,66,3],[80,4,80,6],[62,4,62,6],[56,1,59,1],[5107,6,5107,7],[5120,12,5121,13],[5118,14,5119,14],[83,4,83,6],[5118,13,5119,13],[89,4,89,5],[81,1,86,1],[5999,28,5999,29],[5103,1,5103,5],[5104,1,5104,5],[5999,17,5999,18],[5130,14,5131,15],[5118,9,5119,11],[5120,9,5121,11],[5126,9,5127,11],[5126,12,5127,13],[5126,14,5127,15],[5126,16,5127,17],[5130,9,5131,11],[5130,12,5131,12],[5130,13,5131,13],[5106,1,5106,5],[5107,1,5107,5],[5118,12,5119,12],[5103,6,5103,7],[5104,6,5104,7],[5105,6,5105,7],[5118,16,5119,16],[5122,9,5123,11],[5122,12,5123,12],[5201,2,5202,2],[46,2,46,3],[2,1,2,12],[2,13,2,18],[5105,1,5105,5],[28,2,28,3],[84,2,84,3],[3,4,3,6],[3,7,3,8],[15,5,16,5],[3,1,3,3],[6,1,6,3],[32,2,32,3],[7,1,7,3],[5,1,5,3],[4,1,4,3],[63,4,63,6],[28,1,31,1],[25,1,27,1],[55,2,55,3],[62,2,62,3],[64,4,64,6],[50,4,50,6],[3,13,3,14],[86,2,86,3],[8,1,24,1],[38,2,38,3],[32,1,39,1],[41,1,45,1],[27,2,27,3],[51,2,51,3],[49,2,49,3],[25,2,25,3],[32,4,32,6],[33,4,33,6],[34,4,34,6],[36,4,36,6],[37,4,37,6],[38,4,38,6],[35,5,35,6],[37,2,37,3],[49,4,49,6],[41,2,42,3],[41,4,42,6],[45,4,45,6],[28,4,31,4],[29,2,29,3],[46,1,47,1],[46,4,46,6],[3,16,3,17],[43,2,43,3],[44,2,44,3],[45,2,45,3],[3,9,3,10],[33,2,33,3],[9,5,10,5],[36,2,36,3],[34,2,34,3],[35,2,35,3],[30,2,30,3],[31,2,31,3],[43,4,43,6],[44,4,44,6],[8,2,8,3],[5,6,6,6],[9,4,24,4],[26,2,26,3],[15,2,17,2],[9,2,11,2],[22,2,24,2],[39,2,39,6],[48,1,51,1],[79,1,80,1],[79,4,79,6],[55,4,55,6],[56,4,56,6],[47,2,47,3],[54,4,54,6],[48,4,48,6],[48,2,48,3],[50,2,50,3],[79,2,80,2],[52,2,52,3],[53,4,53,6],[53,2,53,3],[54,2,54,3],[52,4,52,6],[51,4,51,6],[57,4,57,6],[58,4,58,6],[60,4,60,6],[66,4,66,6],[47,4,47,6],[52,1,55,1],[60,1,62,1]],"bounds":{"rows_first":2000,"rows_last":500,"rows_between":2000,"halvings":0}}
[null,"Ver. 13.1"]
[null,{"$f":"IF(AND(COUNTIF(F6031:OQ6031,\"適判用\")>0,COUNTIF(F6031:OQ6031,\"適判用\")=COUNTIF(F6,$D$6012)+COUNTIF(H6:OQ6,$D$6009)+COUNTIF(H6:OQ6,$D$6010)),D6031,IF(AND(COUNTIF(F6031:OQ6031,\"×\")>0,COUNTIF(F6031:OQ6031,\"×\")+COUNTIF(F6031:OQ6031,\"適判用\")=COUNTIF(F6,$D$6012)+COUNTIF(H6:OQ6,$D$6009)+COUNTIF(H6:OQ6,$D$6010)),C6031,B6031))","v":"■ 【BELS】 共同住宅用一次エネルギー消費量計算書 （BELS評価申請書 及び 設計内容説明書に添付する一覧表）"}]
[null,"　住戸評価申請の記載項目（必ず記載してください）",null,null,null,null,null,null,null,null,null,null,null,"　住棟評価申請の記載項目（共用部分を除く場合は延べ面積は省略可）"]
[null,"建築物の名称",null,null,{"$f":"IF(OR(ISBLANK(H100),ISERROR(LEFT(F6025,MIN(FIND({0,1,2,3,4,5,6,7,8,9},F6025&1234567890))-1))),\"\",IF(OR(RIGHT(LEFT(F6025,MIN(FIND({0,1,2,3,4,5,6,7,8,9},F6025&1234567890))-1),1)=\"(\",RIGHT(LEFT(F6025,MIN(FIND({0,1,2,3,4,5,6,7,8,9},F6025&1234567890))-1),1)=\"（\"),LEFT(LEFT(F6025,MIN(FIND({0,1,2,3,4,5,6,7,8,9},F6025&1234567890))-1),LEN(LEFT(F6025,MIN(FIND({0,1,2,3,4,5,6,7,8,9},F6025&1234567890))-1))-1),LEFT(F6025,MIN(FIND({0,1,2,3,4,5,6,7,8,9},F6025&1234567890))-1)))","v":""},null,null,"住戸の存する\n建築物の用途",null,{"$f":"IF(ISBLANK(H100),\"\",IF(E6=$D$6010,\"入力してください\",IF(F6=\"共用部なし\",\"長屋\",IF(OR(F6=\"共用部除外\",F6=\"申請する\"),\"共同住宅\",\"\"))))","v":""},null,"地域区分",{"$f":"IF(OR(ISBLANK(H100),ISERROR(-LOOKUP(1,-LEFT(MID(SUBSTITUTE(H6040,\"区分\",\"*\",2),FIND(\"*\",SUBSTITUTE(H6040,\"区分\",\"*\",2))+1,3),ROW($1:$80))))),\"\",-LOOKUP(1,-LEFT(MID(SUBSTITUTE(H6040,\"区分\",\"*\",2),FIND(\"*\",SUBSTITUTE(H6040,\"区分\",\"*\",2))+1,3),ROW($1:$80))))","v":""},"建築物の延べ面積 [㎡]",null,{"$f":"IF(E6=$D$6010,\"－\",IF(OR(F6=\"共用部除外\",F6=\"共用部なし\",F6=\"\"),\"\",IF(AND(F9=\"標準入力法\",COUNTBLANK(E100)=0),-LOOKUP(1,-RIGHT(LEFT(E6040,LEN(E6040)-3),ROW($1:$80))),\"\")))","v":""},"総住戸数",null,{"$f":"IF(SUM(H7:OQ7)=0,\"\",SUM(H7:OQ7))","v":""}]
[null,"住戸名称（番号）",null,null,"住棟","共用部分","住戸合計",{"$f":"IF(ISBLANK(H100),\"\",IF(ISERROR(1*MID(H6025,MIN(FIND({0,1,2,3,4,5,6,7,8,9},H6025&1234567890)),LEN(H6025)*10-SUM(LEN(SUBSTITUTE(H6025,{0,1,2,3,4,5,6,7,8,9},))))),\"※error\",1*MID(H6025,MIN(FIND({0,1,2,3,4,5,6,7,8,9},H6025&1234567890)),LEN(H6025)*10-SUM(LEN(SUBSTITUTE(H6025,{0,1,2,3,4,5,6,7,8,9},))))&\"号室\"))","v":""},{"$f":"IF(ISBLANK(I100),\"\",IF(ISERROR(1*MID(I6025,MIN(FIND({0,1,2,3,4,5,6,7,8,9},I6025&1234567890)),LEN(I6025)*10-SUM(LEN(SUBSTITUTE(I6025,{0,1,2,3,4,5,6,7,8,9},))))),\"※error\",1*MID(I6025,MIN(FIND({0,1,2,3,4,5,6,7,8,9},I6025&1234567890)),LEN(I6025)*10-SUM(LEN(SUBSTITUTE(I6025,{0,1,2,3,4,5,6,7,8,9},))))&\"号室\"))","v":""},{"$f":"IF(ISBLANK(J100),\"\",IF(ISERROR(1*MID(J6025,MIN(FIND({0,1,2,3,4,5,6,7,8,9},J6025&1234567890)),LEN(J6025)*10-SUM(LEN(SUBSTITUTE(J6025,{0,1,2,3,4,5,6,7,8,9},))))),\"※error\",1*MID(J6025,MIN(FIND({0,1,2,3,4,5,6,7,8,9},J6025&1234567890)),LEN(J6025)*10-SUM(LEN(SUBSTITUTE(J6025,{0,1,2,3,4,5,6,7,8,9},))))&\"号室\"))","v":""},{"$f":"IF(ISBLANK(K100),\"\",IF(ISERROR(1*MID(K6025,MIN(FIND({0,1,2,3,4,5,6,7,8,9},K6025&1234567890)),LEN(K6025)*10-SUM(LEN(SUBSTITUTE(K6025,{0,1,2,3,4,5,6,7,8,9},))))),\"※error\",1*MID(K6025,MIN(FIND({0,1,2,3,4,5,6,7,8,9},K6025&1234567890)),LEN(K6025)*10-SUM(LEN(SUBSTITUTE(K6025,{0,1,2,3,4,5,6,7,8,9},))))&\"号室\"))","v":""},{"$f":"IF(ISBLANK(L100),\"\",IF(ISERROR(1*MID(L6025,MIN(FIND({0,1,2,3,4,5,6,7,8,9},L6025&1234567890)),LEN(L6025)*10-SUM(LEN(SUBSTITUTE(L6025,{0,1,2,3,4,5,6,7,8,9},))))),\"※error\",1*MID(L6025,MIN(FIND({0,1,2,3,4,5,6,7,8,9},L6025&1234567890)),LEN(L6025)*10-SUM(LEN(SUBSTITUTE(L6025,{0,1,2,3,4,5,6,7,8,9},))))&\"号室\"))","v":""},{"$f":"IF(ISBLANK(M100),\"\",IF(ISERROR(1*MID(M6025,MIN(FIND({0,1,2,3,4,5,6,7,8,9},M6025&1234567890)),LEN(M6025)*10-SUM(LEN(SUBSTITUTE(M6025,{0,1,2,3,4,5,6,7,8,9},))))),\"※error\",1*MID(M6025,MIN(FIND({0,1,2,3,4,5,6,7,8,9},M6025&1234567890)),LEN(M6025)*10-SUM(LEN(SUBSTITUTE(M6025,{0,1,2,3,4,5,6,7,8,9},))))&\"号室\"))","v":""},{"$f":"IF(ISBLANK(N100),\"\",IF(ISERROR(1*MID(N6025,MIN(FIND({0,1,2,3,4,5,6,7,8,9},N6025&1234567890)),LEN(N6025)*10-SUM(LEN(SUBSTITUTE(N6025,{0,1,2,3,4,5,6,7,8,9},))))),\"※error\",1*MID(N6025,MIN(FIND({0,1,2,3,4,5,6,7,8,9},N6025&1234567890)),LEN(N6025)*10-SUM(LEN(SUBSTITUTE(N6025,{0,1,2,3,4,5,6,7,8,9},))))&\"号室\"))","v":""},{"$f":"IF(ISBLANK(O100),\"\",IF(ISERROR(1*MID(O6025,MIN(FIND({0,1,2,3,4,5,6,7,8,9},O6025&1234567890)),LEN(O6025)*10-SUM(LEN(SUBSTITUTE(O6025,{0,1,2,3,4,5,6,7,8,9},))))),\"※error\",1*MID(O6025,MIN(FIND({0,1,2,3,4,5,6,7,8,9},O6025&1234567890)),LEN(O6025)*10-SUM(LEN(SUBSTITUTE(O6025,{0,1,2,3,4,5,6,7,8,9},))))&\"号室\"))","v":""},{"$f":"IF(ISBLANK(P100),\"\",IF(ISERROR(1*MID(P6025,MIN(FIND({0,1,2,3,4,5,6,7,8,9},P6025&1234567890)),LEN(P6025)*10-SUM(LEN(SUBSTITUTE(P6025,{0,1,2,3,4,5,6,7,8,9},))))),\"※error\",1*MID(P6025,MIN(FIND({0,1,2,3,4,5,6,7,8,9},P6025&1234567890)),LEN(P6025)*10-SUM(LEN(SUBSTITUTE(P6025,{0,1,2,3,4,5,6,7,8,9},))))&\"号室\"))","v":""},{"$f":"IF(ISBLANK(Q100),\"\",IF(ISERROR(1*MID(Q6025,MIN(FIND({0,1,2,3,4,5,6,7,8,9},Q6025&1234567890)),LEN(Q6025)*10-SUM(LEN(SUBSTITUTE(Q6025,{0,1,2,3,4,5,6,7,8,9},))))),\"※error\",1*MID(Q6025,MIN(FIND({0,1,2,3,4,5,6,7,8,9},Q6025&1234567890)),LEN(Q6025)*10-SUM(LEN(SUBSTITUTE(Q6025,{0,1,2,3,4,5,6,7,8,9},))))&\"号室\"))","v":""},{"$f":"IF(ISBLANK(R100),\"\",IF(ISERROR(1*MID(R6025,MIN(FIND({0,1,2,3,4,5,6,7,8,9},R6025&1234567890)),LEN(R6025)*10-SUM(LEN(SUBSTITUTE(R6025,{0,1,2,3,4,5,6,7,8,9},))))),\"※error\",1*MID(R6025,MIN(FIND({0,1,2,3,4,5,6,7,8,9},R6025&1234567890)),LEN(R6025)*10-SUM(LEN(SUBSTITUTE(R6025,{0,1,2,3,4,5,6,7,8,9},))))&\"号室\"))","v":""},{"$f":"IF(ISBLANK(S100),\"\",IF(ISERROR(1*MID(S6025,MIN(FIND({0,1,2,3,4,5,6,7,8,9},S6025&1234567890)),LEN(S6025)*10-SUM(LEN(SUBSTITUTE(S6025,{0,1,2,3,4,5,6,7,8,9},))))),\"※error\",1*MID(S6025,MIN(FIND({0,1,2,3,4,5,6,7,8,9},S6025&1234567890)),LEN(S6025)*10-SUM(LEN(SUBSTITUTE(S6025,{0,1,2,3,4,5,6,7,8,9},))))&\"号室\"))","v":""},{"$f":"IF(ISBLANK(T100),\"\",IF(ISERROR(1*MID(T6025,MIN(FIND({0,1,2,3,4,5,6,7,8,9},T6025&1234567890)),LEN(T6025)*10-SUM(LEN(SUBSTITUTE(T6025,{0,1,2,3,4,5,6,7,8,9},))))),\"※error\",1*MID(T6025,MIN(FIND({0,1,2,3,4,5,6,7,8,9},T6025&1234567890)),LEN(T6025)*10-SUM(LEN(SUBSTITUTE(T6025,{0,1,2,3,4,5,6,7,8,9},))))&\"号室\"))","v":""},{"$f":"IF(ISBLANK(U100),\"\",IF(ISERROR(1*MID(U6025,MIN(FIND({0,1,2,3,4,5,6,7,8,9},U6025&1234567890)),LEN(U6025)*10-SUM(LEN(SUBSTITUTE(U6025,{0,1,2,3,4,5,6,7,8,9},))))),\"※error\",1*MID(U6025,MIN(FIND({0,1,2,3,4,5,6,7,8,9},U6025&1234567890)),LEN(U6025)*10-SUM(LEN(SUBSTITUTE(U6025,{0,1,2,3,4,5,6,7,8,9},))))&\"号室\"))","v":""},{"$f":"IF(ISBLANK(V100),\"\",IF(ISERROR(1*MID(V6025,MIN(FIND({0,1,2,3,4,5,6,7,8,9},V6025&1234567890)),LEN(V6025)*10-SUM(LEN(SUBSTITUTE(V6025,{0,1,2,3,4,5,6,7,8,9},))))),\"※error\",1*MID(V6025,MIN(FIND({0,1,2,3,4,5,6,7,8,9},V6025&1234567890)),LEN(V6025)*10-SUM(LEN(SUBSTITUTE(V6025,{0,1,2,3,4,5,6,7,8,9},))))&\"号室\"))","v":""},{"$f":"IF(ISBLANK(W100),\"\",IF(ISERROR(1*MID(W6025,MIN(FIND({0,1,2,3,4,5,6,7,8,9},W6025&1234567890)),LEN(W6025)*10-SUM(LEN(SUBSTITUTE(W6025,{0,1,2,3,4,5,6,7,8,9},))))),\"※error\",1*MID(W6025,MIN(FIND({0,1,2,3,4,5,6,7,8,9},W6025&1234567890)),LEN(W6025)*10-SUM(LEN(SUBSTITUTE(W6025,{0,1,2,3,4,5,6,7,8,9},))))&\"号室\"))","v":""},{"$f":"IF(ISBLANK(X100),\"\",IF(ISERROR(1*MID(X6025,MIN(FIND({0,1,2,3,4,5,6,7,8,9},X6025&1234567890)),LEN(X6025)*10-SUM(LEN(SUBSTITUTE(X6025,{0,1,2,3,4,5,6,7,8,9},))))),\"※error\",1*MID(X6025,MIN(FIND({0,1,2,3,4,5,6,7,8,9},X6025&1234567890)),LEN(X6025)*10-SUM(LEN(SUBSTITUTE(X6025,{0,1,2,3,4,5,6,7,8,9},))))&\"号室\"))","v":""},{"$f":"IF(ISBLANK(Y100),\"\",IF(ISERROR(1*MID(Y6025,MIN(FIND({0,1,2,3,4,5,6,7,8,9},Y6025&1234567890)),LEN(Y6025)*10-SUM(LEN(SUBSTITUTE(Y6025,{0,1,2,3,4,5,6,7,8,9},))))),\"※error\",1*MID(Y6025,MIN(FIND({0,1,2,3,4,5,6,7,8,9},Y6025&1234567890)),LEN(Y6025)*10-SUM(LEN(SUBSTITUTE(Y6025,{0,1,2,3,4,5,6,7,8,9},))))&\"号室\"))","v":""},{"$f":"IF(ISBLANK(Z100),\"\",IF(ISERROR(1*MID(Z6025,MIN(FIND({0,1,2,3,4,5,6,7,8,9},Z6025&1234567890)),LEN(Z6025)*10-SUM(LEN(SUBSTITUTE(Z6025,{0,1,2,3,4,5,6,7,8,9},))))),\"※error\",1*MID(Z6025,MIN(FIND({0,1,2,3,4,5,6,7,8,9},Z6025&1234567890)),LEN(Z6025)*10-SUM(LEN(SUBSTITUTE(Z6025,{0,1,2,3,4,5,6,7,8,9},))))&\"号室\"))","v":""},{"$f":"IF(ISBLANK(AA100),\"\",IF(ISERROR(1*MID(AA6025,MIN(FIND({0,1,2,3,4,5,6,7,8,9},AA6025&1234567890)),LEN(AA6025)*10-SUM(LEN(SUBSTITUTE(AA6025,{0,1,2,3,4,5,6,7,8,9},))))),\"※error\",1*MID(AA6025,MIN(FIND({0,1,2,3,4,5,6,7,8,9},AA6025&1234567890)),LEN(AA6025)*10-SUM(LEN(SUBSTITUTE(AA6025,{0,1,2,3,4,5,6,7,8,9},))))&\"号室\"))","v":""},{"$f":"IF(ISBLANK(AB100),\"\",IF(ISERROR(1*MID(AB6025,MIN(FIND({0,1,2,3,4,5,6,7,8,9},AB6025&1234567890)),LEN(AB6025)*10-SUM(LEN(SUBSTITUTE(AB6025,{0,1,2,3,4,5,6,7,8,9},))))),\"※error\",1*MID(AB6025,MIN(FIND({0,1,2,3,4,5,6,7,8,9},AB6025&1234567890)),LEN(AB6025)*10-SUM(LEN(SUBSTITUTE(AB6025,{0,1,2,3,4,5,6,7,8,9},))))&\"号室\"))","v":""},{"$f":"IF(ISBLANK(AC100),\"\",IF(ISERROR(1*MID(AC6025,MIN(FIND({0,1,2,3,4,5,6,7,8,9},AC6025&1234567890)),LEN(AC6025)*10-SUM(LEN(SUBSTITUTE(AC6025,{0,1,2,3,4,5,6,7,8,9},))))),\"※error\",1*MID(AC6025,MIN(FIND({0,1,2,3,4,5,6,7,8,9},AC6025&1234567890)),LEN(AC6025)*10-SUM(LEN(SUBSTITUTE(AC6025,{0,1,2,3,4,5,6,7,8,9},))))&\"号室\"))","v":""},{"$f":"IF(ISBLANK(AD100),\"\",IF(ISERROR(1*MID(AD6025,MIN(FIND({0,1,2,3,4,5,6,7,8,9},AD6025&1234567890)),LEN(AD6025)*10-SUM(LEN(SUBSTITUTE(AD6025,{0,1,2,3,4,5,6,7,8,9},))))),\"※error\",1*MID(AD6025,MIN(FIND({0,1,2,3,4,5,6,7,8,9},AD6025&1234567890)),LEN(AD6025)*10-SUM(LEN(SUBSTITUTE(AD6025,{0,1,2,3,4,5,6,7,8,9},))))&\"号室\"))","v":""},{"$f":"IF(ISBLANK(AE100),\"\",IF(ISERROR(1*MID(AE6025,MIN(FIND({0,1,2,3,4,5,6,7,8,9},AE6025&1234567890)),LEN(AE6025)*10-SUM(LEN(SUBSTITUTE(AE6025,{0,1,2,3,4,5,6,7,8,9},))))),\"※error\",1*MID(AE6025,MIN(FIND({0,1,2,3,4,5,6,7,8,9},AE6025&1234567890)),LEN(AE6025)*10-SUM(LEN(SUBSTITUTE(AE6025,{0,1,2,3,4,5,6,7,8,9},))))&\"号室\"))","v":""},{"$f":"IF(ISBLANK(AF100),\"\",IF(ISERROR(1*MID(AF6025,MIN(FIND({0,1,2,3,4,5,6,7,8,9},AF6025&1234567890)),LEN(AF6025)*10-SUM(LEN(SUBSTITUTE(AF6025,{0,1,2,3,4,5,6,7,8,9},))))),\"※error\",1*MID(AF6025,MIN(FIND({0,1,2,3,4,5,6,7,8,9},AF6025&1234567890)),LEN(AF6025)*10-SUM(LEN(SUBSTITUTE(AF6025,{0,1,2,3,4,5,6,7,8,9},))))&\"号室\"))","v":""},{"$f":"IF(ISBLANK(AG100),\"\",IF(ISERROR(1*MID(AG6025,MIN(FIND({0,1,2,3,4,5,6,7,8,9},AG6025&1234567890)),LEN(AG6025)*10-SUM(LEN(SUBSTITUTE(AG6025,{0,1,2,3,4,5,6,7,8,9},))))),\"※error\",1*MID(AG6025,MIN(FIND({0,1,2,3,4,5,6,7,8,9},AG6025&1234567890)),LEN(AG6025)*10-SUM(LEN(SUBSTITUTE(AG6025,{0,1,2,3,4,5,6,7,8,9},))))&\"号室\"))","v":""},{"$f":"IF(ISBLANK(AH100),\"\",IF(ISERROR(1*MID(AH6025,MIN(FIND({0,1,2,3,4,5,6,7,8,9},AH6025&1234567890)),LEN(AH6025)*10-SUM(LEN(SUBSTITUTE(AH6025,{0,1,2,3,4,5,6,7,8,9},))))),\"※error\",1*MID(AH6025,MIN(FIND({0,1,2,3,4,5,6,7,8,9},AH6025&1234567890)),LEN(AH6025)*10-SUM(LEN(SUBSTITUTE(AH6025,{0,1,2,3,4,5,6,7,8,9},))))&\"号室\"))","v":""},{"$f":"IF(ISBLANK(AI100),\"\",IF(ISERROR(1*MID(AI6025,MIN(FIND({0,1,2,3,4,5,6,7,8,9},AI6025&1234567890)),LEN(AI6025)*10-SUM(LEN(SUBSTITUTE(AI6025,{0,1,2,3,4,5,6,7,8,9},))))),\"※error\",1*MID(AI6025,MIN(FIND({0,1,2,3,4,5,6,7,8,9},AI6025&1234567890)),LEN(AI6025)*10-SUM(LEN(SUBSTITUTE(AI6025,{0,1,2,3,4,5,6,7,8,9},))))&\"号室\"))","v":""},{"$f":"IF(ISBLANK(AJ100),\"\",IF(ISERROR(1*MID(AJ6025,MIN(FIND({0,1,2,3,4,5,6,7,8,9},AJ6025&1234567890)),LEN(AJ6025)*10-SUM(LEN(SUBSTITUTE(AJ6025,{0,1,2,3,4,5,6,7,8,9},))))),\"※error\",1*MID(AJ6025,MIN(FIND({0,1,2,3,4,5,6,7,8,9},AJ6025&1234567890)),LEN(AJ6025)*10-SUM(LEN(SUBSTITUTE(AJ6025,{0,1,2,3,4,5,6,7,8,9},))))&\"号室\"))","v":""},{"$f":"IF(ISBLANK(AK100),\"\",IF(ISERROR(1*MID(AK6025,MIN(FIND({0,1,2,3,4,5,6,7,8,9},AK6025&1234567890)),LEN(AK6025)*10-SUM(LEN(SUBSTITUTE(AK6025,{0,1,2,3,4,5,6,7,8,9},))))),\"※error\",1*MID(AK6025,MIN(FIND({0,1,2,3,4,5,6,7,8,9},AK6025&1234567890)),LEN(AK6025)*10-SUM(LEN(SUBSTITUTE(AK6025,{0,1,2,3,4,5,6,7,8,9},))))&\"号室\"))","v":""},{"$f":"IF(ISBLANK(AL100),\"\",IF(ISERROR(1*MID(AL6025,MIN(FIND({0,1,2,3,4,5,6,7,8,9},AL6025&1234567890)),LEN(AL6025)*10-SUM(LEN(SUBSTITUTE(AL6025,{0,1,2,3,4,5,6,7,8,9},))))),\"※error\",1*MID(AL6025,MIN(FIND({0,1,2,3,4,5,6,7,8,9},AL6025&1234567890)),LEN(AL6025)*10-SUM(LEN(SUBSTITUTE(AL6025,{0,1,2,3,4,5,6,7,8,9},))))&\"号室\"))","v":""},{"$f":"IF(ISBLANK(AM100),\"\",IF(ISERROR(1*MID(AM6025,MIN(FIND({0,1,2,3,4,5,6,7,8,9},AM6025&1234567890)),LEN(AM6025)*10-SUM(LEN(SUBSTITUTE(AM6025,{0,1,2,3,4,5,6,7,8,9},))))),\"※error\",1*MID(AM6025,MIN(FIND({0,1,2,3,4,5,6,7,8,9},AM6025&1234567890)),LEN(AM6025)*10-SUM(LEN(SUBSTITUTE(AM6025,{0,1,2,3,4,5,6,7,8,9},))))&\"号室\"))","v":""},{"$f":"IF(ISBLANK(AN100),\"\",IF(ISERROR(1*MID(AN6025,MIN(FIND({0,1,2,3,4,5,6,7,8,9},AN6025&1234567890)),LEN(AN6025)*10-SUM(LEN(SUBSTITUTE(AN6025,{0,1,2,3,4,5,6,7,8,9},))))),\"※error\",1*MID(AN6025,MIN(FIND({0,1,2,3,4,5,6,7,8,9},AN6025&1234567890)),LEN(AN6025)*10-SUM(LEN(SUBSTITUTE(AN6025,{0,1,2,3,4,5,6,7,8,9},))))&\"号室\"))","v":""},{"$f":"IF(ISBLANK(AO100),\"\",IF(ISERROR(1*MID(AO6025,MIN(FIND({0,1,2,3,4,5,6,7,8,9},AO6025&1234567890)),LEN(AO6025)*10-SUM(LEN(SUBSTITUTE(AO6025,{0,1,2,3,4,5,6,7,8,9},))))),\"※error\",1*MID(AO6025,MIN(FIND({0,1,2,3,4,5,6,7,8,9},AO6025&1234567890)),LEN(AO6025)*10-SUM(LEN(SUBSTITUTE(AO6025,{0,1,2,3,4,5,6,7,8,9},))))&\"号室\"))","v":""},{"$f":"IF(ISBLANK(AP100),\"\",IF(ISERROR(1*MID(AP6025,MIN(FIND({0,1,2,3,4,5,6,7,8,9},AP6025&1234567890)),LEN(AP6025)*10-SUM(LEN(SUBSTITUTE(AP6025,{0,1,2,3,4,5,6,7,8,9},))))),\"※error\",1*MID(AP6025,MIN(FIND({0,1,2,3,4,5,6,7,8,9},AP6025&1234567890)),LEN(AP6025)*10-SUM(LEN(SUBSTITUTE(AP6025,{0,1,2,3,4,5,6,7,8,9},))))&\"号室\"))","v":""},{"$f":"IF(ISBLANK(AQ100),\"\",IF(ISERROR(1*MID(AQ6025,MIN(FIND({0,1,2,3,4,5,6,7,8,9},AQ6025&1234567890)),LEN(AQ6025)*10-SUM(LEN(SUBSTITUTE(AQ6025,{0,1,2,3,4,5,6,7,8,9},))))),\"※error\",1*MID(AQ6025,MIN(FIND({0,1,2,3,4,5,6,7,8,9},AQ6025&1234567890)),LEN(AQ6025)*10-SUM(LEN(SUBSTITUTE(AQ6025,{0,1,2,3,4,5,6,7,8,9},))))&\"号室\"))","v":""},{"$f":"IF(ISBLANK(AR100),\"\",IF(ISERROR(1*MID(AR6025,MIN(FIND({0,1,2,3,4,5,6,7,8,9},AR6025&1234567890)),LEN(AR6025)*10-SUM(LEN(SUBSTITUTE(AR6025,{0,1,2,3,4,5,6,7,8,9},))))),\"※error\",1*MID(AR6025,MIN(FIND({0,1,2,3,4,5,6,7,8,9},AR6025&1234567890)),LEN(AR6025)*10-SUM(LEN(SUBSTITUTE(AR6025,{0,1,2,3,4,5,6,7,8,9},))))&\"号室\"))","v":""},{"$f":"IF(ISBLANK(AS100),\"\",IF(ISERROR(1*MID(AS6025,MIN(FIND({0,1,2,3,4,5,6,7,8,9},AS6025&1234567890)),LEN(AS6025)*10-SUM(LEN(SUBSTITUTE(AS6025,{0,1,2,3,4,5,6,7,8,9},))))),\"※error\",1*MID(AS6025,MIN(FIND({0,1,2,3,4,5,6,7,8,9},AS6025&1234567890)),LEN(AS6025)*10-SUM(LEN(SUBSTITUTE(AS6025,{0,1,2,3,4,5,6,7,8,9},))))&\"号室\"))","v":""},{"$f":"IF(ISBLANK(AT100),\"\",IF(ISERROR(1*MID(AT6025,MIN(FIND({0,1,2,3,4,5,6,7,8,9},AT6025&1234567890)),LEN(AT6025)*10-SUM(LEN(SUBSTITUTE(AT6025,{0,1,2,3,4,5,6,7,8,9},))))),\"※error\",1*MID(AT6025,MIN(FIND({0,1,2,3,4,5,6,7,8,9},AT6025&1234567890)),LEN(AT6025)*10-SUM(LEN(SUBSTITUTE(AT6025,{0,1,2,3,4,5,6,7,8,9},))))&\"号室\"))","v":""},{"$f":"IF(ISBLANK(AU100),\"\",IF(ISERROR(1*MID(AU6025,MIN(FIND({0,1,2,3,4,5,6,7,8,9},AU6025&1234567890)),LEN(AU6025)*10-SUM(LEN(SUBSTITUTE(AU6025,{0,1,2,3,4,5,6,7,8,9},))))),\"※error\",1*MID(AU6025,MIN(FIND({0,1,2,3,4,5,6,7,8,9},AU6025&1234567890)),LEN(AU6025)*10-SUM(LEN(SUBSTITUTE(AU6025,{0,1,2,3,4,5,6,7,8,9},))))&\"号室\"))","v":""},{"$f":"IF(ISBLANK(AV100),\"\",IF(ISERROR(1*MID(AV6025,MIN(FIND({0,1,2,3,4,5,6,7,8,9},AV6025&1234567890)),LEN(AV6025)*10-SUM(LEN(SUBSTITUTE(AV6025,{0,1,2,3,4,5,6,7,8,9},))))),\"※error\",1*MID(AV6025,MIN(FIND({0,1,2,3,4,5,6,7,8,9},AV6025&1234567890)),LEN(AV6025)*10-SUM(LEN(SUBSTITUTE(AV6025,{0,1,2,3,4,5,6,7,8,9},))))&\"号室\"))","v":""},{"$f":"IF(ISBLANK(AW100),\"\",IF(ISERROR(1*MID(AW6025,MIN(FIND({0,1,2,3,4,5,6,7,8,9},AW6025&1234567890)),LEN(AW6025)*10-SUM(LEN(SUBSTITUTE(AW6025,{0,1,2,3,4,5,6,7,8,9},))))),\"※error\",1*MID(AW6025,MIN(FIND({0,1,2,3,4,5,6,7,8,9},AW6025&1234567890)),LEN(AW6025)*10-SUM(LEN(SUBSTITUTE(AW6025,{0,1,2,3,4,5,6,7,8,9},))))&\"号室\"))","v":""},{"$f":"IF(ISBLANK(AX100),\"\",IF(ISERROR(1*MID(AX6025,MIN(FIND({0,1,2,3,4,5,6,7,8,9},AX6025&1234567890)),LEN(AX6025)*10-SUM(LEN(SUBSTITUTE(AX6025,{0,1,2,3,4,5,6,7,8,9},))))),\"※error\",1*MID(AX6025,MIN(FIND({0,1,2,3,4,5,6,7,8,9},AX6025&1234567890)),LEN(AX6025)*10-SUM(LEN(SUBSTITUTE(AX6025,{0,1,2,3,4,5,6,7,8,9},))))&\"号室\"))","v":""},{"$f":"IF(ISBLANK(AY100),\"\",IF(ISERROR(1*MID(AY6025,MIN(FIND({0,1,2,3,4,5,6,7,8,9},AY6025&1234567890)),LEN(AY6025)*10-SUM(LEN(SUBSTITUTE(AY6025,{0,1,2,3,4,5,6,7,8,9},))))),\"※error\",1*MID(AY6025,MIN(FIND({0,1,2,3,4,5,6,7,8,9},AY6025&1234567890)),LEN(AY6025)*10-SUM(LEN(SUBSTITUTE(AY6025,{0,1,2,3,4,5,6,7,8,9},))))&\"号室\"))","v":""},{"$f":"IF(ISBLANK(AZ100),\"\",IF(ISERROR(1*MID(AZ6025,MIN(FIND({0,1,2,3,4,5,6,7,8,9},AZ6025&1234567890)),LEN(AZ6025)*10-SUM(LEN(SUBSTITUTE(AZ6025,{0,1,2,3,4,5,6,7,8,9},))))),\"※error\",1*MID(AZ6025,MIN(FIND({0,1,2,3,4,5,6,7,8,9},AZ6025&1234567890)),LEN(AZ6025)*10-SUM(LEN(SUBSTITUTE(AZ6025,{0,1,2,3,4,5,6,7,8,9},))))&\"号室\"))","v":""},{"$f":"IF(ISBLANK(BA100),\"\",IF(ISERROR(1*MID(BA6025,MIN(FIND({0,1,2,3,4,5,6,7,8,9},BA6025&1234567890)),LEN(BA6025)*10-SUM(LEN(SUBSTITUTE(BA6025,{0,1,2,3,4,5,6,7,8,9},))))),\"※error\",1*MID(BA6025,MIN(FIND({0,1,2,3,4,5,6,7,8,9},BA6025&1234567890)),LEN(BA6025)*10-SUM(LEN(SUBSTITUTE(BA6025,{0,1,2,3,4,5,6,7,8,9},))))&\"号室\"))","v":""},{"$f":"IF(ISBLANK(BB100),\"\",IF(ISERROR(1*MID(BB6025,MIN(FIND({0,1,2,3,4,5,6,7,8,9},BB6025&1234567890)),LEN(BB6025)*10-SUM(LEN(SUBSTITUTE(BB6025,{0,1,2,3,4,5,6,7,8,9},))))),\"※error\",1*MID(BB6025,MIN(FIND({0,1,2,3,4,5,6,7,8,9},BB6025&1234567890)),LEN(BB6025)*10-SUM(LEN(SUBSTITUTE(BB6025,{0,1,2,3,4,5,6,7,8,9},))))&\"号室\"))","v":""},{"$f":"IF(ISBLANK(BC100),\"\",IF(ISERROR(1*MID(BC6025,MIN(FIND({0,1,2,3,4,5,6,7,8,9},BC6025&1234567890)),LEN(BC6025)*10-SUM(LEN(SUBSTITUTE(BC6025,{0,1,2,3,4,5,6,7,8,9},))))),\"※error\",1*MID(BC6025,MIN(FIND({0,1,2,3,4,5,6,7,8,9},BC6025&1234567890)),LEN(BC6025)*10-SUM(LEN(SUBSTITUTE(BC6025,{0,1,2,3,4,5,6,7,8,9},))))&\"号室\"))","v":""},{"$f":"IF(ISBLANK(BD100),\"\",IF(ISERROR(1*MID(BD6025,MIN(FIND({0,1,2,3,4,5,6,7,8,9},BD6025&1234567890)),LEN(BD6025)*10-SUM(LEN(SUBSTITUTE(BD6025,{0,1,2,3,4,5,6,7,8,9},))))),\"※error\",1*MID(BD6025,MIN(FIND({0,1,2,3,4,5,6,7,8,9},BD6025&1234567890)),LEN(BD6025)*10-SUM(LEN(SUBSTITUTE(BD6025,{0,1,2,3,4,5,6,7,8,9},))))&\"号室\"))","v":""},{"$f":"IF(ISBLANK(BE100),\"\",IF(ISERROR(1*MID(BE6025,MIN(FIND({0,1,2,3,4,5,6,7,8,9},BE6025&1234567890)),LEN(BE6025)*10-SUM(LEN(SUBSTITUTE(BE6025,{0,1,2,3,4,5,6,7,8,9},))))),\"※error\",1*MID(BE6025,MIN(FIND({0,1,2,3,4,5,6,7,8,9},BE6025&1234567890)),LEN(BE6025)*10-SUM(LEN(SUBSTITUTE(BE6025,{0,1,2,3,4,5,6,7,8,9},))))&\"号室\"))","v":""},{"$f":"IF(ISBLANK(BF100),\"\",IF(ISERROR(1*MID(BF6025,MIN(FIND({0,1,2,3,4,5,6,7,8,9},BF6025&1234567890)),LEN(BF6025)*10-SUM(LEN(SUBSTITUTE(BF6025,{0,1,2,3,4,5,6,7,8,9},))))),\"※error\",1*MID(BF6025,MIN(FIND({0,1,2,3,4,5,6,7,8,9},BF6025&1234567890)),LEN(BF6025)*10-SUM(LEN(SUBSTITUTE(BF6025,{0,1,2,3,4,5,6,7,8,9},))))&\"号室\"))","v":""},{"$f":"IF(ISBLANK(BG100),\"\",IF(ISERROR(1*MID(BG6025,MIN(FIND({0,1,2,3,4,5,6,7,8,9},BG6025&1234567890)),LEN(BG6025)*10-SUM(LEN(SUBSTITUTE(BG6025,{0,1,2,3,4,5,6,7,8,9},))))),\"※error\",1*MID(BG6025,MIN(FIND({0,1,2,3,4,5,6,7,8,9},BG6025&1234567890)),LEN(BG6025)*10-SUM(LEN(SUBSTITUTE(BG6025,{0,1,2,3,4,5,6,7,8,9},))))&\"号室\"))","v":""},{"$f":"IF(ISBLANK(BH100),\"\",IF(ISERROR(1*MID(BH6025,MIN(FIND({0,1,2,3,4,5,6,7,8,9},BH6025&1234567890)),LEN(BH6025)*10-SUM(LEN(SUBSTITUTE(BH6025,{0,1,2,3,4,5,6,7,8,9},))))),\"※error\",1*MID(BH6025,MIN(FIND({0,1,2,3,4,5,6,7,8,9},BH6025&1234567890)),LEN(BH6025)*10-SUM(LEN(SUBSTITUTE(BH6025,{0,1,2,3,4,5,6,7,8,9},))))&\"号室\"))","v":""},{"$f":"IF(ISBLANK(BI100),\"\",IF(ISERROR(1*MID(BI6025,MIN(FIND({0,1,2,3,4,5,6,7,8,9},BI6025&1234567890)),LEN(BI6025)*10-SUM(LEN(SUBSTITUTE(BI6025,{0,1,2,3,4,5,6,7,8,9},))))),\"※error\",1*MID(BI6025,MIN(FIND({0,1,2,3,4,5,6,7,8,9},BI6025&1234567890)),LEN(BI6025)*10-SUM(LEN(SUBSTITUTE(BI6025,{0,1,2,3,4,5,6,7,8,9},))))&\"号室\"))","v":""},{"$f":"IF(ISBLANK(BJ100),\"\",IF(ISERROR(1*MID(BJ6025,MIN(FIND({0,1,2,3,4,5,6,7,8,9},BJ6025&1234567890)),LEN(BJ6025)*10-SUM(LEN(SUBSTITUTE(BJ6025,{0,1,2,3,4,5,6,7,8,9},))))),\"※error\",1*MID(BJ6025,MIN(FIND({0,1,2,3,4,5,6,7,8,9},BJ6025&1234567890)),LEN(BJ6025)*10-SUM(LEN(SUBSTITUTE(BJ6025,{0,1,2,3,4,5,6,7,8,9},))))&\"号室\"))","v":""},{"$f":"IF(ISBLANK(BK100),\"\",IF(ISERROR(1*MID(BK6025,MIN(FIND({0,1,2,3,4,5,6,7,8,9},BK6025&1234567890)),LEN(BK6025)*10-SUM(LEN(SUBSTITUTE(BK6025,{0,1,2,3,4,5,6,7,8,9},))))),\"※error\",1*MID(BK6025,MIN(FIND({0,1,2,3,4,5,6,7,8,9},BK6025&1234567890)),LEN(BK6025)*10-SUM(LEN(SUBSTITUTE(BK6025,{0,1,2,3,4,5,6,7,8,9},))))&\"号室\"))","v":""},{"$f":"IF(ISBLANK(BL100),\"\",IF(ISERROR(1*MID(BL6025,MIN(FIND({0,1,2,3,4,5,6,7,8,9},BL6025&1234567890)),LEN(BL6025)*10-SUM(LEN(SUBSTITUTE(BL6025,{0,1,2,3,4,5,6,7,8,9},))))),\"※error\",1*MID(BL6025,MIN(FIND({0,1,2,3,4,5,6,7,8,9},BL6025&1234567890)),LEN(BL6025)*10-SUM(LEN(SUBSTITUTE(BL6025,{0,1,2,3,4,5,6,7,8,9},))))&\"号室\"))","v":""},{"$f":"IF(ISBLANK(BM100),\"\",IF(ISERROR(1*MID(BM6025,MIN(FIND({0,1,2,3,4,5,6,7,8,9},BM6025&1234567890)),LEN(BM6025)*10-SUM(LEN(SUBSTITUTE(BM6025,{0,1,2,3,4,5,6,7,8,9},))))),\"※error\",1*MID(BM6025,MIN(FIND({0,1,2,3,4,5,6,7,8,9},BM6025&1234567890)),LEN(BM6025)*10-SUM(LEN(SUBSTITUTE(BM6025,{0,1,2,3,4,5,6,7,8,9},))))&\"号室\"))","v":""},{"$f":"IF(ISBLANK(BN100),\"\",IF(ISERROR(1*MID(BN6025,MIN(FIND({0,1,2,3,4,5,6,7,8,9},BN6025&1234567890)),LEN(BN6025)*10-SUM(LEN(SUBSTITUTE(BN6025,{0,1,2,3,4,5,6,7,8,9},))))),\"※error\",1*MID(BN6025,MIN(FIND({0,1,2,3,4,5,6,7,8,9},BN6025&1234567890)),LEN(BN6025)*10-SUM(LEN(SUBSTITUTE(BN6025,{0,1,2,3,4,5,6,7,8,9},))))&\"号室\"))","v":""},{"$f":"IF(ISBLANK(BO100),\"\",IF(ISERROR(1*MID(BO6025,MIN(FIND({0,1,2,3,4,5,6,7,8,9},BO6025&1234567890)),LEN(BO6025)*10-SUM(LEN(SUBSTITUTE(BO6025,{0,1,2,3,4,5,6,7,8,9},))))),\"※error\",1*MID(BO6025,MIN(FIND({0,1,2,3,4,5,6,7,8,9},BO6025&1234567890)),LEN(BO6025)*10-SUM(LEN(SUBSTITUTE(BO6025,{0,1,2,3,4,5,6,7,8,9},))))&\"号室\"))","v":""},{"$f":"IF(ISBLANK(BP100),\"\",IF(ISERROR(1*MID(BP6025,MIN(FIND({0,1,2,3,4,5,6,7,8,9},BP6025&1234567890)),LEN(BP6025)*10-SUM(LEN(SUBSTITUTE(BP6025,{0,1,2,3,4,5,6,7,8,9},))))),\"※error\",1*MID(BP6025,MIN(FIND({0,1,2,3,4,5,6,7,8,9},BP6025&1234567890)),LEN(BP6025)*10-SUM(LEN(SUBSTITUTE(BP6025,{0,1,2,3,4,5,6,7,8,9},))))&\"号室\"))","v":""},{"$f":"IF(ISBLANK(BQ100),\"\",IF(ISERROR(1*MID(BQ6025,MIN(FIND({0,1,2,3,4,5,6,7,8,9},BQ6025&1234567890)),LEN(BQ6025)*10-SUM(LEN(SUBSTITUTE(BQ6025,{0,1,2,3,4,5,6,7,8,9},))))),\"※error\",1*MID(BQ6025,MIN(FIND({0,1,2,3,4,5,6,7,8,9},BQ6025&1234567890)),LEN(BQ6025)*10-SUM(LEN(SUBSTITUTE(BQ6025,{0,1,2,3,4,5,6,7,8,9},))))&\"号室\"))","v":""},{"$f":"IF(ISBLANK(BR100),\"\",IF(ISERROR(1*MID(BR6025,MIN(FIND({0,1,2,3,4,5,6,7,8,9},BR6025&1234567890)),LEN(BR6025)*10-SUM(LEN(SUBSTITUTE(BR6025,{0,1,2,3,4,5,6,7,8,9},))))),\"※error\",1*MID(BR6025,MIN(FIND({0,1,2,3,4,5,6,7,8,9},BR6025&1234567890)),LEN(BR6025)*10-SUM(LEN(SUBSTITUTE(BR6025,{0,1,2,3,4,5,6,7,8,9},))))&\"号室\"))","v":""},{"$f":"IF(ISBLANK(BS100),\"\",IF(ISERROR(1*MID(BS6025,MIN(FIND({0,1,2,3,4,5,6,7,8,9},BS6025&1234567890)),LEN(BS6025)*10-SUM(LEN(SUBSTITUTE(BS6025,{0,1,2,3,4,5,6,7,8,9},))))),\"※error\",1*MID(BS6025,MIN(FIND({0,1,2,3,4,5,6,7,8,9},BS6025&1234567890)),LEN(BS6025)*10-SUM(LEN(SUBSTITUTE(BS6025,{0,1,2,3,4,5,6,7,8,9},))))&\"号室\"))","v":""},{"$f":"IF(ISBLANK(BT100),\"\",IF(ISERROR(1*MID(BT6025,MIN(FIND({0,1,2,3,4,5,6,7,8,9},BT6025&1234567890)),LEN(BT6025)*10-SUM(LEN(SUBSTITUTE(BT6025,{0,1,2,3,4,5,6,7,8,9},))))),\"※error\",1*MID(BT6025,MIN(FIND({0,1,2,3,4,5,6,7,8,9},BT6025&1234567890)),LEN(BT6025)*10-SUM(LEN(SUBSTITUTE(BT6025,{0,1,2,3,4,5,6,7,8,9},))))&\"号室\"))","v":""},{"$f":"IF(ISBLANK(BU100),\"\",IF(ISERROR(1*MID(BU6025,MIN(FIND({0,1,2,3,4,5,6,7,8,9},BU6025&1234567890)),LEN(BU6025)*10-SUM(LEN(SUBSTITUTE(BU6025,{0,1,2,3,4,5,6,7,8,9},))))),\"※error\",1*MID(BU6025,MIN(FIND({0,1,2,3,4,5,6,7,8,9},BU6025&1234567890)),LEN(BU6025)*10-SUM(LEN(SUBSTITUTE(BU6025,{0,1,2,3,4,5,6,7,8,9},))))&\"号室\"))","v":""},{"$f":"IF(ISBLANK(BV100),\"\",IF(ISERROR(1*MID(BV6025,MIN(FIND({0,1,2,3,4,5,6,7,8,9},BV6025&1234567890)),LEN(BV6025)*10-SUM(LEN(SUBSTITUTE(BV6025,{0,1,2,3,4,5,6,7,8,9},))))),\"※error\",1*MID(BV6025,MIN(FIND({0,1,2,3,4,5,6,7,8,9},BV6025&1234567890)),LEN(BV6025)*10-SUM(LEN(SUBSTITUTE(BV6025,{0,1,2,3,4,5,6,7,8,9},))))&\"号室\"))","v":""},{"$f":"IF(ISBLANK(BW100),\"\",IF(ISERROR(1*MID(BW6025,MIN(FIND({0,1,2,3,4,5,6,7,8,9},BW6025&1234567890)),LEN(BW6025)*10-SUM(LEN(SUBSTITUTE(BW6025,{0,1,2,3,4,5,6,7,8,9},))))),\"※error\",1*MID(BW6025,MIN(FIND({0,1,2,3,4,5,6,7,8,9},BW6025&1234567890)),LEN(BW6025)*10-SUM(LEN(SUBSTITUTE(BW6025,{0,1,2,3,4,5,6,7,8,9},))))&\"号室\"))","v":""},{"$f":"IF(ISBLANK(BX100),\"\",IF(ISERROR(1*MID(BX6025,MIN(FIND({0,1,2,3,4,5,6,7,8,9},BX6025&1234567890)),LEN(BX6025)*10-SUM(LEN(SUBSTITUTE(BX6025,{0,1,2,3,4,5,6,7,8,9},))))),\"※error\",1*MID(BX6025,MIN(FIND({0,1,2,3,4,5,6,7,8,9},BX6025&1234567890)),LEN(BX6025)*10-SUM(LEN(SUBSTITUTE(BX6025,{0,1,2,3,4,5,6,7,8,9},))))&\"号室\"))","v":""},{"$f":"IF(ISBLANK(BY100),\"\",IF(ISERROR(1*MID(BY6025,MIN(FIND({0,1,2,3,4,5,6,7,8,9},BY6025&1234567890)),LEN(BY6025)*10-SUM(LEN(SUBSTITUTE(BY6025,{0,1,2,3,4,5,6,7,8,9},))))),\"※error\",1*MID(BY6025,MIN(FIND({0,1,2,3,4,5,6,7,8,9},BY6025&1234567890)),LEN(BY6025)*10-SUM(LEN(SUBSTITUTE(BY6025,{0,1,2,3,4,5,6,7,8,9},))))&\"号室\"))","v":""},{"$f":"IF(ISBLANK(BZ100),\"\",IF(ISERROR(1*MID(BZ6025,MIN(FIND({0,1,2,3,4,5,6,7,8,9},BZ6025&1234567890)),LEN(BZ6025)*10-SUM(LEN(SUBSTITUTE(BZ6025,{0,1,2,3,4,5,6,7,8,9},))))),\"※error\",1*MID(BZ6025,MIN(FIND({0,1,2,3,4,5,6,7,8,9},BZ6025&1234567890)),LEN(BZ6025)*10-SUM(LEN(SUBSTITUTE(BZ6025,{0,1,2,3,4,5,6,7,8,9},))))&\"号室\"))","v":""},{"$f":"IF(ISBLANK(CA100),\"\",IF(ISERROR(1*MID(CA6025,MIN(FIND({0,1,2,3,4,5,6,7,8,9},CA6025&1234567890)),LEN(CA6025)*10-SUM(LEN(SUBSTITUTE(CA6025,{0,1,2,3,4,5,6,7,8,9},))))),\"※error\",1*MID(CA6025,MIN(FIND({0,1,2,3,4,5,6,7,8,9},CA6025&1234567890)),LEN(CA6025)*10-SUM(LEN(SUBSTITUTE(CA6025,{0,1,2,3,4,5,6,7,8,9},))))&\"号室\"))","v":""},{"$f":"IF(ISBLANK(CB100),\"\",IF(ISERROR(1*MID(CB6025,MIN(FIND({0,1,2,3,4,5,6,7,8,9},CB6025&1234567890)),LEN(CB6025)*10-SUM(LEN(SUBSTITUTE(CB6025,{0,1,2,3,4,5,6,7,8,9},))))),\"※error\",1*MID(CB6025,MIN(FIND({0,1,2,3,4,5,6,7,8,9},CB6025&1234567890)),LEN(CB6025)*10-SUM(LEN(SUBSTITUTE(CB6025,{0,1,2,3,4,5,6,7,8,9},))))&\"号室\"))","v":""},{"$f":"IF(ISBLANK(CC100),\"\",IF(ISERROR(1*MID(CC6025,MIN(FIND({0,1,2,3,4,5,6,7,8,9},CC6025&1234567890)),LEN(CC6025)*10-SUM(LEN(SUBSTITUTE(CC6025,{0,1,2,3,4,5,6,7,8,9},))))),\"※error\",1*MID(CC6025,MIN(FIND({0,1,2,3,4,5,6,7,8,9},CC6025&1234567890)),LEN(CC6025)*10-SUM(LEN(SUBSTITUTE(CC6025,{0,1,2,3,4,5,6,7,8,9},))))&\"号室\"))","v":""},{"$f":"IF(ISBLANK(CD100),\"\",IF(ISERROR(1*MID(CD6025,MIN(FIND({0,1,2,3,4,5,6,7,8,9},CD6025&1234567890)),LEN(CD6025)*10-SUM(LEN(SUBSTITUTE(CD6025,{0,1,2,3,4,5,6,7,8,9},))))),\"※error\",1*MID(CD6025,MIN(FIND({0,1,2,3,4,5,6,7,8,9},CD6025&1234567890)),LEN(CD6025)*10-SUM(LEN(SUBSTITUTE(CD6025,{0,1,2,3,4,5,6,7,8,9},))))&\"号室\"))","v":""},{"$f":"IF(ISBLANK(CE100),\"\",IF(ISERROR(1*MID(CE6025,MIN(FIND({0,1,2,3,4,5,6,7,8,9},CE6025&1234567890)),LEN(CE6025)*10-SUM(LEN(SUBSTITUTE(CE6025,{0,1,2,3,4,5,6,7,8,9},))))),\"※error\",1*MID(CE6025,MIN(FIND({0,1,2,3,4,5,6,7,8,9},CE6025&1234567890)),LEN(CE6025)*10-SUM(LEN(SUBSTITUTE(CE6025,{0,1,2,3,4,5,6,7,8,9},))))&\"号室\"))","v":""},{"$f":"IF(ISBLANK(CF100),\"\",IF(ISERROR(1*MID(CF6025,MIN(FIND({0,1,2,3,4,5,6,7,8,9},CF6025&1234567890)),LEN(CF6025)*10-SUM(LEN(SUBSTITUTE(CF6025,{0,1,2,3,4,5,6,7,8,9},))))),\"※error\",1*MID(CF6025,MIN(FIND({0,1,2,3,4,5,6,7,8,9},CF6025&1234567890)),LEN(CF6025)*10-SUM(LEN(SUBSTITUTE(CF6025,{0,1,2,3,4,5,6,7,8,9},))))&\"号室\"))","v":""},{"$f":"IF(ISBLANK(CG100),\"\",IF(ISERROR(1*MID(CG6025,MIN(FIND({0,1,2,3,4,5,6,7,8,9},CG6025&1234567890)),LEN(CG6025)*10-SUM(LEN(SUBSTITUTE(CG6025,{0,1,2,3,4,5,6,7,8,9},))))),\"※error\",1*MID(CG6025,MIN(FIND({0,1,2,3,4,5,6,7,8,9},CG6025&1234567890)),LEN(CG6025)*10-SUM(LEN(SUBSTITUTE(CG6025,{0,1,2,3,4,5,6,7,8,9},))))&\"号室\"))","v":""},{"$f":"IF(ISBLANK(CH100),\"\",IF(ISERROR(1*MID(CH6025,MIN(FIND({0,1,2,3,4,5,6,7,8,9},CH6025&1234567890)),LEN(CH6025)*10-SUM(LEN(SUBSTITUTE(CH6025,{0,1,2,3,4,5,6,7,8,9},))))),\"※error\",1*MID(CH6025,MIN(FIND({0,1,2,3,4,5,6,7,8,9},CH6025&1234567890)),LEN(CH6025)*10-SUM(LEN(SUBSTITUTE(CH6025,{0,1,2,3,4,5,6,7,8,9},))))&\"号室\"))","v":""},{"$f":"IF(ISBLANK(CI100),\"\",IF(ISERROR(1*MID(CI6025,MIN(FIND({0,1,2,3,4,5,6,7,8,9},CI6025&1234567890)),LEN(CI6025)*10-SUM(LEN(SUBSTITUTE(CI6025,{0,1,2,3,4,5,6,7,8,9},))))),\"※error\",1*MID(CI6025,MIN(FIND({0,1,2,3,4,5,6,7,8,9},CI6025&1234567890)),LEN(CI6025)*10-SUM(LEN(SUBSTITUTE(CI6025,{0,1,2,3,4,5,6,7,8,9},))))&\"号室\"))","v":""},{"$f":"IF(ISBLANK(CJ100),\"\",IF(ISERROR(1*MID(CJ6025,MIN(FIND({0,1,2,3,4,5,6,7,8,9},CJ6025&1234567890)),LEN(CJ6025)*10-SUM(LEN(SUBSTITUTE(CJ6025,{0,1,2,3,4,5,6,7,8,9},))))),\"※error\",1*MID(CJ6025,MIN(FIND({0,1,2,3,4,5,6,7,8,9},CJ6025&1234567890)),LEN(CJ6025)*10-SUM(LEN(SUBSTITUTE(CJ6025,{0,1,2,3,4,5,6,7,8,9},))))&\"号室\"))","v":""},{"$f":"IF(ISBLANK(CK100),\"\",IF(ISERROR(1*MID(CK6025,MIN(FIND({0,1,2,3,4,5,6,7,8,9},CK6025&1234567890)),LEN(CK6025)*10-SUM(LEN(SUBSTITUTE(CK6025,{0,1,2,3,4,5,6,7,8,9},))))),\"※error\",1*MID(CK6025,MIN(FIND({0,1,2,3,4,5,6,7,8,9},CK6025&1234567890)),LEN(CK6025)*10-SUM(LEN(SUBSTITUTE(CK6025,{0,1,2,3,4,5,6,7,8,9},))))&\"号室\"))","v":""},{"$f":"IF(ISBLANK(CL100),\"\",IF(ISERROR(1*MID(CL6025,MIN(FIND({0,1,2,3,4,5,6,7,8,9},CL6025&1234567890)),LEN(CL6025)*10-SUM(LEN(SUBSTITUTE(CL6025,{0,1,2,3,4,5,6,7,8,9},))))),\"※error\",1*MID(CL6025,MIN(FIND({0,1,2,3,4,5,6,7,8,9},CL6025&1234567890)),LEN(CL6025)*10-SUM(LEN(SUBSTITUTE(CL6025,{0,1,2,3,4,5,6,7,8,9},))))&\"号室\"))","v":""},{"$f":"IF(ISBLANK(CM100),\"\",IF(ISERROR(1*MID(CM6025,MIN(FIND({0,1,2,3,4,5,6,7,8,9},CM6025&1234567890)),LEN(CM6025)*10-SUM(LEN(SUBSTITUTE(CM6025,{0,1,2,3,4,5,6,7,8,9},))))),\"※error\",1*MID(CM6025,MIN(FIND({0,1,2,3,4,5,6,7,8,9},CM6025&1234567890)),LEN(CM6025)*10-SUM(LEN(SUBSTITUTE(CM6025,{0,1,2,3,4,5,6,7,8,9},))))&\"号室\"))","v":""},{"$f":"IF(ISBLANK(CN100),\"\",IF(ISERROR(1*MID(CN6025,MIN(FIND({0,1,2,3,4,5,6,7,8,9},CN6025&1234567890)),LEN(CN6025)*10-SUM(LEN(SUBSTITUTE(CN6025,{0,1,2,3,4,5,6,7,8,9},))))),\"※error\",1*MID(CN6025,MIN(FIND({0,1,2,3,4,5,6,7,8,9},CN6025&1234567890)),LEN(CN6025)*10-SUM(LEN(SUBSTITUTE(CN6025,{0,1,2,3,4,5,6,7,8,9},))))&\"号室\"))","v":""},{"$f":"IF(ISBLANK(CO100),\"\",IF(ISERROR(1*MID(CO6025,MIN(FIND({0,1,2,3,4,5,6,7,8,9},CO6025&1234567890)),LEN(CO6025)*10-SUM(LEN(SUBSTITUTE(CO6025,{0,1,2,3,4,5,6,7,8,9},))))),\"※error\",1*MID(CO6025,MIN(FIND({0,1,2,3,4,5,6,7,8,9},CO6025&1234567890)),LEN(CO6025)*10-SUM(LEN(SUBSTITUTE(CO6025,{0,1,2,3,4,5,6,7,8,9},))))&\"号室\"))","v":""},{"$f":"IF(ISBLANK(CP100),\"\",IF(ISERROR(1*MID(CP6025,MIN(FIND({0,1,2,3,4,5,6,7,8,9},CP6025&1234567890)),LEN(CP6025)*10-SUM(LEN(SUBSTITUTE(CP6025,{0,1,2,3,4,5,6,7,8,9},))))),\"※error\",1*MID(CP6025,MIN(FIND({0,1,2,3,4,5,6,7,8,9},CP6025&1234567890)),LEN(CP6025)*10-SUM(LEN(SUBSTITUTE(CP6025,{0,1,2,3,4,5,6,7,8,9},))))&\"号室\"))","v":""},{"$f":"IF(ISBLANK(CQ100),\"\",IF(ISERROR(1*MID(CQ6025,MIN(FIND({0,1,2,3,4,5,6,7,8,9},CQ6025&1234567890)),LEN(CQ6025)*10-SUM(LEN(SUBSTITUTE(CQ6025,{0,1,2,3,4,5,6,7,8,9},))))),\"※error\",1*MID(CQ6025,MIN(FIND({0,1,2,3,4,5,6,7,8,9},CQ6025&1234567890)),LEN(CQ6025)*10-SUM(LEN(SUBSTITUTE(CQ6025,{0,1,2,3,4,5,6,7,8,9},))))&\"号室\"))","v":""},{"$f":"IF(ISBLANK(CR100),\"\",IF(ISERROR(1*MID(CR6025,MIN(FIND({0,1,2,3,4,5,6,7,8,9},CR6025&1234567890)),LEN(CR6025)*10-SUM(LEN(SUBSTITUTE(CR6025,{0,1,2,3,4,5,6,7,8,9},))))),\"※error\",1*MID(CR6025,MIN(FIND({0,1,2,3,4,5,6,7,8,9},CR6025&1234567890)),LEN(CR6025)*10-SUM(LEN(SUBSTITUTE(CR6025,{0,1,2,3,4,5,6,7,8,9},))))&\"号室\"))","v":""},{"$f":"IF(ISBLANK(CS100),\"\",IF(ISERROR(1*MID(CS6025,MIN(FIND({0,1,2,3,4,5,6,7,8,9},CS6025&1234567890)),LEN(CS6025)*10-SUM(LEN(SUBSTITUTE(CS6025,{0,1,2,3,4,5,6,7,8,9},))))),\"※error\",1*MID(CS6025,MIN(FIND({0,1,2,3,4,5,6,7,8,9},CS6025&1234567890)),LEN(CS6025)*10-SUM(LEN(SUBSTITUTE(CS6025,{0,1,2,3,4,5,6,7,8,9},))))&\"号室\"))","v":""},{"$f":"IF(ISBLANK(CT100),\"\",IF(ISERROR(1*MID(CT6025,MIN(FIND({0,1,2,3,4,5,6,7,8,9},CT6025&1234567890)),LEN(CT6025)*10-SUM(LEN(SUBSTITUTE(CT6025,{0,1,2,3,4,5,6,7,8,9},))))),\"※error\",1*MID(CT6025,MIN(FIND({0,1,2,3,4,5,6,7,8,9},CT6025&1234567890)),LEN(CT6025)*10-SUM(LEN(SUBSTITUTE(CT6025,{0,1,2,3,4,5,6,7,8,9},))))&\"号室\"))","v":""},{"$f":"IF(ISBLANK(CU100),\"\",IF(ISERROR(1*MID(CU6025,MIN(FIND({0,1,2,3,4,5,6,7,8,9},CU6025&1234567890)),LEN(CU6025)*10-SUM(LEN(SUBSTITUTE(CU6025,{0,1,2,3,4,5,6,7,8,9},))))),\"※error\",1*MID(CU6025,MIN(FIND({0,1,2,3,4,5,6,7,8,9},CU6025&1234567890)),LEN(CU6025)*10-SUM(LEN(SUBSTITUTE(CU6025,{0,1,2,3,4,5,6,7,8,9},))))&\"号室\"))","v":""},{"$f":"IF(ISBLANK(CV100),\"\",IF(ISERROR(1*MID(CV6025,MIN(FIND({0,1,2,3,4,5,6,7,8,9},CV6025&1234567890)),LEN(CV6025)*10-SUM(LEN(SUBSTITUTE(CV6025,{0,1,2,3,4,5,6,7,8,9},))))),\"※error\",1*MID(CV6025,MIN(FIND({0,1,2,3,4,5,6,7,8,9},CV6025&1234567890)),LEN(CV6025)*10-SUM(LEN(SUBSTITUTE(CV6025,{0,1,2,3,4,5,6,7,8,9},))))&\"号室\"))","v":""},{"$f":"IF(ISBLANK(CW100),\"\",IF(ISERROR(1*MID(CW6025,MIN(FIND({0,1,2,3,4,5,6,7,8,9},CW6025&1234567890)),LEN(CW6025)*10-SUM(LEN(SUBSTITUTE(CW6025,{0,1,2,3,4,5,6,7,8,9},))))),\"※error\",1*MID(CW6025,MIN(FIND({0,1,2,3,4,5,6,7,8,9},CW6025&1234567890)),LEN(CW6025)*10-SUM(LEN(SUBSTITUTE(CW6025,{0,1,2,3,4,5,6,7,8,9},))))&\"号室\"))","v":""},{"$f":"IF(ISBLANK(CX100),\"\",IF(ISERROR(1*MID(CX6025,MIN(FIND({0,1,2,3,4,5,6,7,8,9},CX6025&1234567890)),LEN(CX6025)*10-SUM(LEN(SUBSTITUTE(CX6025,{0,1,2,3,4,5,6,7,8,9},))))),\"※error\",1*MID(CX6025,MIN(FIND({0,1,2,3,4,5,6,7,8,9},CX6025&1234567890)),LEN(CX6025)*10-SUM(LEN(SUBSTITUTE(CX6025,{0,1,2,3,4,5,6,7,8,9},))))&\"号室\"))","v":""},{"$f":"IF(ISBLANK(CY100),\"\",IF(ISERROR(1*MID(CY6025,MIN(FIND({0,1,2,3,4,5,6,7,8,9},CY6025&1234567890)),LEN(CY6025)*10-SUM(LEN(SUBSTITUTE(CY6025,{0,1,2,3,4,5,6,7,8,9},))))),\"※error\",1*MID(CY6025,MIN(FIND({0,1,2,3,4,5,6,7,8,9},CY6025&1234567890)),LEN(CY6025)*10-SUM(LEN(SUBSTITUTE(CY6025,{0,1,2,3,4,5,6,7,8,9},))))&\"号室\"))","v":""},{"$f":"IF(ISBLANK(CZ100),\"\",IF(ISERROR(1*MID(CZ6025,MIN(FIND({0,1,2,3,4,5,6,7,8,9},CZ6025&1234567890)),LEN(CZ6025)*10-SUM(LEN(SUBSTITUTE(CZ6025,{0,1,2,3,4,5,6,7,8,9},))))),\"※error\",1*MID(CZ6025,MIN(FIND({0,1,2,3,4,5,6,7,8,9},CZ6025&1234567890)),LEN(CZ6025)*10-SUM(LEN(SUBSTITUTE(CZ6025,{0,1,2,3,4,5,6,7,8,9},))))&\"号室\"))","v":""},{"$f":"IF(ISBLANK(DA100),\"\",IF(ISERROR(1*MID(DA6025,MIN(FIND({0,1,2,3,4,5,6,7,8,9},DA6025&1234567890)),LEN(DA6025)*10-SUM(LEN(SUBSTITUTE(DA6025,{0,1,2,3,4,5,6,7,8,9},))))),\"※error\",1*MID(DA6025,MIN(FIND({0,1,2,3,4,5,6,7,8,9},DA6025&1234567890)),LEN(DA6025)*10-SUM(LEN(SUBSTITUTE(DA6025,{0,1,2,3,4,5,6,7,8,9},))))&\"号室\"))","v":""},{"$f":"IF(ISBLANK(DB100),\"\",IF(ISERROR(1*MID(DB6025,MIN(FIND({0,1,2,3,4,5,6,7,8,9},DB6025&1234567890)),LEN(DB6025)*10-SUM(LEN(SUBSTITUTE(DB6025,{0,1,2,3,4,5,6,7,8,9},))))),\"※error\",1*MID(DB6025,MIN(FIND({0,1,2,3,4,5,6,7,8,9},DB6025&1234567890)),LEN(DB6025)*10-SUM(LEN(SUBSTITUTE(DB6025,{0,1,2,3,4,5,6,7,8,9},))))&\"号室\"))","v":""},{"$f":"IF(ISBLANK(DC100),\"\",IF(ISERROR(1*MID(DC6025,MIN(FIND({0,1,2,3,4,5,6,7,8,9},DC6025&1234567890)),LEN(DC6025)*10-SUM(LEN(SUBSTITUTE(DC6025,{0,1,2,3,4,5,6,7,8,9},))))),\"※error\",1*MID(DC6025,MIN(FIND({0,1,2,3,4,5,6,7,8,9},DC6025&1234567890)),LEN(DC6025)*10-SUM(LEN(SUBSTITUTE(DC6025,{0,1,2,3,4,5,6,7,8,9},))))&\"号室\"))","v":""},{"$f":"IF(ISBLANK(DD100),\"\",IF(ISERROR(1*MID(DD6025,MIN(FIND({0,1,2,3,4,5,6,7,8,9},DD6025&1234567890)),LEN(DD6025)*10-SUM(LEN(SUBSTITUTE(DD6025,{0,1,2,3,4,5,6,7,8,9},))))),\"※error\",1*MID(DD6025,MIN(FIND({0,1,2,3,4,5,6,7,8,9},DD6025&1234567890)),LEN(DD6025)*10-SUM(LEN(SUBSTITUTE(DD6025,{0,1,2,3,4,5,6,7,8,9},))))&\"号室\"))","v":""},{"$f":"IF(ISBLANK(DE100),\"\",IF(ISERROR(1*MID(DE6025,MIN(FIND({0,1,2,3,4,5,6,7,8,9},DE6025&1234567890)),LEN(DE6025)*10-SUM(LEN(SUBSTITUTE(DE6025,{0,1,2,3,4,5,6,7,8,9},))))),\"※error\",1*MID(DE6025,MIN(FIND({0,1,2,3,4,5,6,7,8,9},DE6025&1234567890)),LEN(DE6025)*10-SUM(LEN(SUBSTITUTE(DE6025,{0,1,2,3,4,5,6,7,8,9},))))&\"号室\"))","v":""},{"$f":"IF(ISBLANK(DF100),\"\",IF(ISERROR(1*MID(DF6025,MIN(FIND({0,1,2,3,4,5,6,7,8,9},DF6025&1234567890)),LEN(DF6025)*10-SUM(LEN(SUBSTITUTE(DF6025,{0,1,2,3,4,5,6,7,8,9},))))),\"※error\",1*MID(DF6025,MIN(FIND({0,1,2,3,4,5,6,7,8,9},DF6025&1234567890)),LEN(DF6025)*10-SUM(LEN(SUBSTITUTE(DF6025,{0,1,2,3,4,5,6,7,8,9},))))&\"号室\"))","v":""},{"$f":"IF(ISBLANK(DG100),\"\",IF(ISERROR(1*MID(DG6025,MIN(FIND({0,1,2,3,4,5,6,7,8,9},DG6025&1234567890)),LEN(DG6025)*10-SUM(LEN(SUBSTITUTE(DG6025,{0,1,2,3,4,5,6,7,8,9},))))),\"※error\",1*MID(DG6025,MIN(FIND({0,1,2,3,4,5,6,7,8,9},DG6025&1234567890)),LEN(DG6025)*10-SUM(LEN(SUBSTITUTE(DG6025,{0,1,2,3,4,5,6,7,8,9},))))&\"号室\"))","v":""},{"$f":"IF(ISBLANK(DH100),\"\",IF(ISERROR(1*MID(DH6025,MIN(FIND({0,1,2,3,4,5,6,7,8,9},DH6025&1234567890)),LEN(DH6025)*10-SUM(LEN(SUBSTITUTE(DH6025,{0,1,2,3,4,5,6,7,8,9},))))),\"※error\",1*MID(DH6025,MIN(FIND({0,1,2,3,4,5,6,7,8,9},DH6025&1234567890)),LEN(DH6025)*10-SUM(LEN(SUBSTITUTE(DH6025,{0,1,2,3,4,5,6,7,8,9},))))&\"号室\"))","v":""},{"$f":"IF(ISBLANK(DI100),\"\",IF(ISERROR(1*MID(DI6025,MIN(FIND({0,1,2,3,4,5,6,7,8,9},DI6025&1234567890)),LEN(DI6025)*10-SUM(LEN(SUBSTITUTE(DI6025,{0,1,2,3,4,5,6,7,8,9},))))),\"※error\",1*MID(DI6025,MIN(FIND({0,1,2,3,4,5,6,7,8,9},DI6025&1234567890)),LEN(DI6025)*10-SUM(LEN(SUBSTITUTE(DI6025,{0,1,2,3,4,5,6,7,8,9},))))&\"号室\"))","v":""},{"$f":"IF(ISBLANK(DJ100),\"\",IF(ISERROR(1*MID(DJ6025,MIN(FIND({0,1,2,3,4,5,6,7,8,9},DJ6025&1234567890)),LEN(DJ6025)*10-SUM(LEN(SUBSTITUTE(DJ6025,{0,1,2,3,4,5,6,7,8,9},))))),\"※error\",1*MID(DJ6025,MIN(FIND({0,1,2,3,4,5,6,7,8,9},DJ6025&1234567890)),LEN(DJ6025)*10-SUM(LEN(SUBSTITUTE(DJ6025,{0,1,2,3,4,5,6,7,8,9},))))&\"号室\"))","v":""},{"$f":"IF(ISBLANK(DK100),\"\",IF(ISERROR(1*MID(DK6025,MIN(FIND({0,1,2,3,4,5,6,7,8,9},DK6025&1234567890)),LEN(DK6025)*10-SUM(LEN(SUBSTITUTE(DK6025,{0,1,2,3,4,5,6,7,8,9},))))),\"※error\",1*MID(DK6025,MIN(FIND({0,1,2,3,4,5,6,7,8,9},DK6025&1234567890)),LEN(DK6025)*10-SUM(LEN(SUBSTITUTE(DK6025,{0,1,2,3,4,5,6,7,8,9},))))&\"号室\"))","v":""},{"$f":"IF(ISBLANK(DL100),\"\",IF(ISERROR(1*MID(DL6025,MIN(FIND({0,1,2,3,4,5,6,7,8,9},DL6025&1234567890)),LEN(DL6025)*10-SUM(LEN(SUBSTITUTE(DL6025,{0,1,2,3,4,5,6,7,8,9},))))),\"※error\",1*MID(DL6025,MIN(FIND({0,1,2,3,4,5,6,7,8,9},DL6025&1234567890)),LEN(DL6025)*10-SUM(LEN(SUBSTITUTE(DL6025,{0,1,2,3,4,5,6,7,8,9},))))&\"号室\"))","v":""},{"$f":"IF(ISBLANK(DM100),\"\",IF(ISERROR(1*MID(DM6025,MIN(FIND({0,1,2,3,4,5,6,7,8,9},DM6025&1234567890)),LEN(DM6025)*10-SUM(LEN(SUBSTITUTE(DM6025,{0,1,2,3,4,5,6,7,8,9},))))),\"※error\",1*MID(DM6025,MIN(FIND({0,1,2,3,4,5,6,7,8,9},DM6025&1234567890)),LEN(DM6025)*10-SUM(LEN(SUBSTITUTE(DM6025,{0,1,2,3,4,5,6,7,8,9},))))&\"号室\"))","v":""},{"$f":"IF(ISBLANK(DN100),\"\",IF(ISERROR(1*MID(DN6025,MIN(FIND({0,1,2,3,4,5,6,7,8,9},DN6025&1234567890)),LEN(DN6025)*10-SUM(LEN(SUBSTITUTE(DN6025,{0,1,2,3,4,5,6,7,8,9},))))),\"※error\",1*MID(DN6025,MIN(FIND({0,1,2,3,4,5,6,7,8,9},DN6025&1234567890)),LEN(DN6025)*10-SUM(LEN(SUBSTITUTE(DN6025,{0,1,2,3,4,5,6,7,8,9},))))&\"号室\"))","v":""},{"$f":"IF(ISBLANK(DO100),\"\",IF(ISERROR(1*MID(DO6025,MIN(FIND({0,1,2,3,4,5,6,7,8,9},DO6025&1234567890)),LEN(DO6025)*10-SUM(LEN(SUBSTITUTE(DO6025,{0,1,2,3,4,5,6,7,8,9},))))),\"※error\",1*MID(DO6025,MIN(FIND({0,1,2,3,4,5,6,7,8,9},DO6025&1234567890)),LEN(DO6025)*10-SUM(LEN(SUBSTITUTE(DO6025,{0,1,2,3,4,5,6,7,8,9},))))&\"号室\"))","v":""},{"$f":"IF(ISBLANK(DP100),\"\",IF(ISERROR(1*MID(DP6025,MIN(FIND({0,1,2,3,4,5,6,7,8,9},DP6025&1234567890)),LEN(DP6025)*10-SUM(LEN(SUBSTITUTE(DP6025,{0,1,2,3,4,5,6,7,8,9},))))),\"※error\",1*MID(DP6025,MIN(FIND({0,1,2,3,4,5,6,7,8,9},DP6025&1234567890)),LEN(DP6025)*10-SUM(LEN(SUBSTITUTE(DP6025,{0,1,2,3,4,5,6,7,8,9},))))&\"号室\"))","v":""},{"$f":"IF(ISBLANK(DQ100),\"\",IF(ISERROR(1*MID(DQ6025,MIN(FIND({0,1,2,3,4,5,6,7,8,9},DQ6025&1234567890)),LEN(DQ6025)*10-SUM(LEN(SUBSTITUTE(DQ6025,{0,1,2,3,4,5,6,7,8,9},))))),\"※error\",1*MID(DQ6025,MIN(FIND({0,1,2,3,4,5,6,7,8,9},DQ6025&1234567890)),LEN(DQ6025)*10-SUM(LEN(SUBSTITUTE(DQ6025,{0,1,2,3,4,5,6,7,8,9},))))&\"号室\"))","v":""},{"$f":"IF(ISBLANK(DR100),\"\",IF(ISERROR(1*MID(DR6025,MIN(FIND({0,1,2,3,4,5,6,7,8,9},DR6025&1234567890)),LEN(DR6025)*10-SUM(LEN(SUBSTITUTE(DR6025,{0,1,2,3,4,5,6,7,8,9},))))),\"※error\",1*MID(DR6025,MIN(FIND({0,1,2,3,4,5,6,7,8,9},DR6025&1234567890)),LEN(DR6025)*10-SUM(LEN(SUBSTITUTE(DR6025,{0,1,2,3,4,5,6,7,8,9},))))&\"号室\"))","v":""},{"$f":"IF(ISBLANK(DS100),\"\",IF(ISERROR(1*MID(DS6025,MIN(FIND({0,1,2,3,4,5,6,7,8,9},DS6025&1234567890)),LEN(DS6025)*10-SUM(LEN(SUBSTITUTE(DS6025,{0,1,2,3,4,5,6,7,8,9},))))),\"※error\",1*MID(DS6025,MIN(FIND({0,1,2,3,4,5,6,7,8,9},DS6025&1234567890)),LEN(DS6025)*10-SUM(LEN(SUBSTITUTE(DS6025,{0,1,2,3,4,5,6,7,8,9},))))&\"号室\"))","v":""},{"$f":"IF(ISBLANK(DT100),\"\",IF(ISERROR(1*MID(DT6025,MIN(FIND({0,1,2,3,4,5,6,7,8,9},DT6025&1234567890)),LEN(DT6025)*10-SUM(LEN(SUBSTITUTE(DT6025,{0,1,2,3,4,5,6,7,8,9},))))),\"※error\",1*MID(DT6025,MIN(FIND({0,1,2,3,4,5,6,7,8,9},DT6025&1234567890)),LEN(DT6025)*10-SUM(LEN(SUBSTITUTE(DT6025,{0,1,2,3,4,5,6,7,8,9},))))&\"号室\"))","v":""},{"$f":"IF(ISBLANK(DU100),\"\",IF(ISERROR(1*MID(DU6025,MIN(FIND({0,1,2,3,4,5,6,7,8,9},DU6025&1234567890)),LEN(DU6025)*10-SUM(LEN(SUBSTITUTE(DU6025,{0,1,2,3,4,5,6,7,8,9},))))),\"※error\",1*MID(DU6025,MIN(FIND({0,1,2,3,4,5,6,7,8,9},DU6025&1234567890)),LEN(DU6025)*10-SUM(LEN(SUBSTITUTE(DU6025,{0,1,2,3,4,5,6,7,8,9},))))&\"号室\"))","v":""},{"$f":"IF(ISBLANK(DV100),\"\",IF(ISERROR(1*MID(DV6025,MIN(FIND({0,1,2,3,4,5,6,7,8,9},DV6025&1234567890)),LEN(DV6025)*10-SUM(LEN(SUBSTITUTE(DV6025,{0,1,2,3,4,5,6,7,8,9},))))),\"※error\",1*MID(DV6025,MIN(FIND({0,1,2,3,4,5,6,7,8,9},DV6025&1234567890)),LEN(DV6025)*10-SUM(LEN(SUBSTITUTE(DV6025,{0,1,2,3,4,5,6,7,8,9},))))&\"号室\"))","v":""},{"$f":"IF(ISBLANK(DW100),\"\",IF(ISERROR(1*MID(DW6025,MIN(FIND({0,1,2,3,4,5,6,7,8,9},DW6025&1234567890)),LEN(DW6025)*10-SUM(LEN(SUBSTITUTE(DW6025,{0,1,2,3,4,5,6,7,8,9},))))),\"※error\",1*MID(DW6025,MIN(FIND({0,1,2,3,4,5,6,7,8,9},DW6025&1234567890)),LEN(DW6025)*10-SUM(LEN(SUBSTITUTE(DW6025,{0,1,2,3,4,5,6,7,8,9},))))&\"号室\"))","v":""},{"$f":"IF(ISBLANK(DX100),\"\",IF(ISERROR(1*MID(DX6025,MIN(FIND({0,1,2,3,4,5,6,7,8,9},DX6025&1234567890)),LEN(DX6025)*10-SUM(LEN(SUBSTITUTE(DX6025,{0,1,2,3,4,5,6,7,8,9},))))),\"※error\",1*MID(DX6025,MIN(FIND({0,1,2,3,4,5,6,7,8,9},DX6025&1234567890)),LEN(DX6025)*10-SUM(LEN(SUBSTITUTE(DX6025,{0,1,2,3,4,5,6,7,8,9},))))&\"号室\"))","v":""},{"$f":"IF(ISBLANK(DY100),\"\",IF(ISERROR(1*MID(DY6025,MIN(FIND({0,1,2,3,4,5,6,7,8,9},DY6025&1234567890)),LEN(DY6025)*10-SUM(LEN(SUBSTITUTE(DY6025,{0,1,2,3,4,5,6,7,8,9},))))),\"※error\",1*MID(DY6025,MIN(FIND({0,1,2,3,4,5,6,7,8,9},DY6025&1234567890)),LEN(DY6025)*10-SUM(LEN(SUBSTITUTE(DY6025,{0,1,2,3,4,5,6,7,8,9},))))&\"号室\"))","v":""},{"$f":"IF(ISBLANK(DZ100),\"\",IF(ISERROR(1*MID(DZ6025,MIN(FIND({0,1,2,3,4,5,6,7,8,9},DZ6025&1234567890)),LEN(DZ6025)*10-SUM(LEN(SUBSTITUTE(DZ6025,{0,1,2,3,4,5,6,7,8,9},))))),\"※error\",1*MID(DZ6025,MIN(FIND({0,1,2,3,4,5,6,7,8,9},DZ6025&1234567890)),LEN(DZ6025)*10-SUM(LEN(SUBSTITUTE(DZ6025,{0,1,2,3,4,5,6,7,8,9},))))&\"号室\"))","v":""},{"$f":"IF(ISBLANK(EA100),\"\",IF(ISERROR(1*MID(EA6025,MIN(FIND({0,1,2,3,4,5,6,7,8,9},EA6025&1234567890)),LEN(EA6025)*10-SUM(LEN(SUBSTITUTE(EA6025,{0,1,2,3,4,5,6,7,8,9},))))),\"※error\",1*MID(EA6025,MIN(FIND({0,1,2,3,4,5,6,7,8,9},EA6025&1234567890)),LEN(EA6025)*10-SUM(LEN(SUBSTITUTE(EA6025,{0,1,2,3,4,5,6,7,8,9},))))&\"号室\"))","v":""},{"$f":"IF(ISBLANK(EB100),\"\",IF(ISERROR(1*MID(EB6025,MIN(FIND({0,1,2,3,4,5,6,7,8,9},EB6025&1234567890)),LEN(EB6025)*10-SUM(LEN(SUBSTITUTE(EB6025,{0,1,2,3,4,5,6,7,8,9},))))),\"※error\",1*MID(EB6025,MIN(FIND({0,1,2,3,4,5,6,7,8,9},EB6025&1234567890)),LEN(EB6025)*10-SUM(LEN(SUBSTITUTE(EB6025,{0,1,2,3,4,5,6,7,8,9},))))&\"号室\"))","v":""},{"$f":"IF(ISBLANK(EC100),\"\",IF(ISERROR(1*MID(EC6025,MIN(FIND({0,1,2,3,4,5,6,7,8,9},EC6025&1234567890)),LEN(EC6025)*10-SUM(LEN(SUBSTITUTE(EC6025,{0,1,2,3,4,5,6,7,8,9},))))),\"※error\",1*MID(EC6025,MIN(FIND({0,1,2,3,4,5,6,7,8,9},EC6025&1234567890)),LEN(EC6025)*10-SUM(LEN(SUBSTITUTE(EC6025,{0,1,2,3,4,5,6,7,8,9},))))&\"号室\"))","v":""},{"$f":"IF(ISBLANK(ED100),\"\",IF(ISERROR(1*MID(ED6025,MIN(FIND({0,1,2,3,4,5,6,7,8,9},ED6025&1234567890)),LEN(ED6025)*10-SUM(LEN(SUBSTITUTE(ED6025,{0,1,2,3,4,5,6,7,8,9},))))),\"※error\",1*MID(ED6025,MIN(FIND({0,1,2,3,4,5,6,7,8,9},ED6025&1234567890)),LEN(ED6025)*10-SUM(LEN(SUBSTITUTE(ED6025,{0,1,2,3,4,5,6,7,8,9},))))&\"号室\"))","v":""},{"$f":"IF(ISBLANK(EE100),\"\",IF(ISERROR(1*MID(EE6025,MIN(FIND({0,1,2,3,4,5,6,7,8,9},EE6025&1234567890)),LEN(EE6025)*10-SUM(LEN(SUBSTITUTE(EE6025,{0,1,2,3,4,5,6,7,8,9},))))),\"※error\",1*MID(EE6025,MIN(FIND({0,1,2,3,4,5,6,7,8,9},EE6025&1234567890)),LEN(EE6025)*10-SUM(LEN(SUBSTITUTE(EE6025,{0,1,2,3,4,5,6,7,8,9},))))&\"号室\"))","v":""},{"$f":"IF(ISBLANK(EF100),\"\",IF(ISERROR(1*MID(EF6025,MIN(FIND({0,1,2,3,4,5,6,7,8,9},EF6025&1234567890)),LEN(EF6025)*10-SUM(LEN(SUBSTITUTE(EF6025,{0,1,2,3,4,5,6,7,8,9},))))),\"※error\",1*MID(EF6025,MIN(FIND({0,1,2,3,4,5,6,7,8,9},EF6025&1234567890)),LEN(EF6025)*10-SUM(LEN(SUBSTITUTE(EF6025,{0,1,2,3,4,5,6,7,8,9},))))&\"号室\"))","v":""},{"$f":"IF(ISBLANK(EG100),\"\",IF(ISERROR(1*MID(EG6025,MIN(FIND({0,1,2,3,4,5,6,7,8,9},EG6025&1234567890)),LEN(EG6025)*10-SUM(LEN(SUBSTITUTE(EG6025,{0,1,2,3,4,5,6,7,8,9},))))),\"※error\",1*MID(EG6025,MIN(FIND({0,1,2,3,4,5,6,7,8,9},EG6025&1234567890)),LEN(EG6025)*10-SUM(LEN(SUBSTITUTE(EG6025,{0,1,2,3,4,5,6,7,8,9},))))&\"号室\"))","v":""},{"$f":"IF(ISBLANK(EH100),\"\",IF(ISERROR(1*MID(EH6025,MIN(FIND({0,1,2,3,4,5,6,7,8,9},EH6025&1234567890)),LEN(EH6025)*10-SUM(LEN(SUBSTITUTE(EH6025,{0,1,2,3,4,5,6,7,8,9},))))),\"※error\",1*MID(EH6025,MIN(FIND({0,1,2,3,4,5,6,7,8,9},EH6025&1234567890)),LEN(EH6025)*10-SUM(LEN(SUBSTITUTE(EH6025,{0,1,2,3,4,5,6,7,8,9},))))&\"号室\"))","v":""},{"$f":"IF(ISBLANK(EI100),\"\",IF(ISERROR(1*MID(EI6025,MIN(FIND({0,1,2,3,4,5,6,7,8,9},EI6025&1234567890)),LEN(EI6025)*10-SUM(LEN(SUBSTITUTE(EI6025,{0,1,2,3,4,5,6,7,8,9},))))),\"※error\",1*MID(EI6025,MIN(FIND({0,1,2,3,4,5,6,7,8,9},EI6025&1234567890)),LEN(EI6025)*10-SUM(LEN(SUBSTITUTE(EI6025,{0,1,2,3,4,5,6,7,8,9},))))&\"号室\"))","v":""},{"$f":"IF(ISBLANK(EJ100),\"\",IF(ISERROR(1*MID(EJ6025,MIN(FIND({0,1,2,3,4,5,6,7,8,9},EJ6025&1234567890)),LEN(EJ6025)*10-SUM(LEN(SUBSTITUTE(EJ6025,{0,1,2,3,4,5,6,7,8,9},))))),\"※error\",1*MID(EJ6025,MIN(FIND({0,1,2,3,4,5,6,7,8,9},EJ6025&1234567890)),LEN(EJ6025)*10-SUM(LEN(SUBSTITUTE(EJ6025,{0,1,2,3,4,5,6,7,8,9},))))&\"号室\"))","v":""},{"$f":"IF(ISBLANK(EK100),\"\",IF(ISERROR(1*MID(EK6025,MIN(FIND({0,1,2,3,4,5,6,7,8,9},EK6025&1234567890)),LEN(EK6025)*10-SUM(LEN(SUBSTITUTE(EK6025,{0,1,2,3,4,5,6,7,8,9},))))),\"※error\",1*MID(EK6025,MIN(FIND({0,1,2,3,4,5,6,7,8,9},EK6025&1234567890)),LEN(EK6025)*10-SUM(LEN(SUBSTITUTE(EK6025,{0,1,2,3,4,5,6,7,8,9},))))&\"号室\"))","v":""},{"$f":"IF(ISBLANK(EL100),\"\",IF(ISERROR(1*MID(EL6025,MIN(FIND({0,1,2,3,4,5,6,7,8,9},EL6025&1234567890)),LEN(EL6025)*10-SUM(LEN(SUBSTITUTE(EL6025,{0,1,2,3,4,5,6,7,8,9},))))),\"※error\",1*MID(EL6025,MIN(FIND({0,1,2,3,4,5,6,7,8,9},EL6025&1234567890)),LEN(EL6025)*10-SUM(LEN(SUBSTITUTE(EL6025,{0,1,2,3,4,5,6,7,8,9},))))&\"号室\"))","v":""},{"$f":"IF(ISBLANK(EM100),\"\",IF(ISERROR(1*MID(EM6025,MIN(FIND({0,1,2,3,4,5,6,7,8,9},EM6025&1234567890)),LEN(EM6025)*10-SUM(LEN(SUBSTITUTE(EM6025,{0,1,2,3,4,5,6,7,8,9},))))),\"※error\",1*MID(EM6025,MIN(FIND({0,1,2,3,4,5,6,7,8,9},EM6025&1234567890)),LEN(EM6025)*10-SUM(LEN(SUBSTITUTE(EM6025,{0,1,2,3,4,5,6,7,8,9},))))&\"号室\"))","v":""},{"$f":"IF(ISBLANK(EN100),\"\",IF(ISERROR(1*MID(EN6025,MIN(FIND({0,1,2,3,4,5,6,7,8,9},EN6025&1234567890)),LEN(EN6025)*10-SUM(LEN(SUBSTITUTE(EN6025,{0,1,2,3,4,5,6,7,8,9},))))),\"※error\",1*MID(EN6025,MIN(FIND({0,1,2,3,4,5,6,7,8,9},EN6025&1234567890)),LEN(EN6025)*10-SUM(LEN(SUBSTITUTE(EN6025,{0,1,2,3,4,5,6,7,8,9},))))&\"号室\"))","v":""},{"$f":"IF(ISBLANK(EO100),\"\",IF(ISERROR(1*MID(EO6025,MIN(FIND({0,1,2,3,4,5,6,7,8,9},EO6025&1234567890)),LEN(EO6025)*10-SUM(LEN(SUBSTITUTE(EO6025,{0,1,2,3,4,5,6,7,8,9},))))),\"※error\",1*MID(EO6025,MIN(FIND({0,1,2,3,4,5,6,7,8,9},EO6025&1234567890)),LEN(EO6025)*10-SUM(LEN(SUBSTITUTE(EO6025,{0,1,2,3,4,5,6,7,8,9},))))&\"号室\"))","v":""},{"$f":"IF(ISBLANK(EP100),\"\",IF(ISERROR(1*MID(EP6025,MIN(FIND({0,1,2,3,4,5,6,7,8,9},EP6025&1234567890)),LEN(EP6025)*10-SUM(LEN(SUBSTITUTE(EP6025,{0,1,2,3,4,5,6,7,8,9},))))),\"※error\",1*MID(EP6025,MIN(FIND({0,1,2,3,4,5,6,7,8,9},EP6025&1234567890)),LEN(EP6025)*10-SUM(LEN(SUBSTITUTE(EP6025,{0,1,2,3,4,5,6,7,8,9},))))&\"号室\"))","v":""},{"$f":"IF(ISBLANK(EQ100),\"\",IF(ISERROR(1*MID(EQ6025,MIN(FIND({0,1,2,3,4,5,6,7,8,9},EQ6025&1234567890)),LEN(EQ6025)*10-SUM(LEN(SUBSTITUTE(EQ6025,{0,1,2,3,4,5,6,7,8,9},))))),\"※error\",1*MID(EQ6025,MIN(FIND({0,1,2,3,4,5,6,7,8,9},EQ6025&1234567890)),LEN(EQ6025)*10-SUM(LEN(SUBSTITUTE(EQ6025,{0,1,2,3,4,5,6,7,8,9},))))&\"号室\"))","v":""},{"$f":"IF(ISBLANK(ER100),\"\",IF(ISERROR(1*MID(ER6025,MIN(FIND({0,1,2,3,4,5,6,7,8,9},ER6025&1234567890)),LEN(ER6025)*10-SUM(LEN(SUBSTITUTE(ER6025,{0,1,2,3,4,5,6,7,8,9},))))),\"※error\",1*MID(ER6025,MIN(FIND({0,1,2,3,4,5,6,7,8,9},ER6025&1234567890)),LEN(ER6025)*10-SUM(LEN(SUBSTITUTE(ER6025,{0,1,2,3,4,5,6,7,8,9},))))&\"号室\"))","v":""},{"$f":"IF(ISBLANK(ES100),\"\",IF(ISERROR(1*MID(ES6025,MIN(FIND({0,1,2,3,4,5,6,7,8,9},ES6025&1234567890)),LEN(ES6025)*10-SUM(LEN(SUBSTITUTE(ES6025,{0,1,2,3,4,5,6,7,8,9},))))),\"※error\",1*MID(ES6025,MIN(FIND({0,1,2,3,4,5,6,7,8,9},ES6025&1234567890)),LEN(ES6025)*10-SUM(LEN(SUBSTITUTE(ES6025,{0,1,2,3,4,5,6,7,8,9},))))&\"号室\"))","v":""},{"$f":"IF(ISBLANK(ET100),\"\",IF(ISERROR(1*MID(ET6025,MIN(FIND({0,1,2,3,4,5,6,7,8,9},ET6025&1234567890)),LEN(ET6025)*10-SUM(LEN(SUBSTITUTE(ET6025,{0,1,2,3,4,5,6,7,8,9},))))),\"※error\",1*MID(ET6025,MIN(FIND({0,1,2,3,4,5,6,7,8,9},ET6025&1234567890)),LEN(ET6025)*10-SUM(LEN(SUBSTITUTE(ET6025,{0,1,2,3,4,5,6,7,8,9},))))&\"号室\"))","v":""},{"$f":"IF(ISBLANK(EU100),\"\",IF(ISERROR(1*MID(EU6025,MIN(FIND({0,1,2,3,4,5,6,7,8,9},EU6025&1234567890)),LEN(EU6025)*10-SUM(LEN(SUBSTITUTE(EU6025,{0,1,2,3,4,5,6,7,8,9},))))),\"※error\",1*MID(EU6025,MIN(FIND({0,1,2,3,4,5,6,7,8,9},EU6025&1234567890)),LEN(EU6025)*10-SUM(LEN(SUBSTITUTE(EU6025,{0,1,2,3,4,5,6,7,8,9},))))&\"号室\"))","v":""},{"$f":"IF(ISBLANK(EV100),\"\",IF(ISERROR(1*MID(EV6025,MIN(FIND({0,1,2,3,4,5,6,7,8,9},EV6025&1234567890)),LEN(EV6025)*10-SUM(LEN(SUBSTITUTE(EV6025,{0,1,2,3,4,5,6,7,8,9},))))),\"※error\",1*MID(EV6025,MIN(FIND({0,1,2,3,4,5,6,7,8,9},EV6025&1234567890)),LEN(EV6025)*10-SUM(LEN(SUBSTITUTE(EV6025,{0,1,2,3,4,5,6,7,8,9},))))&\"号室\"))","v":""},{"$f":"IF(ISBLANK(EW100),\"\",IF(ISERROR(1*MID(EW6025,MIN(FIND({0,1,2,3,4,5,6,7,8,9},EW6025&1234567890)),LEN(EW6025)*10-SUM(LEN(SUBSTITUTE(EW6025,{0,1,2,3,4,5,6,7,8,9},))))),\"※error\",1*MID(EW6025,MIN(FIND({0,1,2,3,4,5,6,7,8,9},EW6025&1234567890)),LEN(EW6025)*10-SUM(LEN(SUBSTITUTE(EW6025,{0,1,2,3,4,5,6,7,8,9},))))&\"号室\"))","v":""},{"$f":"IF(ISBLANK(EX100),\"\",IF(ISERROR(1*MID(EX6025,MIN(FIND({0,1,2,3,4,5,6,7,8,9},EX6025&1234567890)),LEN(EX6025)*10-SUM(LEN(SUBSTITUTE(EX6025,{0,1,2,3,4,5,6,7,8,9},))))),\"※error\",1*MID(EX6025,MIN(FIND({0,1,2,3,4,5,6,7,8,9},EX6025&1234567890)),LEN(EX6025)*10-SUM(LEN(SUBSTITUTE(EX6025,{0,1,2,3,4,5,6,7,8,9},))))&\"号室\"))","v":""},{"$f":"IF(ISBLANK(EY100),\"\",IF(ISERROR(1*MID(EY6025,MIN(FIND({0,1,2,3,4,5,6,7,8,9},EY6025&1234567890)),LEN(EY6025)*10-SUM(LEN(SUBSTITUTE(EY6025,{0,1,2,3,4,5,6,7,8,9},))))),\"※error\",1*MID(EY6025,MIN(FIND({0,1,2,3,4,5,6,7,8,9},EY6025&1234567890)),LEN(EY6025)*10-SUM(LEN(SUBSTITUTE(EY6025,{0,1,2,3,4,5,6,7,8,9},))))&\"号室\"))","v":""},{"$f":"IF(ISBLANK(EZ100),\"\",IF(ISERROR(1*MID(EZ6025,MIN(FIND({0,1,2,3,4,5,6,7,8,9},EZ6025&1234567890)),LEN(EZ6025)*10-SUM(LEN(SUBSTITUTE(EZ6025,{0,1,2,3,4,5,6,7,8,9},))))),\"※error\",1*MID(EZ6025,MIN(FIND({0,1,2,3,4,5,6,7,8,9},EZ6025&1234567890)),LEN(EZ6025)*10-SUM(LEN(SUBSTITUTE(EZ6025,{0,1,2,3,4,5,6,7,8,9},))))&\"号室\"))","v":""},{"$f":"IF(ISBLANK(FA100),\"\",IF(ISERROR(1*MID(FA6025,MIN(FIND({0,1,2,3,4,5,6,7,8,9},FA6025&1234567890)),LEN(FA6025)*10-SUM(LEN(SUBSTITUTE(FA6025,{0,1,2,3,4,5,6,7,8,9},))))),\"※error\",1*MID(FA6025,MIN(FIND({0,1,2,3,4,5,6,7,8,9},FA6025&1234567890)),LEN(FA6025)*10-SUM(LEN(SUBSTITUTE(FA6025,{0,1,2,3,4,5,6,7,8,9},))))&\"号室\"))","v":""},{"$f":"IF(ISBLANK(FB100),\"\",IF(ISERROR(1*MID(FB6025,MIN(FIND({0,1,2,3,4,5,6,7,8,9},FB6025&1234567890)),LEN(FB6025)*10-SUM(LEN(SUBSTITUTE(FB6025,{0,1,2,3,4,5,6,7,8,9},))))),\"※error\",1*MID(FB6025,MIN(FIND({0,1,2,3,4,5,6,7,8,9},FB6025&1234567890)),LEN(FB6025)*10-SUM(LEN(SUBSTITUTE(FB6025,{0,1,2,3,4,5,6,7,8,9},))))&\"号室\"))","v":""},{"$f":"IF(ISBLANK(FC100),\"\",IF(ISERROR(1*MID(FC6025,MIN(FIND({0,1,2,3,4,5,6,7,8,9},FC6025&1234567890)),LEN(FC6025)*10-SUM(LEN(SUBSTITUTE(FC6025,{0,1,2,3,4,5,6,7,8,9},))))),\"※error\",1*MID(FC6025,MIN(FIND({0,1,2,3,4,5,6,7,8,9},FC6025&1234567890)),LEN(FC6025)*10-SUM(LEN(SUBSTITUTE(FC6025,{0,1,2,3,4,5,6,7,8,9},))))&\"号室\"))","v":""},{"$f":"IF(ISBLANK(FD100),\"\",IF(ISERROR(1*MID(FD6025,MIN(FIND({0,1,2,3,4,5,6,7,8,9},FD6025&1234567890)),LEN(FD6025)*10-SUM(LEN(SUBSTITUTE(FD6025,{0,1,2,3,4,5,6,7,8,9},))))),\"※error\",1*MID(FD6025,MIN(FIND({0,1,2,3,4,5,6,7,8,9},FD6025&1234567890)),LEN(FD6025)*10-SUM(LEN(SUBSTITUTE(FD6025,{0,1,2,3,4,5,6,7,8,9},))))&\"号室\"))","v":""},{"$f":"IF(ISBLANK(FE100),\"\",IF(ISERROR(1*MID(FE6025,MIN(FIND({0,1,2,3,4,5,6,7,8,9},FE6025&1234567890)),LEN(FE6025)*10-SUM(LEN(SUBSTITUTE(FE6025,{0,1,2,3,4,5,6,7,8,9},))))),\"※error\",1*MID(FE6025,MIN(FIND({0,1,2,3,4,5,6,7,8,9},FE6025&1234567890)),LEN(FE6025)*10-SUM(LEN(SUBSTITUTE(FE6025,{0,1,2,3,4,5,6,7,8,9},))))&\"号室\"))","v":""},{"$f":"IF(ISBLANK(FF100),\"\",IF(ISERROR(1*MID(FF6025,MIN(FIND({0,1,2,3,4,5,6,7,8,9},FF6025&1234567890)),LEN(FF6025)*10-SUM(LEN(SUBSTITUTE(FF6025,{0,1,2,3,4,5,6,7,8,9},))))),\"※error\",1*MID(FF6025,MIN(FIND({0,1,2,3,4,5,6,7,8,9},FF6025&1234567890)),LEN(FF6025)*10-SUM(LEN(SUBSTITUTE(FF6025,{0,1,2,3,4,5,6,7,8,9},))))&\"号室\"))","v":""},{"$f":"IF(ISBLANK(FG100),\"\",IF(ISERROR(1*MID(FG6025,MIN(FIND({0,1,2,3,4,5,6,7,8,9},FG6025&1234567890)),LEN(FG6025)*10-SUM(LEN(SUBSTITUTE(FG6025,{0,1,2,3,4,5,6,7,8,9},))))),\"※error\",1*MID(FG6025,MIN(FIND({0,1,2,3,4,5,6,7,8,9},FG6025&1234567890)),LEN(FG6025)*10-SUM(LEN(SUBSTITUTE(FG6025,{0,1,2,3,4,5,6,7,8,9},))))&\"号室\"))","v":""},{"$f":"IF(ISBLANK(FH100),\"\",IF(ISERROR(1*MID(FH6025,MIN(FIND({0,1,2,3,4,5,6,7,8,9},FH6025&1234567890)),LEN(FH6025)*10-SUM(LEN(SUBSTITUTE(FH6025,{0,1,2,3,4,5,6,7,8,9},))))),\"※error\",1*MID(FH6025,MIN(FIND({0,1,2,3,4,5,6,7,8,9},FH6025&1234567890)),LEN(FH6025)*10-SUM(LEN(SUBSTITUTE(FH6025,{0,1,2,3,4,5,6,7,8,9},))))&\"号室\"))","v":""},{"$f":"IF(ISBLANK(FI100),\"\",IF(ISERROR(1*MID(FI6025,MIN(FIND({0,1,2,3,4,5,6,7,8,9},FI6025&1234567890)),LEN(FI6025)*10-SUM(LEN(SUBSTITUTE(FI6025,{0,1,2,3,4,5,6,7,8,9},))))),\"※error\",1*MID(FI6025,MIN(FIND({0,1,2,3,4,5,6,7,8,9},FI6025&1234567890)),LEN(FI6025)*10-SUM(LEN(SUBSTITUTE(FI6025,{0,1,2,3,4,5,6,7,8,9},))))&\"号室\"))","v":""},{"$f":"IF(ISBLANK(FJ100),\"\",IF(ISERROR(1*MID(FJ6025,MIN(FIND({0,1,2,3,4,5,6,7,8,9},FJ6025&1234567890)),LEN(FJ6025)*10-SUM(LEN(SUBSTITUTE(FJ6025,{0,1,2,3,4,5,6,7,8,9},))))),\"※error\",1*MID(FJ6025,MIN(FIND({0,1,2,3,4,5,6,7,8,9},FJ6025&1234567890)),LEN(FJ6025)*10-SUM(LEN(SUBSTITUTE(FJ6025,{0,1,2,3,4,5,6,7,8,9},))))&\"号室\"))","v":""},{"$f":"IF(ISBLANK(FK100),\"\",IF(ISERROR(1*MID(FK6025,MIN(FIND({0,1,2,3,4,5,6,7,8,9},FK6025&1234567890)),LEN(FK6025)*10-SUM(LEN(SUBSTITUTE(FK6025,{0,1,2,3,4,5,6,7,8,9},))))),\"※error\",1*MID(FK6025,MIN(FIND({0,1,2,3,4,5,6,7,8,9},FK6025&1234567890)),LEN(FK6025)*10-SUM(LEN(SUBSTITUTE(FK6025,{0,1,2,3,4,5,6,7,8,9},))))&\"号室\"))","v":""},{"$f":"IF(ISBLANK(FL100),\"\",IF(ISERROR(1*MID(FL6025,MIN(FIND({0,1,2,3,4,5,6,7,8,9},FL6025&1234567890)),LEN(FL6025)*10-SUM(LEN(SUBSTITUTE(FL6025,{0,1,2,3,4,5,6,7,8,9},))))),\"※error\",1*MID(FL6025,MIN(FIND({0,1,2,3,4,5,6,7,8,9},FL6025&1234567890)),LEN(FL6025)*10-SUM(LEN(SUBSTITUTE(FL6025,{0,1,2,3,4,5,6,7,8,9},))))&\"号室\"))","v":""},{"$f":"IF(ISBLANK(FM100),\"\",IF(ISERROR(1*MID(FM6025,MIN(FIND({0,1,2,3,4,5,6,7,8,9},FM6025&1234567890)),LEN(FM6025)*10-SUM(LEN(SUBSTITUTE(FM6025,{0,1,2,3,4,5,6,7,8,9},))))),\"※error\",1*MID(FM6025,MIN(FIND({0,1,2,3,4,5,6,7,8,9},FM6025&1234567890)),LEN(FM6025)*10-SUM(LEN(SUBSTITUTE(FM6025,{0,1,2,3,4,5,6,7,8,9},))))&\"号室\"))","v":""},{"$f":"IF(ISBLANK(FN100),\"\",IF(ISERROR(1*MID(FN6025,MIN(FIND({0,1,2,3,4,5,6,7,8,9},FN6025&1234567890)),LEN(FN6025)*10-SUM(LEN(SUBSTITUTE(FN6025,{0,1,2,3,4,5,6,7,8,9},))))),\"※error\",1*MID(FN6025,MIN(FIND({0,1,2,3,4,5,6,7,8,9},FN6025&1234567890)),LEN(FN6025)*10-SUM(LEN(SUBSTITUTE(FN6025,{0,1,2,3,4,5,6,7,8,9},))))&\"号室\"))","v":""},{"$f":"IF(ISBLANK(FO100),\"\",IF(ISERROR(1*MID(FO6025,MIN(FIND({0,1,2,3,4,5,6,7,8,9},FO6025&1234567890)),LEN(FO6025)*10-SUM(LEN(SUBSTITUTE(FO6025,{0,1,2,3,4,5,6,7,8,9},))))),\"※error\",1*MID(FO6025,MIN(FIND({0,1,2,3,4,5,6,7,8,9},FO6025&1234567890)),LEN(FO6025)*10-SUM(LEN(SUBSTITUTE(FO6025,{0,1,2,3,4,5,6,7,8,9},))))&\"号室\"))","v":""},{"$f":"IF(ISBLANK(FP100),\"\",IF(ISERROR(1*MID(FP6025,MIN(FIND({0,1,2,3,4,5,6,7,8,9},FP6025&1234567890)),LEN(FP6025)*10-SUM(LEN(SUBSTITUTE(FP6025,{0,1,2,3,4,5,6,7,8,9},))))),\"※error\",1*MID(FP6025,MIN(FIND({0,1,2,3,4,5,6,7,8,9},FP6025&1234567890)),LEN(FP6025)*10-SUM(LEN(SUBSTITUTE(FP6025,{0,1,2,3,4,5,6,7,8,9},))))&\"号室\"))","v":""},{"$f":"IF(ISBLANK(FQ100),\"\",IF(ISERROR(1*MID(FQ6025,MIN(FIND({0,1,2,3,4,5,6,7,8,9},FQ6025&1234567890)),LEN(FQ6025)*10-SUM(LEN(SUBSTITUTE(FQ6025,{0,1,2,3,4,5,6,7,8,9},))))),\"※error\",1*MID(FQ6025,MIN(FIND({0,1,2,3,4,5,6,7,8,9},FQ6025&1234567890)),LEN(FQ6025)*10-SUM(LEN(SUBSTITUTE(FQ6025,{0,1,2,3,4,5,6,7,8,9},))))&\"号室\"))","v":""},{"$f":"IF(ISBLANK(FR100),\"\",IF(ISERROR(1*MID(FR6025,MIN(FIND({0,1,2,3,4,5,6,7,8,9},FR6025&1234567890)),LEN(FR6025)*10-SUM(LEN(SUBSTITUTE(FR6025,{0,1,2,3,4,5,6,7,8,9},))))),\"※error\",1*MID(FR6025,MIN(FIND({0,1,2,3,4,5,6,7,8,9},FR6025&1234567890)),LEN(FR6025)*10-SUM(LEN(SUBSTITUTE(FR6025,{0,1,2,3,4,5,6,7,8,9},))))&\"号室\"))","v":""},{"$f":"IF(ISBLANK(FS100),\"\",IF(ISERROR(1*MID(FS6025,MIN(FIND({0,1,2,3,4,5,6,7,8,9},FS6025&1234567890)),LEN(FS6025)*10-SUM(LEN(SUBSTITUTE(FS6025,{0,1,2,3,4,5,6,7,8,9},))))),\"※error\",1*MID(FS6025,MIN(FIND({0,1,2,3,4,5,6,7,8,9},FS6025&1234567890)),LEN(FS6025)*10-SUM(LEN(SUBSTITUTE(FS6025,{0,1,2,3,4,5,6,7,8,9},))))&\"号室\"))","v":""},{"$f":"IF(ISBLANK(FT100),\"\",IF(ISERROR(1*MID(FT6025,MIN(FIND({0,1,2,3,4,5,6,7,8,9},FT6025&1234567890)),LEN(FT6025)*10-SUM(LEN(SUBSTITUTE(FT6025,{0,1,2,3,4,5,6,7,8,9},))))),\"※error\",1*MID(FT6025,MIN(FIND({0,1,2,3,4,5,6,7,8,9},FT6025&1234567890)),LEN(FT6025)*10-SUM(LEN(SUBSTITUTE(FT6025,{0,1,2,3,4,5,6,7,8,9},))))&\"号室\"))","v":""},{"$f":"IF(ISBLANK(FU100),\"\",IF(ISERROR(1*MID(FU6025,MIN(FIND({0,1,2,3,4,5,6,7,8,9},FU6025&1234567890)),LEN(FU6025)*10-SUM(LEN(SUBSTITUTE(FU6025,{0,1,2,3,4,5,6,7,8,9},))))),\"※error\",1*MID(FU6025,MIN(FIND({0,1,2,3,4,5,6,7,8,9},FU6025&1234567890)),LEN(FU6025)*10-SUM(LEN(SUBSTITUTE(FU6025,{0,1,2,3,4,5,6,7,8,9},))))&\"号室\"))","v":""},{"$f":"IF(ISBLANK(FV100),\"\",IF(ISERROR(1*MID(FV6025,MIN(FIND({0,1,2,3,4,5,6,7,8,9},FV6025&1234567890)),LEN(FV6025)*10-SUM(LEN(SUBSTITUTE(FV6025,{0,1,2,3,4,5,6,7,8,9},))))),\"※error\",1*MID(FV6025,MIN(FIND({0,1,2,3,4,5,6,7,8,9},FV6025&1234567890)),LEN(FV6025)*10-SUM(LEN(SUBSTITUTE(FV6025,{0,1,2,3,4,5,6,7,8,9},))))&\"号室\"))","v":""},{"$f":"IF(ISBLANK(FW100),\"\",IF(ISERROR(1*MID(FW6025,MIN(FIND({0,1,2,3,4,5,6,7,8,9},FW6025&1234567890)),LEN(FW6025)*10-SUM(LEN(SUBSTITUTE(FW6025,{0,1,2,3,4,5,6,7,8,9},))))),\"※error\",1*MID(FW6025,MIN(FIND({0,1,2,3,4,5,6,7,8,9},FW6025&1234567890)),LEN(FW6025)*10-SUM(LEN(SUBSTITUTE(FW6025,{0,1,2,3,4,5,6,7,8,9},))))&\"号室\"))","v":""},{"$f":"IF(ISBLANK(FX100),\"\",IF(ISERROR(1*MID(FX6025,MIN(FIND({0,1,2,3,4,5,6,7,8,9},FX6025&1234567890)),LEN(FX6025)*10-SUM(LEN(SUBSTITUTE(FX6025,{0,1,2,3,4,5,6,7,8,9},))))),\"※error\",1*MID(FX6025,MIN(FIND({0,1,2,3,4,5,6,7,8,9},FX6025&1234567890)),LEN(FX6025)*10-SUM(LEN(SUBSTITUTE(FX6025,{0,1,2,3,4,5,6,7,8,9},))))&\"号室\"))","v":""},{"$f":"IF(ISBLANK(FY100),\"\",IF(ISERROR(1*MID(FY6025,MIN(FIND({0,1,2,3,4,5,6,7,8,9},FY6025&1234567890)),LEN(FY6025)*10-SUM(LEN(SUBSTITUTE(FY6025,{0,1,2,3,4,5,6,7,8,9},))))),\"※error\",1*MID(FY6025,MIN(FIND({0,1,2,3,4,5,6,7,8,9},FY6025&1234567890)),LEN(FY6025)*10-SUM(LEN(SUBSTITUTE(FY6025,{0,1,2,3,4,5,6,7,8,9},))))&\"号室\"))","v":""},{"$f":"IF(ISBLANK(FZ100),\"\",IF(ISERROR(1*MID(FZ6025,MIN(FIND({0,1,2,3,4,5,6,7,8,9},FZ6025&1234567890)),LEN(FZ6025)*10-SUM(LEN(SUBSTITUTE(FZ6025,{0,1,2,3,4,5,6,7,8,9},))))),\"※error\",1*MID(FZ6025,MIN(FIND({0,1,2,3,4,5,6,7,8,9},FZ6025&1234567890)),LEN(FZ6025)*10-SUM(LEN(SUBSTITUTE(FZ6025,{0,1,2,3,4,5,6,7,8,9},))))&\"号室\"))","v":""},{"$f":"IF(ISBLANK(GA100),\"\",IF(ISERROR(1*MID(GA6025,MIN(FIND({0,1,2,3,4,5,6,7,8,9},GA6025&1234567890)),LEN(GA6025)*10-SUM(LEN(SUBSTITUTE(GA6025,{0,1,2,3,4,5,6,7,8,9},))))),\"※error\",1*MID(GA6025,MIN(FIND({0,1,2,3,4,5,6,7,8,9},GA6025&1234567890)),LEN(GA6025)*10-SUM(LEN(SUBSTITUTE(GA6025,{0,1,2,3,4,5,6,7,8,9},))))&\"号室\"))","v":""},{"$f":"IF(ISBLANK(GB100),\"\",IF(ISERROR(1*MID(GB6025,MIN(FIND({0,1,2,3,4,5,6,7,8,9},GB6025&1234567890)),LEN(GB6025)*10-SUM(LEN(SUBSTITUTE(GB6025,{0,1,2,3,4,5,6,7,8,9},))))),\"※error\",1*MID(GB6025,MIN(FIND({0,1,2,3,4,5,6,7,8,9},GB6025&1234567890)),LEN(GB6025)*10-SUM(LEN(SUBSTITUTE(GB6025,{0,1,2,3,4,5,6,7,8,9},))))&\"号室\"))","v":""},{"$f":"IF(ISBLANK(GC100),\"\",IF(ISERROR(1*MID(GC6025,MIN(FIND({0,1,2,3,4,5,6,7,8,9},GC6025&1234567890)),LEN(GC6025)*10-SUM(LEN(SUBSTITUTE(GC6025,{0,1,2,3,4,5,6,7,8,9},))))),\"※error\",1*MID(GC6025,MIN(FIND({0,1,2,3,4,5,6,7,8,9},GC6025&1234567890)),LEN(GC6025)*10-SUM(LEN(SUBSTITUTE(GC6025,{0,1,2,3,4,5,6,7,8,9},))))&\"号室\"))","v":""},{"$f":"IF(ISBLANK(GD100),\"\",IF(ISERROR(1*MID(GD6025,MIN(FIND({0,1,2,3,4,5,6,7,8,9},GD6025&1234567890)),LEN(GD6025)*10-SUM(LEN(SUBSTITUTE(GD6025,{0,1,2,3,4,5,6,7,8,9},))))),\"※error\",1*MID(GD6025,MIN(FIND({0,1,2,3,4,5,6,7,8,9},GD6025&1234567890)),LEN(GD6025)*10-SUM(LEN(SUBSTITUTE(GD6025,{0,1,2,3,4,5,6,7,8,9},))))&\"号室\"))","v":""},{"$f":"IF(ISBLANK(GE100),\"\",IF(ISERROR(1*MID(GE6025,MIN(FIND({0,1,2,3,4,5,6,7,8,9},GE6025&1234567890)),LEN(GE6025)*10-SUM(LEN(SUBSTITUTE(GE6025,{0,1,2,3,4,5,6,7,8,9},))))),\"※error\",1*MID(GE6025,MIN(FIND({0,1,2,3,4,5,6,7,8,9},GE6025&1234567890)),LEN(GE6025)*10-SUM(LEN(SUBSTITUTE(GE6025,{0,1,2,3,4,5,6,7,8,9},))))&\"号室\"))","v":""},{"$f":"IF(ISBLANK(GF100),\"\",IF(ISERROR(1*MID(GF6025,MIN(FIND({0,1,2,3,4,5,6,7,8,9},GF6025&1234567890)),LEN(GF6025)*10-SUM(LEN(SUBSTITUTE(GF6025,{0,1,2,3,4,5,6,7,8,9},))))),\"※error\",1*MID(GF6025,MIN(FIND({0,1,2,3,4,5,6,7,8,9},GF6025&1234567890)),LEN(GF6025)*10-SUM(LEN(SUBSTITUTE(GF6025,{0,1,2,3,4,5,6,7,8,9},))))&\"号室\"))","v":""},{"$f":"IF(ISBLANK(GG100),\"\",IF(ISERROR(1*MID(GG6025,MIN(FIND({0,1,2,3,4,5,6,7,8,9},GG6025&1234567890)),LEN(GG6025)*10-SUM(LEN(SUBSTITUTE(GG6025,{0,1,2,3,4,5,6,7,8,9},))))),\"※error\",1*MID(GG6025,MIN(FIND({0,1,2,3,4,5,6,7,8,9},GG6025&1234567890)),LEN(GG6025)*10-SUM(LEN(SUBSTITUTE(GG6025,{0,1,2,3,4,5,6,7,8,9},))))&\"号室\"))","v":""},{"$f":"IF(ISBLANK(GH100),\"\",IF(ISERROR(1*MID(GH6025,MIN(FIND({0,1,2,3,4,5,6,7,8,9},GH6025&1234567890)),LEN(GH6025)*10-SUM(LEN(SUBSTITUTE(GH6025,{0,1,2,3,4,5,6,7,8,9},))))),\"※error\",1*MID(GH6025,MIN(FIND({0,1,2,3,4,5,6,7,8,9},GH6025&1234567890)),LEN(GH6025)*10-SUM(LEN(SUBSTITUTE(GH6025,{0,1,2,3,4,5,6,7,8,9},))))&\"号室\"))","v":""},{"$f":"IF(ISBLANK(GI100),\"\",IF(ISERROR(1*MID(GI6025,MIN(FIND({0,1,2,3,4,5,6,7,8,9},GI6025&1234567890)),LEN(GI6025)*10-SUM(LEN(SUBSTITUTE(GI6025,{0,1,2,3,4,5,6,7,8,9},))))),\"※error\",1*MID(GI6025,MIN(FIND({0,1,2,3,4,5,6,7,8,9},GI6025&1234567890)),LEN(GI6025)*10-SUM(LEN(SUBSTITUTE(GI6025,{0,1,2,3,4,5,6,7,8,9},))))&\"号室\"))","v":""},{"$f":"IF(ISBLANK(GJ100),\"\",IF(ISERROR(1*MID(GJ6025,MIN(FIND({0,1,2,3,4,5,6,7,8,9},GJ6025&1234567890)),LEN(GJ6025)*10-SUM(LEN(SUBSTITUTE(GJ6025,{0,1,2,3,4,5,6,7,8,9},))))),\"※error\",1*MID(GJ6025,MIN(FIND({0,1,2,3,4,5,6,7,8,9},GJ6025&1234567890)),LEN(GJ6025)*10-SUM(LEN(SUBSTITUTE(GJ6025,{0,1,2,3,4,5,6,7,8,9},))))&\"号室\"))","v":""},{"$f":"IF(ISBLANK(GK100),\"\",IF(ISERROR(1*MID(GK6025,MIN(FIND({0,1,2,3,4,5,6,7,8,9},GK6025&1234567890)),LEN(GK6025)*10-SUM(LEN(SUBSTITUTE(GK6025,{0,1,2,3,4,5,6,7,8,9},))))),\"※error\",1*MID(GK6025,MIN(FIND({0,1,2,3,4,5,6,7,8,9},GK6025&1234567890)),LEN(GK6025)*10-SUM(LEN(SUBSTITUTE(GK6025,{0,1,2,3,4,5,6,7,8,9},))))&\"号室\"))","v":""},{"$f":"IF(ISBLANK(GL100),\"\",IF(ISERROR(1*MID(GL6025,MIN(FIND({0,1,2,3,4,5,6,7,8,9},GL6025&1234567890)),LEN(GL6025)*10-SUM(LEN(SUBSTITUTE(GL6025,{0,1,2,3,4,5,6,7,8,9},))))),\"※error\",1*MID(GL6025,MIN(FIND({0,1,2,3,4,5,6,7,8,9},GL6025&1234567890)),LEN(GL6025)*10-SUM(LEN(SUBSTITUTE(GL6025,{0,1,2,3,4,5,6,7,8,9},))))&\"号室\"))","v":""},{"$f":"IF(ISBLANK(GM100),\"\",IF(ISERROR(1*MID(GM6025,MIN(FIND({0,1,2,3,4,5,6,7,8,9},GM6025&1234567890)),LEN(GM6025)*10-SUM(LEN(SUBSTITUTE(GM6025,{0,1,2,3,4,5,6,7,8,9},))))),\"※error\",1*MID(GM6025,MIN(FIND({0,1,2,3,4,5,6,7,8,9},GM6025&1234567890)),LEN(GM6025)*10-SUM(LEN(SUBSTITUTE(GM6025,{0,1,2,3,4,5,6,7,8,9},))))&\"号室\"))","v":""},{"$f":"IF(ISBLANK(GN100),\"\",IF(ISERROR(1*MID(GN6025,MIN(FIND({0,1,2,3,4,5,6,7,8,9},GN6025&1234567890)),LEN(GN6025)*10-SUM(LEN(SUBSTITUTE(GN6025,{0,1,2,3,4,5,6,7,8,9},))))),\"※error\",1*MID(GN6025,MIN(FIND({0,1,2,3,4,5,6,7,8,9},GN6025&1234567890)),LEN(GN6025)*10-SUM(LEN(SUBSTITUTE(GN6025,{0,1,2,3,4,5,6,7,8,9},))))&\"号室\"))","v":""},{"$f":"IF(ISBLANK(GO100),\"\",IF(ISERROR(1*MID(GO6025,MIN(FIND({0,1,2,3,4,5,6,7,8,9},GO6025&1234567890)),LEN(GO6025)*10-SUM(LEN(SUBSTITUTE(GO6025,{0,1,2,3,4,5,6,7,8,9},))))),\"※error\",1*MID(GO6025,MIN(FIND({0,1,2,3,4,5,6,7,8,9},GO6025&1234567890)),LEN(GO6025)*10-SUM(LEN(SUBSTITUTE(GO6025,{0,1,2,3,4,5,6,7,8,9},))))&\"号室\"))","v":""},{"$f":"IF(ISBLANK(GP100),\"\",IF(ISERROR(1*MID(GP6025,MIN(FIND({0,1,2,3,4,5,6,7,8,9},GP6025&1234567890)),LEN(GP6025)*10-SUM(LEN(SUBSTITUTE(GP6025,{0,1,2,3,4,5,6,7,8,9},))))),\"※error\",1*MID(GP6025,MIN(FIND({0,1,2,3,4,5,6,7,8,9},GP6025&1234567890)),LEN(GP6025)*10-SUM(LEN(SUBSTITUTE(GP6025,{0,1,2,3,4,5,6,7,8,9},))))&\"号室\"))","v":""},{"$f":"IF(ISBLANK(GQ100),\"\",IF(ISERROR(1*MID(GQ6025,MIN(FIND({0,1,2,3,4,5,6,7,8,9},GQ6025&1234567890)),LEN(GQ6025)*10-SUM(LEN(SUBSTITUTE(GQ6025,{0,1,2,3,4,5,6,7,8,9},))))),\"※error\",1*MID(GQ6025,MIN(FIND({0,1,2,3,4,5,6,7,8,9},GQ6025&1234567890)),LEN(GQ6025)*10-SUM(LEN(SUBSTITUTE(GQ6025,{0,1,2,3,4,5,6,7,8,9},))))&\"号室\"))","v":""},{"$f":"IF(ISBLANK(GR100),\"\",IF(ISERROR(1*MID(GR6025,MIN(FIND({0,1,2,3,4,5,6,7,8,9},GR6025&1234567890)),LEN(GR6025)*10-SUM(LEN(SUBSTITUTE(GR6025,{0,1,2,3,4,5,6,7,8,9},))))),\"※error\",1*MID(GR6025,MIN(FIND({0,1,2,3,4,5,6,7,8,9},GR6025&1234567890)),LEN(GR6025)*10-SUM(LEN(SUBSTITUTE(GR6025,{0,1,2,3,4,5,6,7,8,9},))))&\"号室\"))","v":""},{"$f":"IF(ISBLANK(GS100),\"\",IF(ISERROR(1*MID(GS6025,MIN(FIND({0,1,2,3,4,5,6,7,8,9},GS6025&1234567890)),LEN(GS6025)*10-SUM(LEN(SUBSTITUTE(GS6025,{0,1,2,3,4,5,6,7,8,9},))))),\"※error\",1*MID(GS6025,MIN(FIND({0,1,2,3,4,5,6,7,8,9},GS6025&1234567890)),LEN(GS6025)*10-SUM(LEN(SUBSTITUTE(GS6025,{0,1,2,3,4,5,6,7,8,9},))))&\"号室\"))","v":""},{"$f":"IF(ISBLANK(GT100),\"\",IF(ISERROR(1*MID(GT6025,MIN(FIND({0,1,2,3,4,5,6,7,8,9},GT6025&1234567890)),LEN(GT6025)*10-SUM(LEN(SUBSTITUTE(GT6025,{0,1,2,3,4,5,6,7,8,9},))))),\"※error\",1*MID(GT6025,MIN(FIND({0,1,2,3,4,5,6,7,8,9},GT6025&1234567890)),LEN(GT6025)*10-SUM(LEN(SUBSTITUTE(GT6025,{0,1,2,3,4,5,6,7,8,9},))))&\"号室\"))","v":""},{"$f":"IF(ISBLANK(GU100),\"\",IF(ISERROR(1*MID(GU6025,MIN(FIND({0,1,2,3,4,5,6,7,8,9},GU6025&1234567890)),LEN(GU6025)*10-SUM(LEN(SUBSTITUTE(GU6025,{0,1,2,3,4,5,6,7,8,9},))))),\"※error\",1*MID(GU6025,MIN(FIND({0,1,2,3,4,5,6,7,8,9},GU6025&1234567890)),LEN(GU6025)*10-SUM(LEN(SUBSTITUTE(GU6025,{0,1,2,3,4,5,6,7,8,9},))))&\"号室\"))","v":""},{"$f":"IF(ISBLANK(GV100),\"\",IF(ISERROR(1*MID(GV6025,MIN(FIND({0,1,2,3,4,5,6,7,8,9},GV6025&1234567890)),LEN(GV6025)*10-SUM(LEN(SUBSTITUTE(GV6025,{0,1,2,3,4,5,6,7,8,9},))))),\"※error\",1*MID(GV6025,MIN(FIND({0,1,2,3,4,5,6,7,8,9},GV6025&1234567890)),LEN(GV6025)*10-SUM(LEN(SUBSTITUTE(GV6025,{0,1,2,3,4,5,6,7,8,9},))))&\"号室\"))","v":""},{"$f":"IF(ISBLANK(GW100),\"\",IF(ISERROR(1*MID(GW6025,MIN(FIND({0,1,2,3,4,5,6,7,8,9},GW6025&1234567890)),LEN(GW6025)*10-SUM(LEN(SUBSTITUTE(GW6025,{0,1,2,3,4,5,6,7,8,9},))))),\"※error\",1*MID(GW6025,MIN(FIND({0,1,2,3,4,5,6,7,8,9},GW6025&1234567890)),LEN(GW6025)*10-SUM(LEN(SUBSTITUTE(GW6025,{0,1,2,3,4,5,6,7,8,9},))))&\"号室\"))","v":""},{"$f":"IF(ISBLANK(GX100),\"\",IF(ISERROR(1*MID(GX6025,MIN(FIND({0,1,2,3,4,5,6,7,8,9},GX6025&1234567890)),LEN(GX6025)*10-SUM(LEN(SUBSTITUTE(GX6025,{0,1,2,3,4,5,6,7,8,9},))))),\"※error\",1*MID(GX6025,MIN(FIND({0,1,2,3,4,5,6,7,8,9},GX6025&1234567890)),LEN(GX6025)*10-SUM(LEN(SUBSTITUTE(GX6025,{0,1,2,3,4,5,6,7,8,9},))))&\"号室\"))","v":""},{"$f":"IF(ISBLANK(GY100),\"\",IF(ISERROR(1*MID(GY6025,MIN(FIND({0,1,2,3,4,5,6,7,8,9},GY6025&1234567890)),LEN(GY6025)*10-SUM(LEN(SUBSTITUTE(GY6025,{0,1,2,3,4,5,6,7,8,9},))))),\"※error\",1*MID(GY6025,MIN(FIND({0,1,2,3,4,5,6,7,8,9},GY6025&1234567890)),LEN(GY6025)*10-SUM(LEN(SUBSTITUTE(GY6025,{0,1,2,3,4,5,6,7,8,9},))))&\"号室\"))","v":""},{"$f":"IF(ISBLANK(GZ100),\"\",IF(ISERROR(1*MID(GZ6025,MIN(FIND({0,1,2,3,4,5,6,7,8,9},GZ6025&1234567890)),LEN(GZ6025)*10-SUM(LEN(SUBSTITUTE(GZ6025,{0,1,2,3,4,5,6,7,8,9},))))),\"※error\",1*MID(GZ6025,MIN(FIND({0,1,2,3,4,5,6,7,8,9},GZ6025&1234567890)),LEN(GZ6025)*10-SUM(LEN(SUBSTITUTE(GZ6025,{0,1,2,3,4,5,6,7,8,9},))))&\"号室\"))","v":""},{"$f":"IF(ISBLANK(HA100),\"\",IF(ISERROR(1*MID(HA6025,MIN(FIND({0,1,2,3,4,5,6,7,8,9},HA6025&1234567890)),LEN(HA6025)*10-SUM(LEN(SUBSTITUTE(HA6025,{0,1,2,3,4,5,6,7,8,9},))))),\"※error\",1*MID(HA6025,MIN(FIND({0,1,2,3,4,5,6,7,8,9},HA6025&1234567890)),LEN(HA6025)*10-SUM(LEN(SUBSTITUTE(HA6025,{0,1,2,3,4,5,6,7,8,9},))))&\"号室\"))","v":""},{"$f":"IF(ISBLANK(HB100),\"\",IF(ISERROR(1*MID(HB6025,MIN(FIND({0,1,2,3,4,5,6,7,8,9},HB6025&1234567890)),LEN(HB6025)*10-SUM(LEN(SUBSTITUTE(HB6025,{0,1,2,3,4,5,6,7,8,9},))))),\"※error\",1*MID(HB6025,MIN(FIND({0,1,2,3,4,5,6,7,8,9},HB6025&1234567890)),LEN(HB6025)*10-SUM(LEN(SUBSTITUTE(HB6025,{0,1,2,3,4,5,6,7,8,9},))))&\"号室\"))","v":""},{"$f":"IF(ISBLANK(HC100),\"\",IF(ISERROR(1*MID(HC6025,MIN(FIND({0,1,2,3,4,5,6,7,8,9},HC6025&1234567890)),LEN(HC6025)*10-SUM(LEN(SUBSTITUTE(HC6025,{0,1,2,3,4,5,6,7,8,9},))))),\"※error\",1*MID(HC6025,MIN(FIND({0,1,2,3,4,5,6,7,8,9},HC6025&1234567890)),LEN(HC6025)*10-SUM(LEN(SUBSTITUTE(HC6025,{0,1,2,3,4,5,6,7,8,9},))))&\"号室\"))","v":""},{"$f":"IF(ISBLANK(HD100),\"\",IF(ISERROR(1*MID(HD6025,MIN(FIND({0,1,2,3,4,5,6,7,8,9},HD6025&1234567890)),LEN(HD6025)*10-SUM(LEN(SUBSTITUTE(HD6025,{0,1,2,3,4,5,6,7,8,9},))))),\"※error\",1*MID(HD6025,MIN(FIND({0,1,2,3,4,5,6,7,8,9},HD6025&1234567890)),LEN(HD6025)*10-SUM(LEN(SUBSTITUTE(HD6025,{0,1,2,3,4,5,6,7,8,9},))))&\"号室\"))","v":""},{"$f":"IF(ISBLANK(HE100),\"\",IF(ISERROR(1*MID(HE6025,MIN(FIND({0,1,2,3,4,5,6,7,8,9},HE6025&1234567890)),LEN(HE6025)*10-SUM(LEN(SUBSTITUTE(HE6025,{0,1,2,3,4,5,6,7,8,9},))))),\"※error\",1*MID(HE6025,MIN(FIND({0,1,2,3,4,5,6,7,8,9},HE6025&1234567890)),LEN(HE6025)*10-SUM(LEN(SUBSTITUTE(HE6025,{0,1,2,3,4,5,6,7,8,9},))))&\"号室\"))","v":""},{"$f":"IF(ISBLANK(HF100),\"\",IF(ISERROR(1*MID(HF6025,MIN(FIND({0,1,2,3,4,5,6,7,8,9},HF6025&1234567890)),LEN(HF6025)*10-SUM(LEN(SUBSTITUTE(HF6025,{0,1,2,3,4,5,6,7,8,9},))))),\"※error\",1*MID(HF6025,MIN(FIND({0,1,2,3,4,5,6,7,8,9},HF6025&1234567890)),LEN(HF6025)*10-SUM(LEN(SUBSTITUTE(HF6025,{0,1,2,3,4,5,6,7,8,9},))))&\"号室\"))","v":""},{"$f":"IF(ISBLANK(HG100),\"\",IF(ISERROR(1*MID(HG6025,MIN(FIND({0,1,2,3,4,5,6,7,8,9},HG6025&1234567890)),LEN(HG6025)*10-SUM(LEN(SUBSTITUTE(HG6025,{0,1,2,3,4,5,6,7,8,9},))))),\"※error\",1*MID(HG6025,MIN(FIND({0,1,2,3,4,5,6,7,8,9},HG6025&1234567890)),LEN(HG6025)*10-SUM(LEN(SUBSTITUTE(HG6025,{0,1,2,3,4,5,6,7,8,9},))))&\"号室\"))","v":""},{"$f":"IF(ISBLANK(HH100),\"\",IF(ISERROR(1*MID(HH6025,MIN(FIND({0,1,2,3,4,5,6,7,8,9},HH6025&1234567890)),LEN(HH6025)*10-SUM(LEN(SUBSTITUTE(HH6025,{0,1,2,3,4,5,6,7,8,9},))))),\"※error\",1*MID(HH6025,MIN(FIND({0,1,2,3,4,5,6,7,8,9},HH6025&1234567890)),LEN(HH6025)*10-SUM(LEN(SUBSTITUTE(HH6025,{0,1,2,3,4,5,6,7,8,9},))))&\"号室\"))","v":""},{"$f":"IF(ISBLANK(HI100),\"\",IF(ISERROR(1*MID(HI6025,MIN(FIND({0,1,2,3,4,5,6,7,8,9},HI6025&1234567890)),LEN(HI6025)*10-SUM(LEN(SUBSTITUTE(HI6025,{0,1,2,3,4,5,6,7,8,9},))))),\"※error\",1*MID(HI6025,MIN(FIND({0,1,2,3,4,5,6,7,8,9},HI6025&1234567890)),LEN(HI6025)*10-SUM(LEN(SUBSTITUTE(HI6025,{0,1,2,3,4,5,6,7,8,9},))))&\"号室\"))","v":""},{"$f":"IF(ISBLANK(HJ100),\"\",IF(ISERROR(1*MID(HJ6025,MIN(FIND({0,1,2,3,4,5,6,7,8,9},HJ6025&1234567890)),LEN(HJ6025)*10-SUM(LEN(SUBSTITUTE(HJ6025,{0,1,2,3,4,5,6,7,8,9},))))),\"※error\",1*MID(HJ6025,MIN(FIND({0,1,2,3,4,5,6,7,8,9},HJ6025&1234567890)),LEN(HJ6025)*10-SUM(LEN(SUBSTITUTE(HJ6025,{0,1,2,3,4,5,6,7,8,9},))))&\"号室\"))","v":""},{"$f":"IF(ISBLANK(HK100),\"\",IF(ISERROR(1*MID(HK6025,MIN(FIND({0,1,2,3,4,5,6,7,8,9},HK6025&1234567890)),LEN(HK6025)*10-SUM(LEN(SUBSTITUTE(HK6025,{0,1,2,3,4,5,6,7,8,9},))))),\"※error\",1*MID(HK6025,MIN(FIND({0,1,2,3,4,5,6,7,8,9},HK6025&1234567890)),LEN(HK6025)*10-SUM(LEN(SUBSTITUTE(HK6025,{0,1,2,3,4,5,6,7,8,9},))))&\"号室\"))","v":""},{"$f":"IF(ISBLANK(HL100),\"\",IF(ISERROR(1*MID(HL6025,MIN(FIND({0,1,2,3,4,5,6,7,8,9},HL6025&1234567890)),LEN(HL6025)*10-SUM(LEN(SUBSTITUTE(HL6025,{0,1,2,3,4,5,6,7,8,9},))))),\"※error\",1*MID(HL6025,MIN(FIND({0,1,2,3,4,5,6,7,8,9},HL6025&1234567890)),LEN(HL6025)*10-SUM(LEN(SUBSTITUTE(HL6025,{0,1,2,3,4,5,6,7,8,9},))))&\"号室\"))","v":""},{"$f":"IF(ISBLANK(HM100),\"\",IF(ISERROR(1*MID(HM6025,MIN(FIND({0,1,2,3,4,5,6,7,8,9},HM6025&1234567890)),LEN(HM6025)*10-SUM(LEN(SUBSTITUTE(HM6025,{0,1,2,3,4,5,6,7,8,9},))))),\"※error\",1*MID(HM6025,MIN(FIND({0,1,2,3,4,5,6,7,8,9},HM6025&1234567890)),LEN(HM6025)*10-SUM(LEN(SUBSTITUTE(HM6025,{0,1,2,3,4,5,6,7,8,9},))))&\"号室\"))","v":""},{"$f":"IF(ISBLANK(HN100),\"\",IF(ISERROR(1*MID(HN6025,MIN(FIND({0,1,2,3,4,5,6,7,8,9},HN6025&1234567890)),LEN(HN6025)*10-SUM(LEN(SUBSTITUTE(HN6025,{0,1,2,3,4,5,6,7,8,9},))))),\"※error\",1*MID(HN6025,MIN(FIND({0,1,2,3,4,5,6,7,8,9},HN6025&1234567890)),LEN(HN6025)*10-SUM(LEN(SUBSTITUTE(HN6025,{0,1,2,3,4,5,6,7,8,9},))))&\"号室\"))","v":""},{"$f":"IF(ISBLANK(HO100),\"\",IF(ISERROR(1*MID(HO6025,MIN(FIND({0,1,2,3,4,5,6,7,8,9},HO6025&1234567890)),LEN(HO6025)*10-SUM(LEN(SUBSTITUTE(HO6025,{0,1,2,3,4,5,6,7,8,9},))))),\"※error\",1*MID(HO6025,MIN(FIND({0,1,2,3,4,5,6,7,8,9},HO6025&1234567890)),LEN(HO6025)*10-SUM(LEN(SUBSTITUTE(HO6025,{0,1,2,3,4,5,6,7,8,9},))))&\"号室\"))","v":""},{"$f":"IF(ISBLANK(HP100),\"\",IF(ISERROR(1*MID(HP6025,MIN(FIND({0,1,2,3,4,5,6,7,8,9},HP6025&1234567890)),LEN(HP6025)*10-SUM(LEN(SUBSTITUTE(HP6025,{0,1,2,3,4,5,6,7,8,9},))))),\"※error\",1*MID(HP6025,MIN(FIND({0,1,2,3,4,5,6,7,8,9},HP6025&1234567890)),LEN(HP6025)*10-SUM(LEN(SUBSTITUTE(HP6025,{0,1,2,3,4,5,6,7,8,9},))))&\"号室\"))","v":""},{"$f":"IF(ISBLANK(HQ100),\"\",IF(ISERROR(1*MID(HQ6025,MIN(FIND({0,1,2,3,4,5,6,7,8,9},HQ6025&1234567890)),LEN(HQ6025)*10-SUM(LEN(SUBSTITUTE(HQ6025,{0,1,2,3,4,5,6,7,8,9},))))),\"※error\",1*MID(HQ6025,MIN(FIND({0,1,2,3,4,5,6,7,8,9},HQ6025&1234567890)),LEN(HQ6025)*10-SUM(LEN(SUBSTITUTE(HQ6025,{0,1,2,3,4,5,6,7,8,9},))))&\"号室\"))","v":""},{"$f":"IF(ISBLANK(HR100),\"\",IF(ISERROR(1*MID(HR6025,MIN(FIND({0,1,2,3,4,5,6,7,8,9},HR6025&1234567890)),LEN(HR6025)*10-SUM(LEN(SUBSTITUTE(HR6025,{0,1,2,3,4,5,6,7,8,9},))))),\"※error\",1*MID(HR6025,MIN(FIND({0,1,2,3,4,5,6,7,8,9},HR6025&1234567890)),LEN(HR6025)*10-SUM(LEN(SUBSTITUTE(HR6025,{0,1,2,3,4,5,6,7,8,9},))))&\"号室\"))","v":""},{"$f":"IF(ISBLANK(HS100),\"\",IF(ISERROR(1*MID(HS6025,MIN(FIND({0,1,2,3,4,5,6,7,8,9},HS6025&1234567890)),LEN(HS6025)*10-SUM(LEN(SUBSTITUTE(HS6025,{0,1,2,3,4,5,6,7,8,9},))))),\"※error\",1*MID(HS6025,MIN(FIND({0,1,2,3,4,5,6,7,8,9},HS6025&1234567890)),LEN(HS6025)*10-SUM(LEN(SUBSTITUTE(HS6025,{0,1,2,3,4,5,6,7,8,9},))))&\"号室\"))","v":""},{"$f":"IF(ISBLANK(HT100),\"\",IF(ISERROR(1*MID(HT6025,MIN(FIND({0,1,2,3,4,5,6,7,8,9},HT6025&1234567890)),LEN(HT6025)*10-SUM(LEN(SUBSTITUTE(HT6025,{0,1,2,3,4,5,6,7,8,9},))))),\"※error\",1*MID(HT6025,MIN(FIND({0,1,2,3,4,5,6,7,8,9},HT6025&1234567890)),LEN(HT6025)*10-SUM(LEN(SUBSTITUTE(HT6025,{0,1,2,3,4,5,6,7,8,9},))))&\"号室\"))","v":""},{"$f":"IF(ISBLANK(HU100),\"\",IF(ISERROR(1*MID(HU6025,MIN(FIND({0,1,2,3,4,5,6,7,8,9},HU6025&1234567890)),LEN(HU6025)*10-SUM(LEN(SUBSTITUTE(HU6025,{0,1,2,3,4,5,6,7,8,9},))))),\"※error\",1*MID(HU6025,MIN(FIND({0,1,2,3,4,5,6,7,8,9},HU6025&1234567890)),LEN(HU6025)*10-SUM(LEN(SUBSTITUTE(HU6025,{0,1,2,3,4,5,6,7,8,9},))))&\"号室\"))","v":""},{"$f":"IF(ISBLANK(HV100),\"\",IF(ISERROR(1*MID(HV6025,MIN(FIND({0,1,2,3,4,5,6,7,8,9},HV6025&1234567890)),LEN(HV6025)*10-SUM(LEN(SUBSTITUTE(HV6025,{0,1,2,3,4,5,6,7,8,9},))))),\"※error\",1*MID(HV6025,MIN(FIND({0,1,2,3,4,5,6,7,8,9},HV6025&1234567890)),LEN(HV6025)*10-SUM(LEN(SUBSTITUTE(HV6025,{0,1,2,3,4,5,6,7,8,9},))))&\"号室\"))","v":""},{"$f":"IF(ISBLANK(HW100),\"\",IF(ISERROR(1*MID(HW6025,MIN(FIND({0,1,2,3,4,5,6,7,8,9},HW6025&1234567890)),LEN(HW6025)*10-SUM(LEN(SUBSTITUTE(HW6025,{0,1,2,3,4,5,6,7,8,9},))))),\"※error\",1*MID(HW6025,MIN(FIND({0,1,2,3,4,5,6,7,8,9},HW6025&1234567890)),LEN(HW6025)*10-SUM(LEN(SUBSTITUTE(HW6025,{0,1,2,3,4,5,6,7,8,9},))))&\"号室\"))","v":""},{"$f":"IF(ISBLANK(HX100),\"\",IF(ISERROR(1*MID(HX6025,MIN(FIND({0,1,2,3,4,5,6,7,8,9},HX6025&1234567890)),LEN(HX6025)*10-SUM(LEN(SUBSTITUTE(HX6025,{0,1,2,3,4,5,6,7,8,9},))))),\"※error\",1*MID(HX6025,MIN(FIND({0,1,2,3,4,5,6,7,8,9},HX6025&1234567890)),LEN(HX6025)*10-SUM(LEN(SUBSTITUTE(HX6025,{0,1,2,3,4,5,6,7,8,9},))))&\"号室\"))","v":""},{"$f":"IF(ISBLANK(HY100),\"\",IF(ISERROR(1*MID(HY6025,MIN(FIND({0,1,2,3,4,5,6,7,8,9},HY6025&1234567890)),LEN(HY6025)*10-SUM(LEN(SUBSTITUTE(HY6025,{0,1,2,3,4,5,6,7,8,9},))))),\"※error\",1*MID(HY6025,MIN(FIND({0,1,2,3,4,5,6,7,8,9},HY6025&1234567890)),LEN(HY6025)*10-SUM(LEN(SUBSTITUTE(HY6025,{0,1,2,3,4,5,6,7,8,9},))))&\"号室\"))","v":""},{"$f":"IF(ISBLANK(HZ100),\"\",IF(ISERROR(1*MID(HZ6025,MIN(FIND({0,1,2,3,4,5,6,7,8,9},HZ6025&1234567890)),LEN(HZ6025)*10-SUM(LEN(SUBSTITUTE(HZ6025,{0,1,2,3,4,5,6,7,8,9},))))),\"※error\",1*MID(HZ6025,MIN(FIND({0,1,2,3,4,5,6,7,8,9},HZ6025&1234567890)),LEN(HZ6025)*10-SUM(LEN(SUBSTITUTE(HZ6025,{0,1,2,3,4,5,6,7,8,9},))))&\"号室\"))","v":""},{"$f":"IF(ISBLANK(IA100),\"\",IF(ISERROR(1*MID(IA6025,MIN(FIND({0,1,2,3,4,5,6,7,8,9},IA6025&1234567890)),LEN(IA6025)*10-SUM(LEN(SUBSTITUTE(IA6025,{0,1,2,3,4,5,6,7,8,9},))))),\"※error\",1*MID(IA6025,MIN(FIND({0,1,2,3,4,5,6,7,8,9},IA6025&1234567890)),LEN(IA6025)*10-SUM(LEN(SUBSTITUTE(IA6025,{0,1,2,3,4,5,6,7,8,9},))))&\"号室\"))","v":""},{"$f":"IF(ISBLANK(IB100),\"\",IF(ISERROR(1*MID(IB6025,MIN(FIND({0,1,2,3,4,5,6,7,8,9},IB6025&1234567890)),LEN(IB6025)*10-SUM(LEN(SUBSTITUTE(IB6025,{0,1,2,3,4,5,6,7,8,9},))))),\"※error\",1*MID(IB6025,MIN(FIND({0,1,2,3,4,5,6,7,8,9},IB6025&1234567890)),LEN(IB6025)*10-SUM(LEN(SUBSTITUTE(IB6025,{0,1,2,3,4,5,6,7,8,9},))))&\"号室\"))","v":""},{"$f":"IF(ISBLANK(IC100),\"\",IF(ISERROR(1*MID(IC6025,MIN(FIND({0,1,2,3,4,5,6,7,8,9},IC6025&1234567890)),LEN(IC6025)*10-SUM(LEN(SUBSTITUTE(IC6025,{0,1,2,3,4,5,6,7,8,9},))))),\"※error\",1*MID(IC6025,MIN(FIND({0,1,2,3,4,5,6,7,8,9},IC6025&1234567890)),LEN(IC6025)*10-SUM(LEN(SUBSTITUTE(IC6025,{0,1,2,3,4,5,6,7,8,9},))))&\"号室\"))","v":""},{"$f":"IF(ISBLANK(ID100),\"\",IF(ISERROR(1*MID(ID6025,MIN(FIND({0,1,2,3,4,5,6,7,8,9},ID6025&1234567890)),LEN(ID6025)*10-SUM(LEN(SUBSTITUTE(ID6025,{0,1,2,3,4,5,6,7,8,9},))))),\"※error\",1*MID(ID6025,MIN(FIND({0,1,2,3,4,5,6,7,8,9},ID6025&1234567890)),LEN(ID6025)*10-SUM(LEN(SUBSTITUTE(ID6025,{0,1,2,3,4,5,6,7,8,9},))))&\"号室\"))","v":""},{"$f":"IF(ISBLANK(IE100),\"\",IF(ISERROR(1*MID(IE6025,MIN(FIND({0,1,2,3,4,5,6,7,8,9},IE6025&1234567890)),LEN(IE6025)*10-SUM(LEN(SUBSTITUTE(IE6025,{0,1,2,3,4,5,6,7,8,9},))))),\"※error\",1*MID(IE6025,MIN(FIND({0,1,2,3,4,5,6,7,8,9},IE6025&1234567890)),LEN(IE6025)*10-SUM(LEN(SUBSTITUTE(IE6025,{0,1,2,3,4,5,6,7,8,9},))))&\"号室\"))","v":""},{"$f":"IF(ISBLANK(IF100),\"\",IF(ISERROR(1*MID(IF6025,MIN(FIND({0,1,2,3,4,5,6,7,8,9},IF6025&1234567890)),LEN(IF6025)*10-SUM(LEN(SUBSTITUTE(IF6025,{0,1,2,3,4,5,6,7,8,9},))))),\"※error\",1*MID(IF6025,MIN(FIND({0,1,2,3,4,5,6,7,8,9},IF6025&1234567890)),LEN(IF6025)*10-SUM(LEN(SUBSTITUTE(IF6025,{0,1,2,3,4,5,6,7,8,9},))))&\"号室\"))","v":""},{"$f":"IF(ISBLANK(IG100),\"\",IF(ISERROR(1*MID(IG6025,MIN(FIND({0,1,2,3,4,5,6,7,8,9},IG6025&1234567890)),LEN(IG6025)*10-SUM(LEN(SUBSTITUTE(IG6025,{0,1,2,3,4,5,6,7,8,9},))))),\"※error\",1*MID(IG6025,MIN(FIND({0,1,2,3,4,5,6,7,8,9},IG6025&1234567890)),LEN(IG6025)*10-SUM(LEN(SUBSTITUTE(IG6025,{0,1,2,3,4,5,6,7,8,9},))))&\"号室\"))","v":""},{"$f":"IF(ISBLANK(IH100),\"\",IF(ISERROR(1*MID(IH6025,MIN(FIND({0,1,2,3,4,5,6,7,8,9},IH6025&1234567890)),LEN(IH6025)*10-SUM(LEN(SUBSTITUTE(IH6025,{0,1,2,3,4,5,6,7,8,9},))))),\"※error\",1*MID(IH6025,MIN(FIND({0,1,2,3,4,5,6,7,8,9},IH6025&1234567890)),LEN(IH6025)*10-SUM(LEN(SUBSTITUTE(IH6025,{0,1,2,3,4,5,6,7,8,9},))))&\"号室\"))","v":""},{"$f":"IF(ISBLANK(II100),\"\",IF(ISERROR(1*MID(II6025,MIN(FIND({0,1,2,3,4,5,6,7,8,9},II6025&1234567890)),LEN(II6025)*10-SUM(LEN(SUBSTITUTE(II6025,{0,1,2,3,4,5,6,7,8,9},))))),\"※error\",1*MID(II6025,MIN(FIND({0,1,2,3,4,5,6,7,8,9},II6025&1234567890)),LEN(II6025)*10-SUM(LEN(SUBSTITUTE(II6025,{0,1,2,3,4,5,6,7,8,9},))))&\"号室\"))","v":""},{"$f":"IF(ISBLANK(IJ100),\"\",IF(ISERROR(1*MID(IJ6025,MIN(FIND({0,1,2,3,4,5,6,7,8,9},IJ6025&1234567890)),LEN(IJ6025)*10-SUM(LEN(SUBSTITUTE(IJ6025,{0,1,2,3,4,5,6,7,8,9},))))),\"※error\",1*MID(IJ6025,MIN(FIND({0,1,2,3,4,5,6,7,8,9},IJ6025&1234567890)),LEN(IJ6025)*10-SUM(LEN(SUBSTITUTE(IJ6025,{0,1,2,3,4,5,6,7,8,9},))))&\"号室\"))","v":""},{"$f":"IF(ISBLANK(IK100),\"\",IF(ISERROR(1*MID(IK6025,MIN(FIND({0,1,2,3,4,5,6,7,8,9},IK6025&1234567890)),LEN(IK6025)*10-SUM(LEN(SUBSTITUTE(IK6025,{0,1,2,3,4,5,6,7,8,9},))))),\"※error\",1*MID(IK6025,MIN(FIND({0,1,2,3,4,5,6,7,8,9},IK6025&1234567890)),LEN(IK6025)*10-SUM(LEN(SUBSTITUTE(IK6025,{0,1,2,3,4,5,6,7,8,9},))))&\"号室\"))","v":""},{"$f":"IF(ISBLANK(IL100),\"\",IF(ISERROR(1*MID(IL6025,MIN(FIND({0,1,2,3,4,5,6,7,8,9},IL6025&1234567890)),LEN(IL6025)*10-SUM(LEN(SUBSTITUTE(IL6025,{0,1,2,3,4,5,6,7,8,9},))))),\"※error\",1*MID(IL6025,MIN(FIND({0,1,2,3,4,5,6,7,8,9},IL6025&1234567890)),LEN(IL6025)*10-SUM(LEN(SUBSTITUTE(IL6025,{0,1,2,3,4,5,6,7,8,9},))))&\"号室\"))","v":""},{"$f":"IF(ISBLANK(IM100),\"\",IF(ISERROR(1*MID(IM6025,MIN(FIND({0,1,2,3,4,5,6,7,8,9},IM6025&1234567890)),LEN(IM6025)*10-SUM(LEN(SUBSTITUTE(IM6025,{0,1,2,3,4,5,6,7,8,9},))))),\"※error\",1*MID(IM6025,MIN(FIND({0,1,2,3,4,5,6,7,8,9},IM6025&1234567890)),LEN(IM6025)*10-SUM(LEN(SUBSTITUTE(IM6025,{0,1,2,3,4,5,6,7,8,9},))))&\"号室\"))","v":""},{"$f":"IF(ISBLANK(IN100),\"\",IF(ISERROR(1*MID(IN6025,MIN(FIND({0,1,2,3,4,5,6,7,8,9},IN6025&1234567890)),LEN(IN6025)*10-SUM(LEN(SUBSTITUTE(IN6025,{0,1,2,3,4,5,6,7,8,9},))))),\"※error\",1*MID(IN6025,MIN(FIND({0,1,2,3,4,5,6,7,8,9},IN6025&1234567890)),LEN(IN6025)*10-SUM(LEN(SUBSTITUTE(IN6025,{0,1,2,3,4,5,6,7,8,9},))))&\"号室\"))","v":""},{"$f":"IF(ISBLANK(IO100),\"\",IF(ISERROR(1*MID(IO6025,MIN(FIND({0,1,2,3,4,5,6,7,8,9},IO6025&1234567890)),LEN(IO6025)*10-SUM(LEN(SUBSTITUTE(IO6025,{0,1,2,3,4,5,6,7,8,9},))))),\"※error\",1*MID(IO6025,MIN(FIND({0,1,2,3,4,5,6,7,8,9},IO6025&1234567890)),LEN(IO6025)*10-SUM(LEN(SUBSTITUTE(IO6025,{0,1,2,3,4,5,6,7,8,9},))))&\"号室\"))","v":""},{"$f":"IF(ISBLANK(IP100),\"\",IF(ISERROR(1*MID(IP6025,MIN(FIND({0,1,2,3,4,5,6,7,8,9},IP6025&1234567890)),LEN(IP6025)*10-SUM(LEN(SUBSTITUTE(IP6025,{0,1,2,3,4,5,6,7,8,9},))))),\"※error\",1*MID(IP6025,MIN(FIND({0,1,2,3,4,5,6,7,8,9},IP6025&1234567890)),LEN(IP6025)*10-SUM(LEN(SUBSTITUTE(IP6025,{0,1,2,3,4,5,6,7,8,9},))))&\"号室\"))","v":""},{"$f":"IF(ISBLANK(IQ100),\"\",IF(ISERROR(1*MID(IQ6025,MIN(FIND({0,1,2,3,4,5,6,7,8,9},IQ6025&1234567890)),LEN(IQ6025)*10-SUM(LEN(SUBSTITUTE(IQ6025,{0,1,2,3,4,5,6,7,8,9},))))),\"※error\",1*MID(IQ6025,MIN(FIND({0,1,2,3,4,5,6,7,8,9},IQ6025&1234567890)),LEN(IQ6025)*10-SUM(LEN(SUBSTITUTE(IQ6025,{0,1,2,3,4,5,6,7,8,9},))))&\"号室\"))","v":""},{"$f":"IF(ISBLANK(IR100),\"\",IF(ISERROR(1*MID(IR6025,MIN(FIND({0,1,2,3,4,5,6,7,8,9},IR6025&1234567890)),LEN(IR6025)*10-SUM(LEN(SUBSTITUTE(IR6025,{0,1,2,3,4,5,6,7,8,9},))))),\"※error\",1*MID(IR6025,MIN(FIND({0,1,2,3,4,5,6,7,8,9},IR6025&1234567890)),LEN(IR6025)*10-SUM(LEN(SUBSTITUTE(IR6025,{0,1,2,3,4,5,6,7,8,9},))))&\"号室\"))","v":""},{"$f":"IF(ISBLANK(IS100),\"\",IF(ISERROR(1*MID(IS6025,MIN(FIND({0,1,2,3,4,5,6,7,8,9},IS6025&1234567890)),LEN(IS6025)*10-SUM(LEN(SUBSTITUTE(IS6025,{0,1,2,3,4,5,6,7,8,9},))))),\"※error\",1*MID(IS6025,MIN(FIND({0,1,2,3,4,5,6,7,8,9},IS6025&1234567890)),LEN(IS6025)*10-SUM(LEN(SUBSTITUTE(IS6025,{0,1,2,3,4,5,6,7,8,9},))))&\"号室\"))","v":""},{"$f":"IF(ISBLANK(IT100),\"\",IF(ISERROR(1*MID(IT6025,MIN(FIND({0,1,2,3,4,5,6,7,8,9},IT6025&1234567890)),LEN(IT6025)*10-SUM(LEN(SUBSTITUTE(IT6025,{0,1,2,3,4,5,6,7,8,9},))))),\"※error\",1*MID(IT6025,MIN(FIND({0,1,2,3,4,5,6,7,8,9},IT6025&1234567890)),LEN(IT6025)*10-SUM(LEN(SUBSTITUTE(IT6025,{0,1,2,3,4,5,6,7,8,9},))))&\"号室\"))","v":""},{"$f":"IF(ISBLANK(IU100),\"\",IF(ISERROR(1*MID(IU6025,MIN(FIND({0,1,2,3,4,5,6,7,8,9},IU6025&1234567890)),LEN(IU6025)*10-SUM(LEN(SUBSTITUTE(IU6025,{0,1,2,3,4,5,6,7,8,9},))))),\"※error\",1*MID(IU6025,MIN(FIND({0,1,2,3,4,5,6,7,8,9},IU6025&1234567890)),LEN(IU6025)*10-SUM(LEN(SUBSTITUTE(IU6025,{0,1,2,3,4,5,6,7,8,9},))))&\"号室\"))","v":""},{"$f":"IF(ISBLANK(IV100),\"\",IF(ISERROR(1*MID(IV6025,MIN(FIND({0,1,2,3,4,5,6,7,8,9},IV6025&1234567890)),LEN(IV6025)*10-SUM(LEN(SUBSTITUTE(IV6025,{0,1,2,3,4,5,6,7,8,9},))))),\"※error\",1*MID(IV6025,MIN(FIND({0,1,2,3,4,5,6,7,8,9},IV6025&1234567890)),LEN(IV6025)*10-SUM(LEN(SUBSTITUTE(IV6025,{0,1,2,3,4,5,6,7,8,9},))))&\"号室\"))","v":""},{"$f":"IF(ISBLANK(IW100),\"\",IF(ISERROR(1*MID(IW6025,MIN(FIND({0,1,2,3,4,5,6,7,8,9},IW6025&1234567890)),LEN(IW6025)*10-SUM(LEN(SUBSTITUTE(IW6025,{0,1,2,3,4,5,6,7,8,9},))))),\"※error\",1*MID(IW6025,MIN(FIND({0,1,2,3,4,5,6,7,8,9},IW6025&1234567890)),LEN(IW6025)*10-SUM(LEN(SUBSTITUTE(IW6025,{0,1,2,3,4,5,6,7,8,9},))))&\"号室\"))","v":""},{"$f":"IF(ISBLANK(IX100),\"\",IF(ISERROR(1*MID(IX6025,MIN(FIND({0,1,2,3,4,5,6,7,8,9},IX6025&1234567890)),LEN(IX6025)*10-SUM(LEN(SUBSTITUTE(IX6025,{0,1,2,3,4,5,6,7,8,9},))))),\"※error\",1*MID(IX6025,MIN(FIND({0,1,2,3,4,5,6,7,8,9},IX6025&1234567890)),LEN(IX6025)*10-SUM(LEN(SUBSTITUTE(IX6025,{0,1,2,3,4,5,6,7,8,9},))))&\"号室\"))","v":""},{"$f":"IF(ISBLANK(IY100),\"\",IF(ISERROR(1*MID(IY6025,MIN(FIND({0,1,2,3,4,5,6,7,8,9},IY6025&1234567890)),LEN(IY6025)*10-SUM(LEN(SUBSTITUTE(IY6025,{0,1,2,3,4,5,6,7,8,9},))))),\"※error\",1*MID(IY6025,MIN(FIND({0,1,2,3,4,5,6,7,8,9},IY6025&1234567890)),LEN(IY6025)*10-SUM(LEN(SUBSTITUTE(IY6025,{0,1,2,3,4,5,6,7,8,9},))))&\"号室\"))","v":""},{"$f":"IF(ISBLANK(IZ100),\"\",IF(ISERROR(1*MID(IZ6025,MIN(FIND({0,1,2,3,4,5,6,7,8,9},IZ6025&1234567890)),LEN(IZ6025)*10-SUM(LEN(SUBSTITUTE(IZ6025,{0,1,2,3,4,5,6,7,8,9},))))),\"※error\",1*MID(IZ6025,MIN(FIND({0,1,2,3,4,5,6,7,8,9},IZ6025&1234567890)),LEN(IZ6025)*10-SUM(LEN(SUBSTITUTE(IZ6025,{0,1,2,3,4,5,6,7,8,9},))))&\"号室\"))","v":""},{"$f":"IF(ISBLANK(JA100),\"\",IF(ISERROR(1*MID(JA6025,MIN(FIND({0,1,2,3,4,5,6,7,8,9},JA6025&1234567890)),LEN(JA6025)*10-SUM(LEN(SUBSTITUTE(JA6025,{0,1,2,3,4,5,6,7,8,9},))))),\"※error\",1*MID(JA6025,MIN(FIND({0,1,2,3,4,5,6,7,8,9},JA6025&1234567890)),LEN(JA6025)*10-SUM(LEN(SUBSTITUTE(JA6025,{0,1,2,3,4,5,6,7,8,9},))))&\"号室\"))","v":""},{"$f":"IF(ISBLANK(JB100),\"\",IF(ISERROR(1*MID(JB6025,MIN(FIND({0,1,2,3,4,5,6,7,8,9},JB6025&1234567890)),LEN(JB6025)*10-SUM(LEN(SUBSTITUTE(JB6025,{0,1,2,3,4,5,6,7,8,9},))))),\"※error\",1*MID(JB6025,MIN(FIND({0,1,2,3,4,5,6,7,8,9},JB6025&1234567890)),LEN(JB6025)*10-SUM(LEN(SUBSTITUTE(JB6025,{0,1,2,3,4,5,6,7,8,9},))))&\"号室\"))","v":""},{"$f":"IF(ISBLANK(JC100),\"\",IF(ISERROR(1*MID(JC6025,MIN(FIND({0,1,2,3,4,5,6,7,8,9},JC6025&1234567890)),LEN(JC6025)*10-SUM(LEN(SUBSTITUTE(JC6025,{0,1,2,3,4,5,6,7,8,9},))))),\"※error\",1*MID(JC6025,MIN(FIND({0,1,2,3,4,5,6,7,8,9},JC6025&1234567890)),LEN(JC6025)*10-SUM(LEN(SUBSTITUTE(JC6025,{0,1,2,3,4,5,6,7,8,9},))))&\"号室\"))","v":""},{"$f":"IF(ISBLANK(JD100),\"\",IF(ISERROR(1*MID(JD6025,MIN(FIND({0,1,2,3,4,5,6,7,8,9},JD6025&1234567890)),LEN(JD6025)*10-SUM(LEN(SUBSTITUTE(JD6025,{0,1,2,3,4,5,6,7,8,9},))))),\"※error\",1*MID(JD6025,MIN(FIND({0,1,2,3,4,5,6,7,8,9},JD6025&1234567890)),LEN(JD6025)*10-SUM(LEN(SUBSTITUTE(JD6025,{0,1,2,3,4,5,6,7,8,9},))))&\"号室\"))","v":""},{"$f":"IF(ISBLANK(JE100),\"\",IF(ISERROR(1*MID(JE6025,MIN(FIND({0,1,2,3,4,5,6,7,8,9},JE6025&1234567890)),LEN(JE6025)*10-SUM(LEN(SUBSTITUTE(JE6025,{0,1,2,3,4,5,6,7,8,9},))))),\"※error\",1*MID(JE6025,MIN(FIND({0,1,2,3,4,5,6,7,8,9},JE6025&1234567890)),LEN(JE6025)*10-SUM(LEN(SUBSTITUTE(JE6025,{0,1,2,3,4,5,6,7,8,9},))))&\"号室\"))","v":""},{"$f":"IF(ISBLANK(JF100),\"\",IF(ISERROR(1*MID(JF6025,MIN(FIND({0,1,2,3,4,5,6,7,8,9},JF6025&1234567890)),LEN(JF6025)*10-SUM(LEN(SUBSTITUTE(JF6025,{0,1,2,3,4,5,6,7,8,9},))))),\"※error\",1*MID(JF6025,MIN(FIND({0,1,2,3,4,5,6,7,8,9},JF6025&1234567890)),LEN(JF6025)*10-SUM(LEN(SUBSTITUTE(JF6025,{0,1,2,3,4,5,6,7,8,9},))))&\"号室\"))","v":""},{"$f":"IF(ISBLANK(JG100),\"\",IF(ISERROR(1*MID(JG6025,MIN(FIND({0,1,2,3,4,5,6,7,8,9},JG6025&1234567890)),LEN(JG6025)*10-SUM(LEN(SUBSTITUTE(JG6025,{0,1,2,3,4,5,6,7,8,9},))))),\"※error\",1*MID(JG6025,MIN(FIND({0,1,2,3,4,5,6,7,8,9},JG6025&1234567890)),LEN(JG6025)*10-SUM(LEN(SUBSTITUTE(JG6025,{0,1,2,3,4,5,6,7,8,9},))))&\"号室\"))","v":""},{"$f":"IF(ISBLANK(JH100),\"\",IF(ISERROR(1*MID(JH6025,MIN(FIND({0,1,2,3,4,5,6,7,8,9},JH6025&1234567890)),LEN(JH6025)*10-SUM(LEN(SUBSTITUTE(JH6025,{0,1,2,3,4,5,6,7,8,9},))))),\"※error\",1*MID(JH6025,MIN(FIND({0,1,2,3,4,5,6,7,8,9},JH6025&1234567890)),LEN(JH6025)*10-SUM(LEN(SUBSTITUTE(JH6025,{0,1,2,3,4,5,6,7,8,9},))))&\"号室\"))","v":""},{"$f":"IF(ISBLANK(JI100),\"\",IF(ISERROR(1*MID(JI6025,MIN(FIND({0,1,2,3,4,5,6,7,8,9},JI6025&1234567890)),LEN(JI6025)*10-SUM(LEN(SUBSTITUTE(JI6025,{0,1,2,3,4,5,6,7,8,9},))))),\"※error\",1*MID(JI6025,MIN(FIND({0,1,2,3,4,5,6,7,8,9},JI6025&1234567890)),LEN(JI6025)*10-SUM(LEN(SUBSTITUTE(JI6025,{0,1,2,3,4,5,6,7,8,9},))))&\"号室\"))","v":""},{"$f":"IF(ISBLANK(JJ100),\"\",IF(ISERROR(1*MID(JJ6025,MIN(FIND({0,1,2,3,4,5,6,7,8,9},JJ6025&1234567890)),LEN(JJ6025)*10-SUM(LEN(SUBSTITUTE(JJ6025,{0,1,2,3,4,5,6,7,8,9},))))),\"※error\",1*MID(JJ6025,MIN(FIND({0,1,2,3,4,5,6,7,8,9},JJ6025&1234567890)),LEN(JJ6025)*10-SUM(LEN(SUBSTITUTE(JJ6025,{0,1,2,3,4,5,6,7,8,9},))))&\"号室\"))","v":""},{"$f":"IF(ISBLANK(JK100),\"\",IF(ISERROR(1*MID(JK6025,MIN(FIND({0,1,2,3,4,5,6,7,8,9},JK6025&1234567890)),LEN(JK6025)*10-SUM(LEN(SUBSTITUTE(JK6025,{0,1,2,3,4,5,6,7,8,9},))))),\"※error\",1*MID(JK6025,MIN(FIND({0,1,2,3,4,5,6,7,8,9},JK6025&1234567890)),LEN(JK6025)*10-SUM(LEN(SUBSTITUTE(JK6025,{0,1,2,3,4,5,6,7,8,9},))))&\"号室\"))","v":""},{"$f":"IF(ISBLANK(JL100),\"\",IF(ISERROR(1*MID(JL6025,MIN(FIND({0,1,2,3,4,5,6,7,8,9},JL6025&1234567890)),LEN(JL6025)*10-SUM(LEN(SUBSTITUTE(JL6025,{0,1,2,3,4,5,6,7,8,9},))))),\"※error\",1*MID(JL6025,MIN(FIND({0,1,2,3,4,5,6,7,8,9},JL6025&1234567890)),LEN(JL6025)*10-SUM(LEN(SUBSTITUTE(JL6025,{0,1,2,3,4,5,6,7,8,9},))))&\"号室\"))","v":""},{"$f":"IF(ISBLANK(JM100),\"\",IF(ISERROR(1*MID(JM6025,MIN(FIND({0,1,2,3,4,5,6,7,8,9},JM6025&1234567890)),LEN(JM6025)*10-SUM(LEN(SUBSTITUTE(JM6025,{0,1,2,3,4,5,6,7,8,9},))))),\"※error\",1*MID(JM6025,MIN(FIND({0,1,2,3,4,5,6,7,8,9},JM6025&1234567890)),LEN(JM6025)*10-SUM(LEN(SUBSTITUTE(JM6025,{0,1,2,3,4,5,6,7,8,9},))))&\"号室\"))","v":""},{"$f":"IF(ISBLANK(JN100),\"\",IF(ISERROR(1*MID(JN6025,MIN(FIND({0,1,2,3,4,5,6,7,8,9},JN6025&1234567890)),LEN(JN6025)*10-SUM(LEN(SUBSTITUTE(JN6025,{0,1,2,3,4,5,6,7,8,9},))))),\"※error\",1*MID(JN6025,MIN(FIND({0,1,2,3,4,5,6,7,8,9},JN6025&1234567890)),LEN(JN6025)*10-SUM(LEN(SUBSTITUTE(JN6025,{0,1,2,3,4,5,6,7,8,9},))))&\"号室\"))","v":""},{"$f":"IF(ISBLANK(JO100),\"\",IF(ISERROR(1*MID(JO6025,MIN(FIND({0,1,2,3,4,5,6,7,8,9},JO6025&1234567890)),LEN(JO6025)*10-SUM(LEN(SUBSTITUTE(JO6025,{0,1,2,3,4,5,6,7,8,9},))))),\"※error\",1*MID(JO6025,MIN(FIND({0,1,2,3,4,5,6,7,8,9},JO6025&1234567890)),LEN(JO6025)*10-SUM(LEN(SUBSTITUTE(JO6025,{0,1,2,3,4,5,6,7,8,9},))))&\"号室\"))","v":""},{"$f":"IF(ISBLANK(JP100),\"\",IF(ISERROR(1*MID(JP6025,MIN(FIND({0,1,2,3,4,5,6,7,8,9},JP6025&1234567890)),LEN(JP6025)*10-SUM(LEN(SUBSTITUTE(JP6025,{0,1,2,3,4,5,6,7,8,9},))))),\"※error\",1*MID(JP6025,MIN(FIND({0,1,2,3,4,5,6,7,8,9},JP6025&1234567890)),LEN(JP6025)*10-SUM(LEN(SUBSTITUTE(JP6025,{0,1,2,3,4,5,6,7,8,9},))))&\"号室\"))","v":""},{"$f":"IF(ISBLANK(JQ100),\"\",IF(ISERROR(1*MID(JQ6025,MIN(FIND({0,1,2,3,4,5,6,7,8,9},JQ6025&1234567890)),LEN(JQ6025)*10-SUM(LEN(SUBSTITUTE(JQ6025,{0,1,2,3,4,5,6,7,8,9},))))),\"※error\",1*MID(JQ6025,MIN(FIND({0,1,2,3,4,5,6,7,8,9},JQ6025&1234567890)),LEN(JQ6025)*10-SUM(LEN(SUBSTITUTE(JQ6025,{0,1,2,3,4,5,6,7,8,9},))))&\"号室\"))","v":""},{"$f":"IF(ISBLANK(JR100),\"\",IF(ISERROR(1*MID(JR6025,MIN(FIND({0,1,2,3,4,5,6,7,8,9},JR6025&1234567890)),LEN(JR6025)*10-SUM(LEN(SUBSTITUTE(JR6025,{0,1,2,3,4,5,6,7,8,9},))))),\"※error\",1*MID(JR6025,MIN(FIND({0,1,2,3,4,5,6,7,8,9},JR6025&1234567890)),LEN(JR6025)*10-SUM(LEN(SUBSTITUTE(JR6025,{0,1,2,3,4,5,6,7,8,9},))))&\"号室\"))","v":""},{"$f":"IF(ISBLANK(JS100),\"\",IF(ISERROR(1*MID(JS6025,MIN(FIND({0,1,2,3,4,5,6,7,8,9},JS6025&1234567890)),LEN(JS6025)*10-SUM(LEN(SUBSTITUTE(JS6025,{0,1,2,3,4,5,6,7,8,9},))))),\"※error\",1*MID(JS6025,MIN(FIND({0,1,2,3,4,5,6,7,8,9},JS6025&1234567890)),LEN(JS6025)*10-SUM(LEN(SUBSTITUTE(JS6025,{0,1,2,3,4,5,6,7,8,9},))))&\"号室\"))","v":""},{"$f":"IF(ISBLANK(JT100),\"\",IF(ISERROR(1*MID(JT6025,MIN(FIND({0,1,2,3,4,5,6,7,8,9},JT6025&1234567890)),LEN(JT6025)*10-SUM(LEN(SUBSTITUTE(JT6025,{0,1,2,3,4,5,6,7,8,9},))))),\"※error\",1*MID(JT6025,MIN(FIND({0,1,2,3,4,5,6,7,8,9},JT6025&1234567890)),LEN(JT6025)*10-SUM(LEN(SUBSTITUTE(JT6025,{0,1,2,3,4,5,6,7,8,9},))))&\"号室\"))","v":""},{"$f":"IF(ISBLANK(JU100),\"\",IF(ISERROR(1*MID(JU6025,MIN(FIND({0,1,2,3,4,5,6,7,8,9},JU6025&1234567890)),LEN(JU6025)*10-SUM(LEN(SUBSTITUTE(JU6025,{0,1,2,3,4,5,6,7,8,9},))))),\"※error\",1*MID(JU6025,MIN(FIND({0,1,2,3,4,5,6,7,8,9},JU6025&1234567890)),LEN(JU6025)*10-SUM(LEN(SUBSTITUTE(JU6025,{0,1,2,3,4,5,6,7,8,9},))))&\"号室\"))","v":""},{"$f":"IF(ISBLANK(JV100),\"\",IF(ISERROR(1*MID(JV6025,MIN(FIND({0,1,2,3,4,5,6,7,8,9},JV6025&1234567890)),LEN(JV6025)*10-SUM(LEN(SUBSTITUTE(JV6025,{0,1,2,3,4,5,6,7,8,9},))))),\"※error\",1*MID(JV6025,MIN(FIND({0,1,2,3,4,5,6,7,8,9},JV6025&1234567890)),LEN(JV6025)*10-SUM(LEN(SUBSTITUTE(JV6025,{0,1,2,3,4,5,6,7,8,9},))))&\"号室\"))","v":""},{"$f":"IF(ISBLANK(JW100),\"\",IF(ISERROR(1*MID(JW6025,MIN(FIND({0,1,2,3,4,5,6,7,8,9},JW6025&1234567890)),LEN(JW6025)*10-SUM(LEN(SUBSTITUTE(JW6025,{0,1,2,3,4,5,6,7,8,9},))))),\"※error\",1*MID(JW6025,MIN(FIND({0,1,2,3,4,5,6,7,8,9},JW6025&1234567890)),LEN(JW6025)*10-SUM(LEN(SUBSTITUTE(JW6025,{0,1,2,3,4,5,6,7,8,9},))))&\"号室\"))","v":""},{"$f":"IF(ISBLANK(JX100),\"\",IF(ISERROR(1*MID(JX6025,MIN(FIND({0,1,2,3,4,5,6,7,8,9},JX6025&1234567890)),LEN(JX6025)*10-SUM(LEN(SUBSTITUTE(JX6025,{0,1,2,3,4,5,6,7,8,9},))))),\"※error\",1*MID(JX6025,MIN(FIND({0,1,2,3,4,5,6,7,8,9},JX6025&1234567890)),LEN(JX6025)*10-SUM(LEN(SUBSTITUTE(JX6025,{0,1,2,3,4,5,6,7,8,9},))))&\"号室\"))","v":""},{"$f":"IF(ISBLANK(JY100),\"\",IF(ISERROR(1*MID(JY6025,MIN(FIND({0,1,2,3,4,5,6,7,8,9},JY6025&1234567890)),LEN(JY6025)*10-SUM(LEN(SUBSTITUTE(JY6025,{0,1,2,3,4,5,6,7,8,9},))))),\"※error\",1*MID(JY6025,MIN(FIND({0,1,2,3,4,5,6,7,8,9},JY6025&1234567890)),LEN(JY6025)*10-SUM(LEN(SUBSTITUTE(JY6025,{0,1,2,3,4,5,6,7,8,9},))))&\"号室\"))","v":""},{"$f":"IF(ISBLANK(JZ100),\"\",IF(ISERROR(1*MID(JZ6025,MIN(FIND({0,1,2,3,4,5,6,7,8,9},JZ6025&1234567890)),LEN(JZ6025)*10-SUM(LEN(SUBSTITUTE(JZ6025,{0,1,2,3,4,5,6,7,8,9},))))),\"※error\",1*MID(JZ6025,MIN(FIND({0,1,2,3,4,5,6,7,8,9},JZ6025&1234567890)),LEN(JZ6025)*10-SUM(LEN(SUBSTITUTE(JZ6025,{0,1,2,3,4,5,6,7,8,9},))))&\"号室\"))","v":""},{"$f":"IF(ISBLANK(KA100),\"\",IF(ISERROR(1*MID(KA6025,MIN(FIND({0,1,2,3,4,5,6,7,8,9},KA6025&1234567890)),LEN(KA6025)*10-SUM(LEN(SUBSTITUTE(KA6025,{0,1,2,3,4,5,6,7,8,9},))))),\"※error\",1*MID(KA6025,MIN(FIND({0,1,2,3,4,5,6,7,8,9},KA6025&1234567890)),LEN(KA6025)*10-SUM(LEN(SUBSTITUTE(KA6025,{0,1,2,3,4,5,6,7,8,9},))))&\"号室\"))","v":""},{"$f":"IF(ISBLANK(KB100),\"\",IF(ISERROR(1*MID(KB6025,MIN(FIND({0,1,2,3,4,5,6,7,8,9},KB6025&1234567890)),LEN(KB6025)*10-SUM(LEN(SUBSTITUTE(KB6025,{0,1,2,3,4,5,6,7,8,9},))))),\"※error\",1*MID(KB6025,MIN(FIND({0,1,2,3,4,5,6,7,8,9},KB6025&1234567890)),LEN(KB6025)*10-SUM(LEN(SUBSTITUTE(KB6025,{0,1,2,3,4,5,6,7,8,9},))))&\"号室\"))","v":""},{"$f":"IF(ISBLANK(KC100),\"\",IF(ISERROR(1*MID(KC6025,MIN(FIND({0,1,2,3,4,5,6,7,8,9},KC6025&1234567890)),LEN(KC6025)*10-SUM(LEN(SUBSTITUTE(KC6025,{0,1,2,3,4,5,6,7,8,9},))))),\"※error\",1*MID(KC6025,MIN(FIND({0,1,2,3,4,5,6,7,8,9},KC6025&1234567890)),LEN(KC6025)*10-SUM(LEN(SUBSTITUTE(KC6025,{0,1,2,3,4,5,6,7,8,9},))))&\"号室\"))","v":""},{"$f":"IF(ISBLANK(KD100),\"\",IF(ISERROR(1*MID(KD6025,MIN(FIND({0,1,2,3,4,5,6,7,8,9},KD6025&1234567890)),LEN(KD6025)*10-SUM(LEN(SUBSTITUTE(KD6025,{0,1,2,3,4,5,6,7,8,9},))))),\"※error\",1*MID(KD6025,MIN(FIND({0,1,2,3,4,5,6,7,8,9},KD6025&1234567890)),LEN(KD6025)*10-SUM(LEN(SUBSTITUTE(KD6025,{0,1,2,3,4,5,6,7,8,9},))))&\"号室\"))","v":""},{"$f":"IF(ISBLANK(KE100),\"\",IF(ISERROR(1*MID(KE6025,MIN(FIND({0,1,2,3,4,5,6,7,8,9},KE6025&1234567890)),LEN(KE6025)*10-SUM(LEN(SUBSTITUTE(KE6025,{0,1,2,3,4,5,6,7,8,9},))))),\"※error\",1*MID(KE6025,MIN(FIND({0,1,2,3,4,5,6,7,8,9},KE6025&1234567890)),LEN(KE6025)*10-SUM(LEN(SUBSTITUTE(KE6025,{0,1,2,3,4,5,6,7,8,9},))))&\"号室\"))","v":""},{"$f":"IF(ISBLANK(KF100),\"\",IF(ISERROR(1*MID(KF6025,MIN(FIND({0,1,2,3,4,5,6,7,8,9},KF6025&1234567890)),LEN(KF6025)*10-SUM(LEN(SUBSTITUTE(KF6025,{0,1,2,3,4,5,6,7,8,9},))))),\"※error\",1*MID(KF6025,MIN(FIND({0,1,2,3,4,5,6,7,8,9},KF6025&1234567890)),LEN(KF6025)*10-SUM(LEN(SUBSTITUTE(KF6025,{0,1,2,3,4,5,6,7,8,9},))))&\"号室\"))","v":""},{"$f":"IF(ISBLANK(KG100),\"\",IF(ISERROR(1*MID(KG6025,MIN(FIND({0,1,2,3,4,5,6,7,8,9},KG6025&1234567890)),LEN(KG6025)*10-SUM(LEN(SUBSTITUTE(KG6025,{0,1,2,3,4,5,6,7,8,9},))))),\"※error\",1*MID(KG6025,MIN(FIND({0,1,2,3,4,5,6,7,8,9},KG6025&1234567890)),LEN(KG6025)*10-SUM(LEN(SUBSTITUTE(KG6025,{0,1,2,3,4,5,6,7,8,9},))))&\"号室\"))","v":""},{"$f":"IF(ISBLANK(KH100),\"\",IF(ISERROR(1*MID(KH6025,MIN(FIND({0,1,2,3,4,5,6,7,8,9},KH6025&1234567890)),LEN(KH6025)*10-SUM(LEN(SUBSTITUTE(KH6025,{0,1,2,3,4,5,6,7,8,9},))))),\"※error\",1*MID(KH6025,MIN(FIND({0,1,2,3,4,5,6,7,8,9},KH6025&1234567890)),LEN(KH6025)*10-SUM(LEN(SUBSTITUTE(KH6025,{0,1,2,3,4,5,6,7,8,9},))))&\"号室\"))","v":""},{"$f":"IF(ISBLANK(KI100),\"\",IF(ISERROR(1*MID(KI6025,MIN(FIND({0,1,2,3,4,5,6,7,8,9},KI6025&1234567890)),LEN(KI6025)*10-SUM(LEN(SUBSTITUTE(KI6025,{0,1,2,3,4,5,6,7,8,9},))))),\"※error\",1*MID(KI6025,MIN(FIND({0,1,2,3,4,5,6,7,8,9},KI6025&1234567890)),LEN(KI6025)*10-SUM(LEN(SUBSTITUTE(KI6025,{0,1,2,3,4,5,6,7,8,9},))))&\"号室\"))","v":""},{"$f":"IF(ISBLANK(KJ100),\"\",IF(ISERROR(1*MID(KJ6025,MIN(FIND({0,1,2,3,4,5,6,7,8,9},KJ6025&1234567890)),LEN(KJ6025)*10-SUM(LEN(SUBSTITUTE(KJ6025,{0,1,2,3,4,5,6,7,8,9},))))),\"※error\",1*MID(KJ6025,MIN(FIND({0,1,2,3,4,5,6,7,8,9},KJ6025&1234567890)),LEN(KJ6025)*10-SUM(LEN(SUBSTITUTE(KJ6025,{0,1,2,3,4,5,6,7,8,9},))))&\"号室\"))","v":""},{"$f":"IF(ISBLANK(KK100),\"\",IF(ISERROR(1*MID(KK6025,MIN(FIND({0,1,2,3,4,5,6,7,8,9},KK6025&1234567890)),LEN(KK6025)*10-SUM(LEN(SUBSTITUTE(KK6025,{0,1,2,3,4,5,6,7,8,9},))))),\"※error\",1*MID(KK6025,MIN(FIND({0,1,2,3,4,5,6,7,8,9},KK6025&1234567890)),LEN(KK6025)*10-SUM(LEN(SUBSTITUTE(KK6025,{0,1,2,3,4,5,6,7,8,9},))))&\"号室\"))","v":""},{"$f":"IF(ISBLANK(KL100),\"\",IF(ISERROR(1*MID(KL6025,MIN(FIND({0,1,2,3,4,5,6,7,8,9},KL6025&1234567890)),LEN(KL6025)*10-SUM(LEN(SUBSTITUTE(KL6025,{0,1,2,3,4,5,6,7,8,9},))))),\"※error\",1*MID(KL6025,MIN(FIND({0,1,2,3,4,5,6,7,8,9},KL6025&1234567890)),LEN(KL6025)*10-SUM(LEN(SUBSTITUTE(KL6025,{0,1,2,3,4,5,6,7,8,9},))))&\"号室\"))","v":""},{"$f":"IF(ISBLANK(KM100),\"\",IF(ISERROR(1*MID(KM6025,MIN(FIND({0,1,2,3,4,5,6,7,8,9},KM6025&1234567890)),LEN(KM6025)*10-SUM(LEN(SUBSTITUTE(KM6025,{0,1,2,3,4,5,6,7,8,9},))))),\"※error\",1*MID(KM6025,MIN(FIND({0,1,2,3,4,5,6,7,8,9},KM6025&1234567890)),LEN(KM6025)*10-SUM(LEN(SUBSTITUTE(KM6025,{0,1,2,3,4,5,6,7,8,9},))))&\"号室\"))","v":""},{"$f":"IF(ISBLANK(KN100),\"\",IF(ISERROR(1*MID(KN6025,MIN(FIND({0,1,2,3,4,5,6,7,8,9},KN6025&1234567890)),LEN(KN6025)*10-SUM(LEN(SUBSTITUTE(KN6025,{0,1,2,3,4,5,6,7,8,9},))))),\"※error\",1*MID(KN6025,MIN(FIND({0,1,2,3,4,5,6,7,8,9},KN6025&1234567890)),LEN(KN6025)*10-SUM(LEN(SUBSTITUTE(KN6025,{0,1,2,3,4,5,6,7,8,9},))))&\"号室\"))","v":""},{"$f":"IF(ISBLANK(KO100),\"\",IF(ISERROR(1*MID(KO6025,MIN(FIND({0,1,2,3,4,5,6,7,8,9},KO6025&1234567890)),LEN(KO6025)*10-SUM(LEN(SUBSTITUTE(KO6025,{0,1,2,3,4,5,6,7,8,9},))))),\"※error\",1*MID(KO6025,MIN(FIND({0,1,2,3,4,5,6,7,8,9},KO6025&1234567890)),LEN(KO6025)*10-SUM(LEN(SUBSTITUTE(KO6025,{0,1,2,3,4,5,6,7,8,9},))))&\"号室\"))","v":""},{"$f":"IF(ISBLANK(KP100),\"\",IF(ISERROR(1*MID(KP6025,MIN(FIND({0,1,2,3,4,5,6,7,8,9},KP6025&1234567890)),LEN(KP6025)*10-SUM(LEN(SUBSTITUTE(KP6025,{0,1,2,3,4,5,6,7,8,9},))))),\"※error\",1*MID(KP6025,MIN(FIND({0,1,2,3,4,5,6,7,8,9},KP6025&1234567890)),LEN(KP6025)*10-SUM(LEN(SUBSTITUTE(KP6025,{0,1,2,3,4,5,6,7,8,9},))))&\"号室\"))","v":""},{"$f":"IF(ISBLANK(KQ100),\"\",IF(ISERROR(1*MID(KQ6025,MIN(FIND({0,1,2,3,4,5,6,7,8,9},KQ6025&1234567890)),LEN(KQ6025)*10-SUM(LEN(SUBSTITUTE(KQ6025,{0,1,2,3,4,5,6,7,8,9},))))),\"※error\",1*MID(KQ6025,MIN(FIND({0,1,2,3,4,5,6,7,8,9},KQ6025&1234567890)),LEN(KQ6025)*10-SUM(LEN(SUBSTITUTE(KQ6025,{0,1,2,3,4,5,6,7,8,9},))))&\"号室\"))","v":""},{"$f":"IF(ISBLANK(KR100),\"\",IF(ISERROR(1*MID(KR6025,MIN(FIND({0,1,2,3,4,5,6,7,8,9},KR6025&1234567890)),LEN(KR6025)*10-SUM(LEN(SUBSTITUTE(KR6025,{0,1,2,3,4,5,6,7,8,9},))))),\"※error\",1*MID(KR6025,MIN(FIND({0,1,2,3,4,5,6,7,8,9},KR6025&1234567890)),LEN(KR6025)*10-SUM(LEN(SUBSTITUTE(KR6025,{0,1,2,3,4,5,6,7,8,9},))))&\"号室\"))","v":""},{"$f":"IF(ISBLANK(KS100),\"\",IF(ISERROR(1*MID(KS6025,MIN(FIND({0,1,2,3,4,5,6,7,8,9},KS6025&1234567890)),LEN(KS6025)*10-SUM(LEN(SUBSTITUTE(KS6025,{0,1,2,3,4,5,6,7,8,9},))))),\"※error\",1*MID(KS6025,MIN(FIND({0,1,2,3,4,5,6,7,8,9},KS6025&1234567890)),LEN(KS6025)*10-SUM(LEN(SUBSTITUTE(KS6025,{0,1,2,3,4,5,6,7,8,9},))))&\"号室\"))","v":""},{"$f":"IF(ISBLANK(KT100),\"\",IF(ISERROR(1*MID(KT6025,MIN(FIND({0,1,2,3,4,5,6,7,8,9},KT6025&1234567890)),LEN(KT6025)*10-SUM(LEN(SUBSTITUTE(KT6025,{0,1,2,3,4,5,6,7,8,9},))))),\"※error\",1*MID(KT6025,MIN(FIND({0,1,2,3,4,5,6,7,8,9},KT6025&1234567890)),LEN(KT6025)*10-SUM(LEN(SUBSTITUTE(KT6025,{0,1,2,3,4,5,6,7,8,9},))))&\"号室\"))","v":""},{"$f":"IF(ISBLANK(KU100),\"\",IF(ISERROR(1*MID(KU6025,MIN(FIND({0,1,2,3,4,5,6,7,8,9},KU6025&1234567890)),LEN(KU6025)*10-SUM(LEN(SUBSTITUTE(KU6025,{0,1,2,3,4,5,6,7,8,9},))))),\"※error\",1*MID(KU6025,MIN(FIND({0,1,2,3,4,5,6,7,8,9},KU6025&1234567890)),LEN(KU6025)*10-SUM(LEN(SUBSTITUTE(KU6025,{0,1,2,3,4,5,6,7,8,9},))))&\"号室\"))","v":""},{"$f":"IF(ISBLANK(KV100),\"\",IF(ISERROR(1*MID(KV6025,MIN(FIND({0,1,2,3,4,5,6,7,8,9},KV6025&1234567890)),LEN(KV6025)*10-SUM(LEN(SUBSTITUTE(KV6025,{0,1,2,3,4,5,6,7,8,9},))))),\"※error\",1*MID(KV6025,MIN(FIND({0,1,2,3,4,5,6,7,8,9},KV6025&1234567890)),LEN(KV6025)*10-SUM(LEN(SUBSTITUTE(KV6025,{0,1,2,3,4,5,6,7,8,9},))))&\"号室\"))","v":""},{"$f":"IF(ISBLANK(KW100),\"\",IF(ISERROR(1*MID(KW6025,MIN(FIND({0,1,2,3,4,5,6,7,8,9},KW6025&1234567890)),LEN(KW6025)*10-SUM(LEN(SUBSTITUTE(KW6025,{0,1,2,3,4,5,6,7,8,9},))))),\"※error\",1*MID(KW6025,MIN(FIND({0,1,2,3,4,5,6,7,8,9},KW6025&1234567890)),LEN(KW6025)*10-SUM(LEN(SUBSTITUTE(KW6025,{0,1,2,3,4,5,6,7,8,9},))))&\"号室\"))","v":""},{"$f":"IF(ISBLANK(KX100),\"\",IF(ISERROR(1*MID(KX6025,MIN(FIND({0,1,2,3,4,5,6,7,8,9},KX6025&1234567890)),LEN(KX6025)*10-SUM(LEN(SUBSTITUTE(KX6025,{0,1,2,3,4,5,6,7,8,9},))))),\"※error\",1*MID(KX6025,MIN(FIND({0,1,2,3,4,5,6,7,8,9},KX6025&1234567890)),LEN(KX6025)*10-SUM(LEN(SUBSTITUTE(KX6025,{0,1,2,3,4,5,6,7,8,9},))))&\"号室\"))","v":""},{"$f":"IF(ISBLANK(KY100),\"\",IF(ISERROR(1*MID(KY6025,MIN(FIND({0,1,2,3,4,5,6,7,8,9},KY6025&1234567890)),LEN(KY6025)*10-SUM(LEN(SUBSTITUTE(KY6025,{0,1,2,3,4,5,6,7,8,9},))))),\"※error\",1*MID(KY6025,MIN(FIND({0,1,2,3,4,5,6,7,8,9},KY6025&1234567890)),LEN(KY6025)*10-SUM(LEN(SUBSTITUTE(KY6025,{0,1,2,3,4,5,6,7,8,9},))))&\"号室\"))","v":""},{"$f":"IF(ISBLANK(KZ100),\"\",IF(ISERROR(1*MID(KZ6025,MIN(FIND({0,1,2,3,4,5,6,7,8,9},KZ6025&1234567890)),LEN(KZ6025)*10-SUM(LEN(SUBSTITUTE(KZ6025,{0,1,2,3,4,5,6,7,8,9},))))),\"※error\",1*MID(KZ6025,MIN(FIND({0,1,2,3,4,5,6,7,8,9},KZ6025&1234567890)),LEN(KZ6025)*10-SUM(LEN(SUBSTITUTE(KZ6025,{0,1,2,3,4,5,6,7,8,9},))))&\"号室\"))","v":""},{"$f":"IF(ISBLANK(LA100),\"\",IF(ISERROR(1*MID(LA6025,MIN(FIND({0,1,2,3,4,5,6,7,8,9},LA6025&1234567890)),LEN(LA6025)*10-SUM(LEN(SUBSTITUTE(LA6025,{0,1,2,3,4,5,6,7,8,9},))))),\"※error\",1*MID(LA6025,MIN(FIND({0,1,2,3,4,5,6,7,8,9},LA6025&1234567890)),LEN(LA6025)*10-SUM(LEN(SUBSTITUTE(LA6025,{0,1,2,3,4,5,6,7,8,9},))))&\"号室\"))","v":""},{"$f":"IF(ISBLANK(LB100),\"\",IF(ISERROR(1*MID(LB6025,MIN(FIND({0,1,2,3,4,5,6,7,8,9},LB6025&1234567890)),LEN(LB6025)*10-SUM(LEN(SUBSTITUTE(LB6025,{0,1,2,3,4,5,6,7,8,9},))))),\"※error\",1*MID(LB6025,MIN(FIND({0,1,2,3,4,5,6,7,8,9},LB6025&1234567890)),LEN(LB6025)*10-SUM(LEN(SUBSTITUTE(LB6025,{0,1,2,3,4,5,6,7,8,9},))))&\"号室\"))","v":""},{"$f":"IF(ISBLANK(LC100),\"\",IF(ISERROR(1*MID(LC6025,MIN(FIND({0,1,2,3,4,5,6,7,8,9},LC6025&1234567890)),LEN(LC6025)*10-SUM(LEN(SUBSTITUTE(LC6025,{0,1,2,3,4,5,6,7,8,9},))))),\"※error\",1*MID(LC6025,MIN(FIND({0,1,2,3,4,5,6,7,8,9},LC6025&1234567890)),LEN(LC6025)*10-SUM(LEN(SUBSTITUTE(LC6025,{0,1,2,3,4,5,6,7,8,9},))))&\"号室\"))","v":""},{"$f":"IF(ISBLANK(LD100),\"\",IF(ISERROR(1*MID(LD6025,MIN(FIND({0,1,2,3,4,5,6,7,8,9},LD6025&1234567890)),LEN(LD6025)*10-SUM(LEN(SUBSTITUTE(LD6025,{0,1,2,3,4,5,6,7,8,9},))))),\"※error\",1*MID(LD6025,MIN(FIND({0,1,2,3,4,5,6,7,8,9},LD6025&1234567890)),LEN(LD6025)*10-SUM(LEN(SUBSTITUTE(LD6025,{0,1,2,3,4,5,6,7,8,9},))))&\"号室\"))","v":""},{"$f":"IF(ISBLANK(LE100),\"\",IF(ISERROR(1*MID(LE6025,MIN(FIND({0,1,2,3,4,5,6,7,8,9},LE6025&1234567890)),LEN(LE6025)*10-SUM(LEN(SUBSTITUTE(LE6025,{0,1,2,3,4,5,6,7,8,9},))))),\"※error\",1*MID(LE6025,MIN(FIND({0,1,2,3,4,5,6,7,8,9},LE6025&1234567890)),LEN(LE6025)*10-SUM(LEN(SUBSTITUTE(LE6025,{0,1,2,3,4,5,6,7,8,9},))))&\"号室\"))","v":""},{"$f":"IF(ISBLANK(LF100),\"\",IF(ISERROR(1*MID(LF6025,MIN(FIND({0,1,2,3,4,5,6,7,8,9},LF6025&1234567890)),LEN(LF6025)*10-SUM(LEN(SUBSTITUTE(LF6025,{0,1,2,3,4,5,6,7,8,9},))))),\"※error\",1*MID(LF6025,MIN(FIND({0,1,2,3,4,5,6,7,8,9},LF6025&1234567890)),LEN(LF6025)*10-SUM(LEN(SUBSTITUTE(LF6025,{0,1,2,3,4,5,6,7,8,9},))))&\"号室\"))","v":""},{"$f":"IF(ISBLANK(LG100),\"\",IF(ISERROR(1*MID(LG6025,MIN(FIND({0,1,2,3,4,5,6,7,8,9},LG6025&1234567890)),LEN(LG6025)*10-SUM(LEN(SUBSTITUTE(LG6025,{0,1,2,3,4,5,6,7,8,9},))))),\"※error\",1*MID(LG6025,MIN(FIND({0,1,2,3,4,5,6,7,8,9},LG6025&1234567890)),LEN(LG6025)*10-SUM(LEN(SUBSTITUTE(LG6025,{0,1,2,3,4,5,6,7,8,9},))))&\"号室\"))","v":""},{"$f":"IF(ISBLANK(LH100),\"\",IF(ISERROR(1*MID(LH6025,MIN(FIND({0,1,2,3,4,5,6,7,8,9},LH6025&1234567890)),LEN(LH6025)*10-SUM(LEN(SUBSTITUTE(LH6025,{0,1,2,3,4,5,6,7,8,9},))))),\"※error\",1*MID(LH6025,MIN(FIND({0,1,2,3,4,5,6,7,8,9},LH6025&1234567890)),LEN(LH6025)*10-SUM(LEN(SUBSTITUTE(LH6025,{0,1,2,3,4,5,6,7,8,9},))))&\"号室\"))","v":""},{"$f":"IF(ISBLANK(LI100),\"\",IF(ISERROR(1*MID(LI6025,MIN(FIND({0,1,2,3,4,5,6,7,8,9},LI6025&1234567890)),LEN(LI6025)*10-SUM(LEN(SUBSTITUTE(LI6025,{0,1,2,3,4,5,6,7,8,9},))))),\"※error\",1*MID(LI6025,MIN(FIND({0,1,2,3,4,5,6,7,8,9},LI6025&1234567890)),LEN(LI6025)*10-SUM(LEN(SUBSTITUTE(LI6025,{0,1,2,3,4,5,6,7,8,9},))))&\"号室\"))","v":""},{"$f":"IF(ISBLANK(LJ100),\"\",IF(ISERROR(1*MID(LJ6025,MIN(FIND({0,1,2,3,4,5,6,7,8,9},LJ6025&1234567890)),LEN(LJ6025)*10-SUM(LEN(SUBSTITUTE(LJ6025,{0,1,2,3,4,5,6,7,8,9},))))),\"※error\",1*MID(LJ6025,MIN(FIND({0,1,2,3,4,5,6,7,8,9},LJ6025&1234567890)),LEN(LJ6025)*10-SUM(LEN(SUBSTITUTE(LJ6025,{0,1,2,3,4,5,6,7,8,9},))))&\"号室\"))","v":""},{"$f":"IF(ISBLANK(LK100),\"\",IF(ISERROR(1*MID(LK6025,MIN(FIND({0,1,2,3,4,5,6,7,8,9},LK6025&1234567890)),LEN(LK6025)*10-SUM(LEN(SUBSTITUTE(LK6025,{0,1,2,3,4,5,6,7,8,9},))))),\"※error\",1*MID(LK6025,MIN(FIND({0,1,2,3,4,5,6,7,8,9},LK6025&1234567890)),LEN(LK6025)*10-SUM(LEN(SUBSTITUTE(LK6025,{0,1,2,3,4,5,6,7,8,9},))))&\"号室\"))","v":""},{"$f":"IF(ISBLANK(LL100),\"\",IF(ISERROR(1*MID(LL6025,MIN(FIND({0,1,2,3,4,5,6,7,8,9},LL6025&1234567890)),LEN(LL6025)*10-SUM(LEN(SUBSTITUTE(LL6025,{0,1,2,3,4,5,6,7,8,9},))))),\"※error\",1*MID(LL6025,MIN(FIND({0,1,2,3,4,5,6,7,8,9},LL6025&1234567890)),LEN(LL6025)*10-SUM(LEN(SUBSTITUTE(LL6025,{0,1,2,3,4,5,6,7,8,9},))))&\"号室\"))","v":""},{"$f":"IF(ISBLANK(LM100),\"\",IF(ISERROR(1*MID(LM6025,MIN(FIND({0,1,2,3,4,5,6,7,8,9},LM6025&1234567890)),LEN(LM6025)*10-SUM(LEN(SUBSTITUTE(LM6025,{0,1,2,3,4,5,6,7,8,9},))))),\"※error\",1*MID(LM6025,MIN(FIND({0,1,2,3,4,5,6,7,8,9},LM6025&1234567890)),LEN(LM6025)*10-SUM(LEN(SUBSTITUTE(LM6025,{0,1,2,3,4,5,6,7,8,9},))))&\"号室\"))","v":""},{"$f":"IF(ISBLANK(LN100),\"\",IF(ISERROR(1*MID(LN6025,MIN(FIND({0,1,2,3,4,5,6,7,8,9},LN6025&1234567890)),LEN(LN6025)*10-SUM(LEN(SUBSTITUTE(LN6025,{0,1,2,3,4,5,6,7,8,9},))))),\"※error\",1*MID(LN6025,MIN(FIND({0,1,2,3,4,5,6,7,8,9},LN6025&1234567890)),LEN(LN6025)*10-SUM(LEN(SUBSTITUTE(LN6025,{0,1,2,3,4,5,6,7,8,9},))))&\"号室\"))","v":""},{"$f":"IF(ISBLANK(LO100),\"\",IF(ISERROR(1*MID(LO6025,MIN(FIND({0,1,2,3,4,5,6,7,8,9},LO6025&1234567890)),LEN(LO6025)*10-SUM(LEN(SUBSTITUTE(LO6025,{0,1,2,3,4,5,6,7,8,9},))))),\"※error\",1*MID(LO6025,MIN(FIND({0,1,2,3,4,5,6,7,8,9},LO6025&1234567890)),LEN(LO6025)*10-SUM(LEN(SUBSTITUTE(LO6025,{0,1,2,3,4,5,6,7,8,9},))))&\"号室\"))","v":""},{"$f":"IF(ISBLANK(LP100),\"\",IF(ISERROR(1*MID(LP6025,MIN(FIND({0,1,2,3,4,5,6,7,8,9},LP6025&1234567890)),LEN(LP6025)*10-SUM(LEN(SUBSTITUTE(LP6025,{0,1,2,3,4,5,6,7,8,9},))))),\"※error\",1*MID(LP6025,MIN(FIND({0,1,2,3,4,5,6,7,8,9},LP6025&1234567890)),LEN(LP6025)*10-SUM(LEN(SUBSTITUTE(LP6025,{0,1,2,3,4,5,6,7,8,9},))))&\"号室\"))","v":""},{"$f":"IF(ISBLANK(LQ100),\"\",IF(ISERROR(1*MID(LQ6025,MIN(FIND({0,1,2,3,4,5,6,7,8,9},LQ6025&1234567890)),LEN(LQ6025)*10-SUM(LEN(SUBSTITUTE(LQ6025,{0,1,2,3,4,5,6,7,8,9},))))),\"※error\",1*MID(LQ6025,MIN(FIND({0,1,2,3,4,5,6,7,8,9},LQ6025&1234567890)),LEN(LQ6025)*10-SUM(LEN(SUBSTITUTE(LQ6025,{0,1,2,3,4,5,6,7,8,9},))))&\"号室\"))","v":""},{"$f":"IF(ISBLANK(LR100),\"\",IF(ISERROR(1*MID(LR6025,MIN(FIND({0,1,2,3,4,5,6,7,8,9},LR6025&1234567890)),LEN(LR6025)*10-SUM(LEN(SUBSTITUTE(LR6025,{0,1,2,3,4,5,6,7,8,9},))))),\"※error\",1*MID(LR6025,MIN(FIND({0,1,2,3,4,5,6,7,8,9},LR6025&1234567890)),LEN(LR6025)*10-SUM(LEN(SUBSTITUTE(LR6025,{0,1,2,3,4,5,6,7,8,9},))))&\"号室\"))","v":""},{"$f":"IF(ISBLANK(LS100),\"\",IF(ISERROR(1*MID(LS6025,MIN(FIND({0,1,2,3,4,5,6,7,8,9},LS6025&1234567890)),LEN(LS6025)*10-SUM(LEN(SUBSTITUTE(LS6025,{0,1,2,3,4,5,6,7,8,9},))))),\"※error\",1*MID(LS6025,MIN(FIND({0,1,2,3,4,5,6,7,8,9},LS6025&1234567890)),LEN(LS6025)*10-SUM(LEN(SUBSTITUTE(LS6025,{0,1,2,3,4,5,6,7,8,9},))))&\"号室\"))","v":""},{"$f":"IF(ISBLANK(LT100),\"\",IF(ISERROR(1*MID(LT6025,MIN(FIND({0,1,2,3,4,5,6,7,8,9},LT6025&1234567890)),LEN(LT6025)*10-SUM(LEN(SUBSTITUTE(LT6025,{0,1,2,3,4,5,6,7,8,9},))))),\"※error\",1*MID(LT6025,MIN(FIND({0,1,2,3,4,5,6,7,8,9},LT6025&1234567890)),LEN(LT6025)*10-SUM(LEN(SUBSTITUTE(LT6025,{0,1,2,3,4,5,6,7,8,9},))))&\"号室\"))","v":""},{"$f":"IF(ISBLANK(LU100),\"\",IF(ISERROR(1*MID(LU6025,MIN(FIND({0,1,2,3,4,5,6,7,8,9},LU6025&1234567890)),LEN(LU6025)*10-SUM(LEN(SUBSTITUTE(LU6025,{0,1,2,3,4,5,6,7,8,9},))))),\"※error\",1*MID(LU6025,MIN(FIND({0,1,2,3,4,5,6,7,8,9},LU6025&1234567890)),LEN(LU6025)*10-SUM(LEN(SUBSTITUTE(LU6025,{0,1,2,3,4,5,6,7,8,9},))))&\"号室\"))","v":""},{"$f":"IF(ISBLANK(LV100),\"\",IF(ISERROR(1*MID(LV6025,MIN(FIND({0,1,2,3,4,5,6,7,8,9},LV6025&1234567890)),LEN(LV6025)*10-SUM(LEN(SUBSTITUTE(LV6025,{0,1,2,3,4,5,6,7,8,9},))))),\"※error\",1*MID(LV6025,MIN(FIND({0,1,2,3,4,5,6,7,8,9},LV6025&1234567890)),LEN(LV6025)*10-SUM(LEN(SUBSTITUTE(LV6025,{0,1,2,3,4,5,6,7,8,9},))))&\"号室\"))","v":""},{"$f":"IF(ISBLANK(LW100),\"\",IF(ISERROR(1*MID(LW6025,MIN(FIND({0,1,2,3,4,5,6,7,8,9},LW6025&1234567890)),LEN(LW6025)*10-SUM(LEN(SUBSTITUTE(LW6025,{0,1,2,3,4,5,6,7,8,9},))))),\"※error\",1*MID(LW6025,MIN(FIND({0,1,2,3,4,5,6,7,8,9},LW6025&1234567890)),LEN(LW6025)*10-SUM(LEN(SUBSTITUTE(LW6025,{0,1,2,3,4,5,6,7,8,9},))))&\"号室\"))","v":""},{"$f":"IF(ISBLANK(LX100),\"\",IF(ISERROR(1*MID(LX6025,MIN(FIND({0,1,2,3,4,5,6,7,8,9},LX6025&1234567890)),LEN(LX6025)*10-SUM(LEN(SUBSTITUTE(LX6025,{0,1,2,3,4,5,6,7,8,9},))))),\"※error\",1*MID(LX6025,MIN(FIND({0,1,2,3,4,5,6,7,8,9},LX6025&1234567890)),LEN(LX6025)*10-SUM(LEN(SUBSTITUTE(LX6025,{0,1,2,3,4,5,6,7,8,9},))))&\"号室\"))","v":""},{"$f":"IF(ISBLANK(LY100),\"\",IF(ISERROR(1*MID(LY6025,MIN(FIND({0,1,2,3,4,5,6,7,8,9},LY6025&1234567890)),LEN(LY6025)*10-SUM(LEN(SUBSTITUTE(LY6025,{0,1,2,3,4,5,6,7,8,9},))))),\"※error\",1*MID(LY6025,MIN(FIND({0,1,2,3,4,5,6,7,8,9},LY6025&1234567890)),LEN(LY6025)*10-SUM(LEN(SUBSTITUTE(LY6025,{0,1,2,3,4,5,6,7,8,9},))))&\"号室\"))","v":""},{"$f":"IF(ISBLANK(LZ100),\"\",IF(ISERROR(1*MID(LZ6025,MIN(FIND({0,1,2,3,4,5,6,7,8,9},LZ6025&1234567890)),LEN(LZ6025)*10-SUM(LEN(SUBSTITUTE(LZ6025,{0,1,2,3,4,5,6,7,8,9},))))),\"※error\",1*MID(LZ6025,MIN(FIND({0,1,2,3,4,5,6,7,8,9},LZ6025&1234567890)),LEN(LZ6025)*10-SUM(LEN(SUBSTITUTE(LZ6025,{0,1,2,3,4,5,6,7,8,9},))))&\"号室\"))","v":""},{"$f":"IF(ISBLANK(MA100),\"\",IF(ISERROR(1*MID(MA6025,MIN(FIND({0,1,2,3,4,5,6,7,8,9},MA6025&1234567890)),LEN(MA6025)*10-SUM(LEN(SUBSTITUTE(MA6025,{0,1,2,3,4,5,6,7,8,9},))))),\"※error\",1*MID(MA6025,MIN(FIND({0,1,2,3,4,5,6,7,8,9},MA6025&1234567890)),LEN(MA6025)*10-SUM(LEN(SUBSTITUTE(MA6025,{0,1,2,3,4,5,6,7,8,9},))))&\"号室\"))","v":""},{"$f":"IF(ISBLANK(MB100),\"\",IF(ISERROR(1*MID(MB6025,MIN(FIND({0,1,2,3,4,5,6,7,8,9},MB6025&1234567890)),LEN(MB6025)*10-SUM(LEN(SUBSTITUTE(MB6025,{0,1,2,3,4,5,6,7,8,9},))))),\"※error\",1*MID(MB6025,MIN(FIND({0,1,2,3,4,5,6,7,8,9},MB6025&1234567890)),LEN(MB6025)*10-SUM(LEN(SUBSTITUTE(MB6025,{0,1,2,3,4,5,6,7,8,9},))))&\"号室\"))","v":""},{"$f":"IF(ISBLANK(MC100),\"\",IF(ISERROR(1*MID(MC6025,MIN(FIND({0,1,2,3,4,5,6,7,8,9},MC6025&1234567890)),LEN(MC6025)*10-SUM(LEN(SUBSTITUTE(MC6025,{0,1,2,3,4,5,6,7,8,9},))))),\"※error\",1*MID(MC6025,MIN(FIND({0,1,2,3,4,5,6,7,8,9},MC6025&1234567890)),LEN(MC6025)*10-SUM(LEN(SUBSTITUTE(MC6025,{0,1,2,3,4,5,6,7,8,9},))))&\"号室\"))","v":""},{"$f":"IF(ISBLANK(MD100),\"\",IF(ISERROR(1*MID(MD6025,MIN(FIND({0,1,2,3,4,5,6,7,8,9},MD6025&1234567890)),LEN(MD6025)*10-SUM(LEN(SUBSTITUTE(MD6025,{0,1,2,3,4,5,6,7,8,9},))))),\"※error\",1*MID(MD6025,MIN(FIND({0,1,2,3,4,5,6,7,8,9},MD6025&1234567890)),LEN(MD6025)*10-SUM(LEN(SUBSTITUTE(MD6025,{0,1,2,3,4,5,6,7,8,9},))))&\"号室\"))","v":""},{"$f":"IF(ISBLANK(ME100),\"\",IF(ISERROR(1*MID(ME6025,MIN(FIND({0,1,2,3,4,5,6,7,8,9},ME6025&1234567890)),LEN(ME6025)*10-SUM(LEN(SUBSTITUTE(ME6025,{0,1,2,3,4,5,6,7,8,9},))))),\"※error\",1*MID(ME6025,MIN(FIND({0,1,2,3,4,5,6,7,8,9},ME6025&1234567890)),LEN(ME6025)*10-SUM(LEN(SUBSTITUTE(ME6025,{0,1,2,3,4,5,6,7,8,9},))))&\"号室\"))","v":""},{"$f":"IF(ISBLANK(MF100),\"\",IF(ISERROR(1*MID(MF6025,MIN(FIND({0,1,2,3,4,5,6,7,8,9},MF6025&1234567890)),LEN(MF6025)*10-SUM(LEN(SUBSTITUTE(MF6025,{0,1,2,3,4,5,6,7,8,9},))))),\"※error\",1*MID(MF6025,MIN(FIND({0,1,2,3,4,5,6,7,8,9},MF6025&1234567890)),LEN(MF6025)*10-SUM(LEN(SUBSTITUTE(MF6025,{0,1,2,3,4,5,6,7,8,9},))))&\"号室\"))","v":""},{"$f":"IF(ISBLANK(MG100),\"\",IF(ISERROR(1*MID(MG6025,MIN(FIND({0,1,2,3,4,5,6,7,8,9},MG6025&1234567890)),LEN(MG6025)*10-SUM(LEN(SUBSTITUTE(MG6025,{0,1,2,3,4,5,6,7,8,9},))))),\"※error\",1*MID(MG6025,MIN(FIND({0,1,2,3,4,5,6,7,8,9},MG6025&1234567890)),LEN(MG6025)*10-SUM(LEN(SUBSTITUTE(MG6025,{0,1,2,3,4,5,6,7,8,9},))))&\"号室\"))","v":""},{"$f":"IF(ISBLANK(MH100),\"\",IF(ISERROR(1*MID(MH6025,MIN(FIND({0,1,2,3,4,5,6,7,8,9},MH6025&1234567890)),LEN(MH6025)*10-SUM(LEN(SUBSTITUTE(MH6025,{0,1,2,3,4,5,6,7,8,9},))))),\"※error\",1*MID(MH6025,MIN(FIND({0,1,2,3,4,5,6,7,8,9},MH6025&1234567890)),LEN(MH6025)*10-SUM(LEN(SUBSTITUTE(MH6025,{0,1,2,3,4,5,6,7,8,9},))))&\"号室\"))","v":""},{"$f":"IF(ISBLANK(MI100),\"\",IF(ISERROR(1*MID(MI6025,MIN(FIND({0,1,2,3,4,5,6,7,8,9},MI6025&1234567890)),LEN(MI6025)*10-SUM(LEN(SUBSTITUTE(MI6025,{0,1,2,3,4,5,6,7,8,9},))))),\"※error\",1*MID(MI6025,MIN(FIND({0,1,2,3,4,5,6,7,8,9},MI6025&1234567890)),LEN(MI6025)*10-SUM(LEN(SUBSTITUTE(MI6025,{0,1,2,3,4,5,6,7,8,9},))))&\"号室\"))","v":""},{"$f":"IF(ISBLANK(MJ100),\"\",IF(ISERROR(1*MID(MJ6025,MIN(FIND({0,1,2,3,4,5,6,7,8,9},MJ6025&1234567890)),LEN(MJ6025)*10-SUM(LEN(SUBSTITUTE(MJ6025,{0,1,2,3,4,5,6,7,8,9},))))),\"※error\",1*MID(MJ6025,MIN(FIND({0,1,2,3,4,5,6,7,8,9},MJ6025&1234567890)),LEN(MJ6025)*10-SUM(LEN(SUBSTITUTE(MJ6025,{0,1,2,3,4,5,6,7,8,9},))))&\"号室\"))","v":""},{"$f":"IF(ISBLANK(MK100),\"\",IF(ISERROR(1*MID(MK6025,MIN(FIND({0,1,2,3,4,5,6,7,8,9},MK6025&1234567890)),LEN(MK6025)*10-SUM(LEN(SUBSTITUTE(MK6025,{0,1,2,3,4,5,6,7,8,9},))))),\"※error\",1*MID(MK6025,MIN(FIND({0,1,2,3,4,5,6,7,8,9},MK6025&1234567890)),LEN(MK6025)*10-SUM(LEN(SUBSTITUTE(MK6025,{0,1,2,3,4,5,6,7,8,9},))))&\"号室\"))","v":""},{"$f":"IF(ISBLANK(ML100),\"\",IF(ISERROR(1*MID(ML6025,MIN(FIND({0,1,2,3,4,5,6,7,8,9},ML6025&1234567890)),LEN(ML6025)*10-SUM(LEN(SUBSTITUTE(ML6025,{0,1,2,3,4,5,6,7,8,9},))))),\"※error\",1*MID(ML6025,MIN(FIND({0,1,2,3,4,5,6,7,8,9},ML6025&1234567890)),LEN(ML6025)*10-SUM(LEN(SUBSTITUTE(ML6025,{0,1,2,3,4,5,6,7,8,9},))))&\"号室\"))","v":""},{"$f":"IF(ISBLANK(MM100),\"\",IF(ISERROR(1*MID(MM6025,MIN(FIND({0,1,2,3,4,5,6,7,8,9},MM6025&1234567890)),LEN(MM6025)*10-SUM(LEN(SUBSTITUTE(MM6025,{0,1,2,3,4,5,6,7,8,9},))))),\"※error\",1*MID(MM6025,MIN(FIND({0,1,2,3,4,5,6,7,8,9},MM6025&1234567890)),LEN(MM6025)*10-SUM(LEN(SUBSTITUTE(MM6025,{0,1,2,3,4,5,6,7,8,9},))))&\"号室\"))","v":""},{"$f":"IF(ISBLANK(MN100),\"\",IF(ISERROR(1*MID(MN6025,MIN(FIND({0,1,2,3,4,5,6,7,8,9},MN6025&1234567890)),LEN(MN6025)*10-SUM(LEN(SUBSTITUTE(MN6025,{0,1,2,3,4,5,6,7,8,9},))))),\"※error\",1*MID(MN6025,MIN(FIND({0,1,2,3,4,5,6,7,8,9},MN6025&1234567890)),LEN(MN6025)*10-SUM(LEN(SUBSTITUTE(MN6025,{0,1,2,3,4,5,6,7,8,9},))))&\"号室\"))","v":""},{"$f":"IF(ISBLANK(MO100),\"\",IF(ISERROR(1*MID(MO6025,MIN(FIND({0,1,2,3,4,5,6,7,8,9},MO6025&1234567890)),LEN(MO6025)*10-SUM(LEN(SUBSTITUTE(MO6025,{0,1,2,3,4,5,6,7,8,9},))))),\"※error\",1*MID(MO6025,MIN(FIND({0,1,2,3,4,5,6,7,8,9},MO6025&1234567890)),LEN(MO6025)*10-SUM(LEN(SUBSTITUTE(MO6025,{0,1,2,3,4,5,6,7,8,9},))))&\"号室\"))","v":""},{"$f":"IF(ISBLANK(MP100),\"\",IF(ISERROR(1*MID(MP6025,MIN(FIND({0,1,2,3,4,5,6,7,8,9},MP6025&1234567890)),LEN(MP6025)*10-SUM(LEN(SUBSTITUTE(MP6025,{0,1,2,3,4,5,6,7,8,9},))))),\"※error\",1*MID(MP6025,MIN(FIND({0,1,2,3,4,5,6,7,8,9},MP6025&1234567890)),LEN(MP6025)*10-SUM(LEN(SUBSTITUTE(MP6025,{0,1,2,3,4,5,6,7,8,9},))))&\"号室\"))","v":""},{"$f":"IF(ISBLANK(MQ100),\"\",IF(ISERROR(1*MID(MQ6025,MIN(FIND({0,1,2,3,4,5,6,7,8,9},MQ6025&1234567890)),LEN(MQ6025)*10-SUM(LEN(SUBSTITUTE(MQ6025,{0,1,2,3,4,5,6,7,8,9},))))),\"※error\",1*MID(MQ6025,MIN(FIND({0,1,2,3,4,5,6,7,8,9},MQ6025&1234567890)),LEN(MQ6025)*10-SUM(LEN(SUBSTITUTE(MQ6025,{0,1,2,3,4,5,6,7,8,9},))))&\"号室\"))","v":""},{"$f":"IF(ISBLANK(MR100),\"\",IF(ISERROR(1*MID(MR6025,MIN(FIND({0,1,2,3,4,5,6,7,8,9},MR6025&1234567890)),LEN(MR6025)*10-SUM(LEN(SUBSTITUTE(MR6025,{0,1,2,3,4,5,6,7,8,9},))))),\"※error\",1*MID(MR6025,MIN(FIND({0,1,2,3,4,5,6,7,8,9},MR6025&1234567890)),LEN(MR6025)*10-SUM(LEN(SUBSTITUTE(MR6025,{0,1,2,3,4,5,6,7,8,9},))))&\"号室\"))","v":""},{"$f":"IF(ISBLANK(MS100),\"\",IF(ISERROR(1*MID(MS6025,MIN(FIND({0,1,2,3,4,5,6,7,8,9},MS6025&1234567890)),LEN(MS6025)*10-SUM(LEN(SUBSTITUTE(MS6025,{0,1,2,3,4,5,6,7,8,9},))))),\"※error\",1*MID(MS6025,MIN(FIND({0,1,2,3,4,5,6,7,8,9},MS6025&1234567890)),LEN(MS6025)*10-SUM(LEN(SUBSTITUTE(MS6025,{0,1,2,3,4,5,6,7,8,9},))))&\"号室\"))","v":""},{"$f":"IF(ISBLANK(MT100),\"\",IF(ISERROR(1*MID(MT6025,MIN(FIND({0,1,2,3,4,5,6,7,8,9},MT6025&1234567890)),LEN(MT6025)*10-SUM(LEN(SUBSTITUTE(MT6025,{0,1,2,3,4,5,6,7,8,9},))))),\"※error\",1*MID(MT6025,MIN(FIND({0,1,2,3,4,5,6,7,8,9},MT6025&1234567890)),LEN(MT6025)*10-SUM(LEN(SUBSTITUTE(MT6025,{0,1,2,3,4,5,6,7,8,9},))))&\"号室\"))","v":""},{"$f":"IF(ISBLANK(MU100),\"\",IF(ISERROR(1*MID(MU6025,MIN(FIND({0,1,2,3,4,5,6,7,8,9},MU6025&1234567890)),LEN(MU6025)*10-SUM(LEN(SUBSTITUTE(MU6025,{0,1,2,3,4,5,6,7,8,9},))))),\"※error\",1*MID(MU6025,MIN(FIND({0,1,2,3,4,5,6,7,8,9},MU6025&1234567890)),LEN(MU6025)*10-SUM(LEN(SUBSTITUTE(MU6025,{0,1,2,3,4,5,6,7,8,9},))))&\"号室\"))","v":""},{"$f":"IF(ISBLANK(MV100),\"\",IF(ISERROR(1*MID(MV6025,MIN(FIND({0,1,2,3,4,5,6,7,8,9},MV6025&1234567890)),LEN(MV6025)*10-SUM(LEN(SUBSTITUTE(MV6025,{0,1,2,3,4,5,6,7,8,9},))))),\"※error\",1*MID(MV6025,MIN(FIND({0,1,2,3,4,5,6,7,8,9},MV6025&1234567890)),LEN(MV6025)*10-SUM(LEN(SUBSTITUTE(MV6025,{0,1,2,3,4,5,6,7,8,9},))))&\"号室\"))","v":""},{"$f":"IF(ISBLANK(MW100),\"\",IF(ISERROR(1*MID(MW6025,MIN(FIND({0,1,2,3,4,5,6,7,8,9},MW6025&1234567890)),LEN(MW6025)*10-SUM(LEN(SUBSTITUTE(MW6025,{0,1,2,3,4,5,6,7,8,9},))))),\"※error\",1*MID(MW6025,MIN(FIND({0,1,2,3,4,5,6,7,8,9},MW6025&1234567890)),LEN(MW6025)*10-SUM(LEN(SUBSTITUTE(MW6025,{0,1,2,3,4,5,6,7,8,9},))))&\"号室\"))","v":""},{"$f":"IF(ISBLANK(MX100),\"\",IF(ISERROR(1*MID(MX6025,MIN(FIND({0,1,2,3,4,5,6,7,8,9},MX6025&1234567890)),LEN(MX6025)*10-SUM(LEN(SUBSTITUTE(MX6025,{0,1,2,3,4,5,6,7,8,9},))))),\"※error\",1*MID(MX6025,MIN(FIND({0,1,2,3,4,5,6,7,8,9},MX6025&1234567890)),LEN(MX6025)*10-SUM(LEN(SUBSTITUTE(MX6025,{0,1,2,3,4,5,6,7,8,9},))))&\"号室\"))","v":""},{"$f":"IF(ISBLANK(MY100),\"\",IF(ISERROR(1*MID(MY6025,MIN(FIND({0,1,2,3,4,5,6,7,8,9},MY6025&1234567890)),LEN(MY6025)*10-SUM(LEN(SUBSTITUTE(MY6025,{0,1,2,3,4,5,6,7,8,9},))))),\"※error\",1*MID(MY6025,MIN(FIND({0,1,2,3,4,5,6,7,8,9},MY6025&1234567890)),LEN(MY6025)*10-SUM(LEN(SUBSTITUTE(MY6025,{0,1,2,3,4,5,6,7,8,9},))))&\"号室\"))","v":""},{"$f":"IF(ISBLANK(MZ100),\"\",IF(ISERROR(1*MID(MZ6025,MIN(FIND({0,1,2,3,4,5,6,7,8,9},MZ6025&1234567890)),LEN(MZ6025)*10-SUM(LEN(SUBSTITUTE(MZ6025,{0,1,2,3,4,5,6,7,8,9},))))),\"※error\",1*MID(MZ6025,MIN(FIND({0,1,2,3,4,5,6,7,8,9},MZ6025&1234567890)),LEN(MZ6025)*10-SUM(LEN(SUBSTITUTE(MZ6025,{0,1,2,3,4,5,6,7,8,9},))))&\"号室\"))","v":""},{"$f":"IF(ISBLANK(NA100),\"\",IF(ISERROR(1*MID(NA6025,MIN(FIND({0,1,2,3,4,5,6,7,8,9},NA6025&1234567890)),LEN(NA6025)*10-SUM(LEN(SUBSTITUTE(NA6025,{0,1,2,3,4,5,6,7,8,9},))))),\"※error\",1*MID(NA6025,MIN(FIND({0,1,2,3,4,5,6,7,8,9},NA6025&1234567890)),LEN(NA6025)*10-SUM(LEN(SUBSTITUTE(NA6025,{0,1,2,3,4,5,6,7,8,9},))))&\"号室\"))","v":""},{"$f":"IF(ISBLANK(NB100),\"\",IF(ISERROR(1*MID(NB6025,MIN(FIND({0,1,2,3,4,5,6,7,8,9},NB6025&1234567890)),LEN(NB6025)*10-SUM(LEN(SUBSTITUTE(NB6025,{0,1,2,3,4,5,6,7,8,9},))))),\"※error\",1*MID(NB6025,MIN(FIND({0,1,2,3,4,5,6,7,8,9},NB6025&1234567890)),LEN(NB6025)*10-SUM(LEN(SUBSTITUTE(NB6025,{0,1,2,3,4,5,6,7,8,9},))))&\"号室\"))","v":""},{"$f":"IF(ISBLANK(NC100),\"\",IF(ISERROR(1*MID(NC6025,MIN(FIND({0,1,2,3,4,5,6,7,8,9},NC6025&1234567890)),LEN(NC6025)*10-SUM(LEN(SUBSTITUTE(NC6025,{0,1,2,3,4,5,6,7,8,9},))))),\"※error\",1*MID(NC6025,MIN(FIND({0,1,2,3,4,5,6,7,8,9},NC6025&1234567890)),LEN(NC6025)*10-SUM(LEN(SUBSTITUTE(NC6025,{0,1,2,3,4,5,6,7,8,9},))))&\"号室\"))","v":""},{"$f":"IF(ISBLANK(ND100),\"\",IF(ISERROR(1*MID(ND6025,MIN(FIND({0,1,2,3,4,5,6,7,8,9},ND6025&1234567890)),LEN(ND6025)*10-SUM(LEN(SUBSTITUTE(ND6025,{0,1,2,3,4,5,6,7,8,9},))))),\"※error\",1*MID(ND6025,MIN(FIND({0,1,2,3,4,5,6,7,8,9},ND6025&1234567890)),LEN(ND6025)*10-SUM(LEN(SUBSTITUTE(ND6025,{0,1,2,3,4,5,6,7,8,9},))))&\"号室\"))","v":""},{"$f":"IF(ISBLANK(NE100),\"\",IF(ISERROR(1*MID(NE6025,MIN(FIND({0,1,2,3,4,5,6,7,8,9},NE6025&1234567890)),LEN(NE6025)*10-SUM(LEN(SUBSTITUTE(NE6025,{0,1,2,3,4,5,6,7,8,9},))))),\"※error\",1*MID(NE6025,MIN(FIND({0,1,2,3,4,5,6,7,8,9},NE6025&1234567890)),LEN(NE6025)*10-SUM(LEN(SUBSTITUTE(NE6025,{0,1,2,3,4,5,6,7,8,9},))))&\"号室\"))","v":""},{"$f":"IF(ISBLANK(NF100),\"\",IF(ISERROR(1*MID(NF6025,MIN(FIND({0,1,2,3,4,5,6,7,8,9},NF6025&1234567890)),LEN(NF6025)*10-SUM(LEN(SUBSTITUTE(NF6025,{0,1,2,3,4,5,6,7,8,9},))))),\"※error\",1*MID(NF6025,MIN(FIND({0,1,2,3,4,5,6,7,8,9},NF6025&1234567890)),LEN(NF6025)*10-SUM(LEN(SUBSTITUTE(NF6025,{0,1,2,3,4,5,6,7,8,9},))))&\"号室\"))","v":""},{"$f":"IF(ISBLANK(NG100),\"\",IF(ISERROR(1*MID(NG6025,MIN(FIND({0,1,2,3,4,5,6,7,8,9},NG6025&1234567890)),LEN(NG6025)*10-SUM(LEN(SUBSTITUTE(NG6025,{0,1,2,3,4,5,6,7,8,9},))))),\"※error\",1*MID(NG6025,MIN(FIND({0,1,2,3,4,5,6,7,8,9},NG6025&1234567890)),LEN(NG6025)*10-SUM(LEN(SUBSTITUTE(NG6025,{0,1,2,3,4,5,6,7,8,9},))))&\"号室\"))","v":""},{"$f":"IF(ISBLANK(NH100),\"\",IF(ISERROR(1*MID(NH6025,MIN(FIND({0,1,2,3,4,5,6,7,8,9},NH6025&1234567890)),LEN(NH6025)*10-SUM(LEN(SUBSTITUTE(NH6025,{0,1,2,3,4,5,6,7,8,9},))))),\"※error\",1*MID(NH6025,MIN(FIND({0,1,2,3,4,5,6,7,8,9},NH6025&1234567890)),LEN(NH6025)*10-SUM(LEN(SUBSTITUTE(NH6025,{0,1,2,3,4,5,6,7,8,9},))))&\"号室\"))","v":""},{"$f":"IF(ISBLANK(NI100),\"\",IF(ISERROR(1*MID(NI6025,MIN(FIND({0,1,2,3,4,5,6,7,8,9},NI6025&1234567890)),LEN(NI6025)*10-SUM(LEN(SUBSTITUTE(NI6025,{0,1,2,3,4,5,6,7,8,9},))))),\"※error\",1*MID(NI6025,MIN(FIND({0,1,2,3,4,5,6,7,8,9},NI6025&1234567890)),LEN(NI6025)*10-SUM(LEN(SUBSTITUTE(NI6025,{0,1,2,3,4,5,6,7,8,9},))))&\"号室\"))","v":""},{"$f":"IF(ISBLANK(NJ100),\"\",IF(ISERROR(1*MID(NJ6025,MIN(FIND({0,1,2,3,4,5,6,7,8,9},NJ6025&1234567890)),LEN(NJ6025)*10-SUM(LEN(SUBSTITUTE(NJ6025,{0,1,2,3,4,5,6,7,8,9},))))),\"※error\",1*MID(NJ6025,MIN(FIND({0,1,2,3,4,5,6,7,8,9},NJ6025&1234567890)),LEN(NJ6025)*10-SUM(LEN(SUBSTITUTE(NJ6025,{0,1,2,3,4,5,6,7,8,9},))))&\"号室\"))","v":""},{"$f":"IF(ISBLANK(NK100),\"\",IF(ISERROR(1*MID(NK6025,MIN(FIND({0,1,2,3,4,5,6,7,8,9},NK6025&1234567890)),LEN(NK6025)*10-SUM(LEN(SUBSTITUTE(NK6025,{0,1,2,3,4,5,6,7,8,9},))))),\"※error\",1*MID(NK6025,MIN(FIND({0,1,2,3,4,5,6,7,8,9},NK6025&1234567890)),LEN(NK6025)*10-SUM(LEN(SUBSTITUTE(NK6025,{0,1,2,3,4,5,6,7,8,9},))))&\"号室\"))","v":""},{"$f":"IF(ISBLANK(NL100),\"\",IF(ISERROR(1*MID(NL6025,MIN(FIND({0,1,2,3,4,5,6,7,8,9},NL6025&1234567890)),LEN(NL6025)*10-SUM(LEN(SUBSTITUTE(NL6025,{0,1,2,3,4,5,6,7,8,9},))))),\"※error\",1*MID(NL6025,MIN(FIND({0,1,2,3,4,5,6,7,8,9},NL6025&1234567890)),LEN(NL6025)*10-SUM(LEN(SUBSTITUTE(NL6025,{0,1,2,3,4,5,6,7,8,9},))))&\"号室\"))","v":""},{"$f":"IF(ISBLANK(NM100),\"\",IF(ISERROR(1*MID(NM6025,MIN(FIND({0,1,2,3,4,5,6,7,8,9},NM6025&1234567890)),LEN(NM6025)*10-SUM(LEN(SUBSTITUTE(NM6025,{0,1,2,3,4,5,6,7,8,9},))))),\"※error\",1*MID(NM6025,MIN(FIND({0,1,2,3,4,5,6,7,8,9},NM6025&1234567890)),LEN(NM6025)*10-SUM(LEN(SUBSTITUTE(NM6025,{0,1,2,3,4,5,6,7,8,9},))))&\"号室\"))","v":""},{"$f":"IF(ISBLANK(NN100),\"\",IF(ISERROR(1*MID(NN6025,MIN(FIND({0,1,2,3,4,5,6,7,8,9},NN6025&1234567890)),LEN(NN6025)*10-SUM(LEN(SUBSTITUTE(NN6025,{0,1,2,3,4,5,6,7,8,9},))))),\"※error\",1*MID(NN6025,MIN(FIND({0,1,2,3,4,5,6,7,8,9},NN6025&1234567890)),LEN(NN6025)*10-SUM(LEN(SUBSTITUTE(NN6025,{0,1,2,3,4,5,6,7,8,9},))))&\"号室\"))","v":""},{"$f":"IF(ISBLANK(NO100),\"\",IF(ISERROR(1*MID(NO6025,MIN(FIND({0,1,2,3,4,5,6,7,8,9},NO6025&1234567890)),LEN(NO6025)*10-SUM(LEN(SUBSTITUTE(NO6025,{0,1,2,3,4,5,6,7,8,9},))))),\"※error\",1*MID(NO6025,MIN(FIND({0,1,2,3,4,5,6,7,8,9},NO6025&1234567890)),LEN(NO6025)*10-SUM(LEN(SUBSTITUTE(NO6025,{0,1,2,3,4,5,6,7,8,9},))))&\"号室\"))","v":""},{"$f":"IF(ISBLANK(NP100),\"\",IF(ISERROR(1*MID(NP6025,MIN(FIND({0,1,2,3,4,5,6,7,8,9},NP6025&1234567890)),LEN(NP6025)*10-SUM(LEN(SUBSTITUTE(NP6025,{0,1,2,3,4,5,6,7,8,9},))))),\"※error\",1*MID(NP6025,MIN(FIND({0,1,2,3,4,5,6,7,8,9},NP6025&1234567890)),LEN(NP6025)*10-SUM(LEN(SUBSTITUTE(NP6025,{0,1,2,3,4,5,6,7,8,9},))))&\"号室\"))","v":""},{"$f":"IF(ISBLANK(NQ100),\"\",IF(ISERROR(1*MID(NQ6025,MIN(FIND({0,1,2,3,4,5,6,7,8,9},NQ6025&1234567890)),LEN(NQ6025)*10-SUM(LEN(SUBSTITUTE(NQ6025,{0,1,2,3,4,5,6,7,8,9},))))),\"※error\",1*MID(NQ6025,MIN(FIND({0,1,2,3,4,5,6,7,8,9},NQ6025&1234567890)),LEN(NQ6025)*10-SUM(LEN(SUBSTITUTE(NQ6025,{0,1,2,3,4,5,6,7,8,9},))))&\"号室\"))","v":""},{"$f":"IF(ISBLANK(NR100),\"\",IF(ISERROR(1*MID(NR6025,MIN(FIND({0,1,2,3,4,5,6,7,8,9},NR6025&1234567890)),LEN(NR6025)*10-SUM(LEN(SUBSTITUTE(NR6025,{0,1,2,3,4,5,6,7,8,9},))))),\"※error\",1*MID(NR6025,MIN(FIND({0,1,2,3,4,5,6,7,8,9},NR6025&1234567890)),LEN(NR6025)*10-SUM(LEN(SUBSTITUTE(NR6025,{0,1,2,3,4,5,6,7,8,9},))))&\"号室\"))","v":""},{"$f":"IF(ISBLANK(NS100),\"\",IF(ISERROR(1*MID(NS6025,MIN(FIND({0,1,2,3,4,5,6,7,8,9},NS6025&1234567890)),LEN(NS6025)*10-SUM(LEN(SUBSTITUTE(NS6025,{0,1,2,3,4,5,6,7,8,9},))))),\"※error\",1*MID(NS6025,MIN(FIND({0,1,2,3,4,5,6,7,8,9},NS6025&1234567890)),LEN(NS6025)*10-SUM(LEN(SUBSTITUTE(NS6025,{0,1,2,3,4,5,6,7,8,9},))))&\"号室\"))","v":""},{"$f":"IF(ISBLANK(NT100),\"\",IF(ISERROR(1*MID(NT6025,MIN(FIND({0,1,2,3,4,5,6,7,8,9},NT6025&1234567890)),LEN(NT6025)*10-SUM(LEN(SUBSTITUTE(NT6025,{0,1,2,3,4,5,6,7,8,9},))))),\"※error\",1*MID(NT6025,MIN(FIND({0,1,2,3,4,5,6,7,8,9},NT6025&1234567890)),LEN(NT6025)*10-SUM(LEN(SUBSTITUTE(NT6025,{0,1,2,3,4,5,6,7,8,9},))))&\"号室\"))","v":""},{"$f":"IF(ISBLANK(NU100),\"\",IF(ISERROR(1*MID(NU6025,MIN(FIND({0,1,2,3,4,5,6,7,8,9},NU6025&1234567890)),LEN(NU6025)*10-SUM(LEN(SUBSTITUTE(NU6025,{0,1,2,3,4,5,6,7,8,9},))))),\"※error\",1*MID(NU6025,MIN(FIND({0,1,2,3,4,5,6,7,8,9},NU6025&1234567890)),LEN(NU6025)*10-SUM(LEN(SUBSTITUTE(NU6025,{0,1,2,3,4,5,6,7,8,9},))))&\"号室\"))","v":""},{"$f":"IF(ISBLANK(NV100),\"\",IF(ISERROR(1*MID(NV6025,MIN(FIND({0,1,2,3,4,5,6,7,8,9},NV6025&1234567890)),LEN(NV6025)*10-SUM(LEN(SUBSTITUTE(NV6025,{0,1,2,3,4,5,6,7,8,9},))))),\"※error\",1*MID(NV6025,MIN(FIND({0,1,2,3,4,5,6,7,8,9},NV6025&1234567890)),LEN(NV6025)*10-SUM(LEN(SUBSTITUTE(NV6025,{0,1,2,3,4,5,6,7,8,9},))))&\"号室\"))","v":""},{"$f":"IF(ISBLANK(NW100),\"\",IF(ISERROR(1*MID(NW6025,MIN(FIND({0,1,2,3,4,5,6,7,8,9},NW6025&1234567890)),LEN(NW6025)*10-SUM(LEN(SUBSTITUTE(NW6025,{0,1,2,3,4,5,6,7,8,9},))))),\"※error\",1*MID(NW6025,MIN(FIND({0,1,2,3,4,5,6,7,8,9},NW6025&1234567890)),LEN(NW6025)*10-SUM(LEN(SUBSTITUTE(NW6025,{0,1,2,3,4,5,6,7,8,9},))))&\"号室\"))","v":""},{"$f":"IF(ISBLANK(NX100),\"\",IF(ISERROR(1*MID(NX6025,MIN(FIND({0,1,2,3,4,5,6,7,8,9},NX6025&1234567890)),LEN(NX6025)*10-SUM(LEN(SUBSTITUTE(NX6025,{0,1,2,3,4,5,6,7,8,9},))))),\"※error\",1*MID(NX6025,MIN(FIND({0,1,2,3,4,5,6,7,8,9},NX6025&1234567890)),LEN(NX6025)*10-SUM(LEN(SUBSTITUTE(NX6025,{0,1,2,3,4,5,6,7,8,9},))))&\"号室\"))","v":""},{"$f":"IF(ISBLANK(NY100),\"\",IF(ISERROR(1*MID(NY6025,MIN(FIND({0,1,2,3,4,5,6,7,8,9},NY6025&1234567890)),LEN(NY6025)*10-SUM(LEN(SUBSTITUTE(NY6025,{0,1,2,3,4,5,6,7,8,9},))))),\"※error\",1*MID(NY6025,MIN(FIND({0,1,2,3,4,5,6,7,8,9},NY6025&1234567890)),LEN(NY6025)*10-SUM(LEN(SUBSTITUTE(NY6025,{0,1,2,3,4,5,6,7,8,9},))))&\"号室\"))","v":""},{"$f":"IF(ISBLANK(NZ100),\"\",IF(ISERROR(1*MID(NZ6025,MIN(FIND({0,1,2,3,4,5,6,7,8,9},NZ6025&1234567890)),LEN(NZ6025)*10-SUM(LEN(SUBSTITUTE(NZ6025,{0,1,2,3,4,5,6,7,8,9},))))),\"※error\",1*MID(NZ6025,MIN(FIND({0,1,2,3,4,5,6,7,8,9},NZ6025&1234567890)),LEN(NZ6025)*10-SUM(LEN(SUBSTITUTE(NZ6025,{0,1,2,3,4,5,6,7,8,9},))))&\"号室\"))","v":""},{"$f":"IF(ISBLANK(OA100),\"\",IF(ISERROR(1*MID(OA6025,MIN(FIND({0,1,2,3,4,5,6,7,8,9},OA6025&1234567890)),LEN(OA6025)*10-SUM(LEN(SUBSTITUTE(OA6025,{0,1,2,3,4,5,6,7,8,9},))))),\"※error\",1*MID(OA6025,MIN(FIND({0,1,2,3,4,5,6,7,8,9},OA6025&1234567890)),LEN(OA6025)*10-SUM(LEN(SUBSTITUTE(OA6025,{0,1,2,3,4,5,6,7,8,9},))))&\"号室\"))","v":""},{"$f":"IF(ISBLANK(OB100),\"\",IF(ISERROR(1*MID(OB6025,MIN(FIND({0,1,2,3,4,5,6,7,8,9},OB6025&1234567890)),LEN(OB6025)*10-SUM(LEN(SUBSTITUTE(OB6025,{0,1,2,3,4,5,6,7,8,9},))))),\"※error\",1*MID(OB6025,MIN(FIND({0,1,2,3,4,5,6,7,8,9},OB6025&1234567890)),LEN(OB6025)*10-SUM(LEN(SUBSTITUTE(OB6025,{0,1,2,3,4,5,6,7,8,9},))))&\"号室\"))","v":""},{"$f":"IF(ISBLANK(OC100),\"\",IF(ISERROR(1*MID(OC6025,MIN(FIND({0,1,2,3,4,5,6,7,8,9},OC6025&1234567890)),LEN(OC6025)*10-SUM(LEN(SUBSTITUTE(OC6025,{0,1,2,3,4,5,6,7,8,9},))))),\"※error\",1*MID(OC6025,MIN(FIND({0,1,2,3,4,5,6,7,8,9},OC6025&1234567890)),LEN(OC6025)*10-SUM(LEN(SUBSTITUTE(OC6025,{0,1,2,3,4,5,6,7,8,9},))))&\"号室\"))","v":""},{"$f":"IF(ISBLANK(OD100),\"\",IF(ISERROR(1*MID(OD6025,MIN(FIND({0,1,2,3,4,5,6,7,8,9},OD6025&1234567890)),LEN(OD6025)*10-SUM(LEN(SUBSTITUTE(OD6025,{0,1,2,3,4,5,6,7,8,9},))))),\"※error\",1*MID(OD6025,MIN(FIND({0,1,2,3,4,5,6,7,8,9},OD6025&1234567890)),LEN(OD6025)*10-SUM(LEN(SUBSTITUTE(OD6025,{0,1,2,3,4,5,6,7,8,9},))))&\"号室\"))","v":""},{"$f":"IF(ISBLANK(OE100),\"\",IF(ISERROR(1*MID(OE6025,MIN(FIND({0,1,2,3,4,5,6,7,8,9},OE6025&1234567890)),LEN(OE6025)*10-SUM(LEN(SUBSTITUTE(OE6025,{0,1,2,3,4,5,6,7,8,9},))))),\"※error\",1*MID(OE6025,MIN(FIND({0,1,2,3,4,5,6,7,8,9},OE6025&1234567890)),LEN(OE6025)*10-SUM(LEN(SUBSTITUTE(OE6025,{0,1,2,3,4,5,6,7,8,9},))))&\"号室\"))","v":""},{"$f":"IF(ISBLANK(OF100),\"\",IF(ISERROR(1*MID(OF6025,MIN(FIND({0,1,2,3,4,5,6,7,8,9},OF6025&1234567890)),LEN(OF6025)*10-SUM(LEN(SUBSTITUTE(OF6025,{0,1,2,3,4,5,6,7,8,9},))))),\"※error\",1*MID(OF6025,MIN(FIND({0,1,2,3,4,5,6,7,8,9},OF6025&1234567890)),LEN(OF6025)*10-SUM(LEN(SUBSTITUTE(OF6025,{0,1,2,3,4,5,6,7,8,9},))))&\"号室\"))","v":""},{"$f":"IF(ISBLANK(OG100),\"\",IF(ISERROR(1*MID(OG6025,MIN(FIND({0,1,2,3,4,5,6,7,8,9},OG6025&1234567890)),LEN(OG6025)*10-SUM(LEN(SUBSTITUTE(OG6025,{0,1,2,3,4,5,6,7,8,9},))))),\"※error\",1*MID(OG6025,MIN(FIND({0,1,2,3,4,5,6,7,8,9},OG6025&1234567890)),LEN(OG6025)*10-SUM(LEN(SUBSTITUTE(OG6025,{0,1,2,3,4,5,6,7,8,9},))))&\"号室\"))","v":""},{"$f":"IF(ISBLANK(OH100),\"\",IF(ISERROR(1*MID(OH6025,MIN(FIND({0,1,2,3,4,5,6,7,8,9},OH6025&1234567890)),LEN(OH6025)*10-SUM(LEN(SUBSTITUTE(OH6025,{0,1,2,3,4,5,6,7,8,9},))))),\"※error\",1*MID(OH6025,MIN(FIND({0,1,2,3,4,5,6,7,8,9},OH6025&1234567890)),LEN(OH6025)*10-SUM(LEN(SUBSTITUTE(OH6025,{0,1,2,3,4,5,6,7,8,9},))))&\"号室\"))","v":""},{"$f":"IF(ISBLANK(OI100),\"\",IF(ISERROR(1*MID(OI6025,MIN(FIND({0,1,2,3,4,5,6,7,8,9},OI6025&1234567890)),LEN(OI6025)*10-SUM(LEN(SUBSTITUTE(OI6025,{0,1,2,3,4,5,6,7,8,9},))))),\"※error\",1*MID(OI6025,MIN(FIND({0,1,2,3,4,5,6,7,8,9},OI6025&1234567890)),LEN(OI6025)*10-SUM(LEN(SUBSTITUTE(OI6025,{0,1,2,3,4,5,6,7,8,9},))))&\"号室\"))","v":""},{"$f":"IF(ISBLANK(OJ100),\"\",IF(ISERROR(1*MID(OJ6025,MIN(FIND({0,1,2,3,4,5,6,7,8,9},OJ6025&1234567890)),LEN(OJ6025)*10-SUM(LEN(SUBSTITUTE(OJ6025,{0,1,2,3,4,5,6,7,8,9},))))),\"※error\",1*MID(OJ6025,MIN(FIND({0,1,2,3,4,5,6,7,8,9},OJ6025&1234567890)),LEN(OJ6025)*10-SUM(LEN(SUBSTITUTE(OJ6025,{0,1,2,3,4,5,6,7,8,9},))))&\"号室\"))","v":""},{"$f":"IF(ISBLANK(OK100),\"\",IF(ISERROR(1*MID(OK6025,MIN(FIND({0,1,2,3,4,5,6,7,8,9},OK6025&1234567890)),LEN(OK6025)*10-SUM(LEN(SUBSTITUTE(OK6025,{0,1,2,3,4,5,6,7,8,9},))))),\"※error\",1*MID(OK6025,MIN(FIND({0,1,2,3,4,5,6,7,8,9},OK6025&1234567890)),LEN(OK6025)*10-SUM(LEN(SUBSTITUTE(OK6025,{0,1,2,3,4,5,6,7,8,9},))))&\"号室\"))","v":""},{"$f":"IF(ISBLANK(OL100),\"\",IF(ISERROR(1*MID(OL6025,MIN(FIND({0,1,2,3,4,5,6,7,8,9},OL6025&1234567890)),LEN(OL6025)*10-SUM(LEN(SUBSTITUTE(OL6025,{0,1,2,3,4,5,6,7,8,9},))))),\"※error\",1*MID(OL6025,MIN(FIND({0,1,2,3,4,5,6,7,8,9},OL6025&1234567890)),LEN(OL6025)*10-SUM(LEN(SUBSTITUTE(OL6025,{0,1,2,3,4,5,6,7,8,9},))))&\"号室\"))","v":""},{"$f":"IF(ISBLANK(OM100),\"\",IF(ISERROR(1*MID(OM6025,MIN(FIND({0,1,2,3,4,5,6,7,8,9},OM6025&1234567890)),LEN(OM6025)*10-SUM(LEN(SUBSTITUTE(OM6025,{0,1,2,3,4,5,6,7,8,9},))))),\"※error\",1*MID(OM6025,MIN(FIND({0,1,2,3,4,5,6,7,8,9},OM6025&1234567890)),LEN(OM6025)*10-SUM(LEN(SUBSTITUTE(OM6025,{0,1,2,3,4,5,6,7,8,9},))))&\"号室\"))","v":""},{"$f":"IF(ISBLANK(ON100),\"\",IF(ISERROR(1*MID(ON6025,MIN(FIND({0,1,2,3,4,5,6,7,8,9},ON6025&1234567890)),LEN(ON6025)*10-SUM(LEN(SUBSTITUTE(ON6025,{0,1,2,3,4,5,6,7,8,9},))))),\"※error\",1*MID(ON6025,MIN(FIND({0,1,2,3,4,5,6,7,8,9},ON6025&1234567890)),LEN(ON6025)*10-SUM(LEN(SUBSTITUTE(ON6025,{0,1,2,3,4,5,6,7,8,9},))))&\"号室\"))","v":""},{"$f":"IF(ISBLANK(OO100),\"\",IF(ISERROR(1*MID(OO6025,MIN(FIND({0,1,2,3,4,5,6,7,8,9},OO6025&1234567890)),LEN(OO6025)*10-SUM(LEN(SUBSTITUTE(OO6025,{0,1,2,3,4,5,6,7,8,9},))))),\"※error\",1*MID(OO6025,MIN(FIND({0,1,2,3,4,5,6,7,8,9},OO6025&1234567890)),LEN(OO6025)*10-SUM(LEN(SUBSTITUTE(OO6025,{0,1,2,3,4,5,6,7,8,9},))))&\"号室\"))","v":""},{"$f":"IF(ISBLANK(OP100),\"\",IF(ISERROR(1*MID(OP6025,MIN(FIND({0,1,2,3,4,5,6,7,8,9},OP6025&1234567890)),LEN(OP6025)*10-SUM(LEN(SUBSTITUTE(OP6025,{0,1,2,3,4,5,6,7,8,9},))))),\"※error\",1*MID(OP6025,MIN(FIND({0,1,2,3,4,5,6,7,8,9},OP6025&1234567890)),LEN(OP6025)*10-SUM(LEN(SUBSTITUTE(OP6025,{0,1,2,3,4,5,6,7,8,9},))))&\"号室\"))","v":""},{"$f":"IF(ISBLANK(OQ100),\"\",IF(ISERROR(1*MID(OQ6025,MIN(FIND({0,1,2,3,4,5,6,7,8,9},OQ6025&1234567890)),LEN(OQ6025)*10-SUM(LEN(SUBSTITUTE(OQ6025,{0,1,2,3,4,5,6,7,8,9},))))),\"※error\",1*MID(OQ6025,MIN(FIND({0,1,2,3,4,5,6,7,8,9},OQ6025&1234567890)),LEN(OQ6025)*10-SUM(LEN(SUBSTITUTE(OQ6025,{0,1,2,3,4,5,6,7,8,9},))))&\"号室\"))","v":""}]
[null,"申請の有無",null,null,{"$f":"IF(ISBLANK(E100),\"\",IF(COUNTIF(H6035:OQ6035,\"\"),$D$6010,$D$6009))","v":""},{"$f":"IF(ISBLANK(E100),\"\",$D$6012)","v":""},null,{"$f":"IF(ISBLANK(H100),\"\",IF(H6035=\"\",$D$6010,$D$6009))","v":""},"","","","","","","","","","","","","","","","","","","","","","","","","","","","","","","","","","","","","","","","","","","","","","","","","","","","","","","","","","","","","","","",{"$f":"IF(ISBLANK(BT100),\"\",IF(BT6035=\"\",$D$6010,$D$6009))","v":""},"","","","","","","","","","","","","","","","","","","","","","","","","","","","","","","","","","","","","","","","","","","","","","","","","","","","","","","","","","","","","","","",{"$f":"IF(ISBLANK(EF100),\"\",IF(EF6035=\"\",$D$6010,$D$6009))","v":""},"","","","","","","","","","","","","","","","","","","","","","","","","","","","","","","","","","","","","","","","","","","","","","","","","","","","","","","","","","","","","","","",{"$f":"IF(ISBLANK(GR100),\"\",IF(GR6035=\"\",$D$6010,$D$6009))","v":""},"","","","","","","","","","","","","","","","","","","","","","","","","","","","","","","","","","","","","","","","","","","","","","","","","","","","","","","","","","","","","","","",{"$f":"IF(ISBLANK(JD100),\"\",IF(JD6035=\"\",$D$6010,$D$6009))","v":""},"","","","","","","","","","","","","","","","","","","","","","","","","","","","","","","","","","","","","","","","","","","","","","","","","","","","","","","","","","","","","","","",{"$f":"IF(ISBLANK(LP100),\"\",IF(LP6035=\"\",$D$6010,$D$6009))","v":""},"","","","","","","","","","","","","","","","","","","","","","","","","","","","","","","","","","","","","","","","","","","","","","","","","","","","","","","","","","","","","","","",{"$f":"IF(ISBLANK(OB100),\"\",IF(OB6035=\"\",$D$6010,$D$6009))","v":""},"","","","","","","","","","","","","","",""]
[null,"同一計算結果住戸数",null,null,null,null,null,{"$f":"IF(ISBLANK(H100),\"\",1)","v":""},{"$f":"IF(ISBLANK(I100),\"\",1)","v":""},"","","","","","","","","","","","","","","","","","","","","","","","","","","","","","","","","","","","","","","","","","","","","","","","","","","","","","","","","","","","","","","",{"$f":"IF(ISBLANK(BU100),\"\",1)","v":""},"","","","","","","","","","","","","","","","","","","","","","","","","","","","","","","","","","","","","","","","","","","","","","","","","","","","","","","","","","","","","","","",{"$f":"IF(ISBLANK(EG100),\"\",1)","v":""},"","","","","","","","","","","","","","","","","","","","","","","","","","","","","","","","","","","","","","","","","","","","","","","","","","","","","","","","","","","","","","","",{"$f":"IF(ISBLANK(GS100),\"\",1)","v":""},"","","","","","","","","","","","","","","","","","","","","","","","","","","","","","","","","","","","","","","","","","","","","","","","","","","","","","","","","","","","","","","",{"$f":"IF(ISBLANK(JE100),\"\",1)","v":""},"","","","","","","","","","","","","","","","","","","","","","","","","","","","","","","","","","","","","","","","","","","","","","","","","","","","","","","","","","","","","","","",{"$f":"IF(ISBLANK(LQ100),\"\",1)","v":""},"","","","","","","","","","","","","","","","","","","","","","","","","","","","","","","","","","","","","","","","","","","","","","","","","","","","","","","","","","","","","","","",{"$f":"IF(ISBLANK(OC100),\"\",1)","v":""},"","","","","","","","","","","","","",""]
[null,"計算対象床面積 [㎡]",null,null,{"$f":"IF(SUM(F8:G8)=0,\"\",SUM(F8:G8))","v":""},{"$f":"IF(OR(F6=\"共用部除外\",F6=\"共用部なし\",F6=\"\"),\"\",IF(AND(F9=\"標準入力法\",COUNTBLANK(E100)=0,G7864<>0),G7864,\"\"))","v":""},{"$f":"IF(OR(E6<>$D$6009,SUM(H8:OQ8)=0),\"\",G6135)","v":""},{"$f":"IF(OR(ISBLANK(H100),ISERROR(-LOOKUP(1,-RIGHT(LEFT(H6041,LEN(H6041)-1),ROW($1:$80))))),\"\",-LOOKUP(1,-RIGHT(LEFT(H6041,LEN(H6041)-1),ROW($1:$80))))","v":""},"","","","","","","","","","","","","","","","","","","","","","","","","","","","","","","","","","","","","","","","","","","","","","","","","","","","","","","","","","","","","","","",{"$f":"IF(OR(ISBLANK(BT100),ISERROR(-LOOKUP(1,-RIGHT(LEFT(BT6041,LEN(BT6041)-1),ROW($1:$80))))),\"\",-LOOKUP(1,-RIGHT(LEFT(BT6041,LEN(BT6041)-1),ROW($1:$80))))","v":""},"","","","","","","","","","","","","","","","","","","","","","","","","","","","","","","","","","","","","","","","","","","","","","","","","","","","","","","","","","","","","","","",{"$f":"IF(OR(ISBLANK(EF100),ISERROR(-LOOKUP(1,-RIGHT(LEFT(EF6041,LEN(EF6041)-1),ROW($1:$80))))),\"\",-LOOKUP(1,-RIGHT(LEFT(EF6041,LEN(EF6041)-1),ROW($1:$80))))","v":""},"","","","","","","","","","","","","","","","","","","","","","","","","","","","","","","","","","","","","","","","","","","","","","","","","","","","","","","","","","","","","","","",{"$f":"IF(OR(ISBLANK(GR100),ISERROR(-LOOKUP(1,-RIGHT(LEFT(GR6041,LEN(GR6041)-1),ROW($1:$80))))),\"\",-LOOKUP(1,-RIGHT(LEFT(GR6041,LEN(GR6041)-1),ROW($1:$80))))","v":""},"","","","","","","","","","","","","","","","","","","","","","","","","","","","","","","","","","","","","","","","","","","","","","","","","","","","","","","","","","","","","","","",{"$f":"IF(OR(ISBLANK(JD100),ISERROR(-LOOKUP(1,-RIGHT(LEFT(JD6041,LEN(JD6041)-1),ROW($1:$80))))),\"\",-LOOKUP(1,-RIGHT(LEFT(JD6041,LEN(JD6041)-1),ROW($1:$80))))","v":""},"","","","","","","","","","","","","","","","","","","","","","","","","","","","","","","","","","","","","","","","","","","","","","","","","","","","","","","","","","","","","","","",{"$f":"IF(OR(ISBLANK(LP100),ISERROR(-LOOKUP(1,-RIGHT(LEFT(LP6041,LEN(LP6041)-1),ROW($1:$80))))),\"\",-LOOKUP(1,-RIGHT(LEFT(LP6041,LEN(LP6041)-1),ROW($1:$80))))","v":""},"","","","","","","","","","","","","","","","","","","","","","","","","","","","","","","","","","","","","","","","","","","","","","","","","","","","","","","","","","","","","","","",{"$f":"IF(OR(ISBLANK(OB100),ISERROR(-LOOKUP(1,-RIGHT(LEFT(OB6041,LEN(OB6041)-1),ROW($1:$80))))),\"\",-LOOKUP(1,-RIGHT(LEFT(OB6041,LEN(OB6041)-1),ROW($1:$80))))","v":""},"","","","","","","","","","","","","","",""]
[null,"一次エネルギー消費量・換算値","一次エネルギー評価手法",null,{"$f":"IF(E6<>$D$6009,\"\",$E$6009)","v":""},{"$f":"IF(COUNTBLANK(E100)=0,\"標準入力法\",\"\")","v":""},null,{"$f":"IF(ISBLANK(H100),\"\",$E$6009)","v":""},{"$f":"IF(ISBLANK(I100),\"\",$E$6009)","v":""},"","","","","","","","","","","","","","","","","","","","","","","","","","","","","","","","","","","","","","","","","","","","","","","","","","","","","","","","","","","","","","","",{"$f":"IF(ISBLANK(BU100),\"\",$E$6009)","v":""},"","","","","","","","","","","","","","","","","","","","","","","","","","","","","","","","","","","","","","","","","","","","","","","","","","","","","","","","","","","","","","","",{"$f":"IF(ISBLANK(EG100),\"\",$E$6009)","v":""},"","","","","","","","","","","","","","","","","","","","","","","","","","","","","","","","","","","","","","","","","","","","","","","","","","","","","","","","","","","","","","","",{"$f":"IF(ISBLANK(GS100),\"\",$E$6009)","v":""},"","","","","","","","","","","","","","","","","","","","","","","","","","","","","","","","","","","","","","","","","","","","","","","","","","","","","","","","","","","","","","","",{"$f":"IF(ISBLANK(JE100),\"\",$E$6009)","v":""},"","","","","","","","","","","","","","","","","","","","","","","","","","","","","","","","","","","","","","","","","","","","","","","","","","","","","","","","","","","","","","","",{"$f":"IF(ISBLANK(LQ100),\"\",$E$6009)","v":""},"","","","","","","","","","","","","","","","","","","","","","","","","","","","","","","","","","","","","","","","","","","","","","","","","","","","","","","","","","","","","","","",{"$f":"IF(ISBLANK(OC100),\"\",$E$6009)","v":""},"","","","","","","","","","","","","",""]
[null,null,"設計値","暖房",null,{"$f":"IF(OR(F6=\"共用部除外\",F6=\"共用部なし\",F6=\"\"),\"\",IF(OR(F9<>\"標準入力法\",ISBLANK(E100),ISERROR(E6041)),\"\",IF(E6039=\"１．計算条件\",-LOOKUP(1,-LEFT(B6041,ROW($1:$80))),\"\")))","v":""},{"$f":"IF(OR(E$6<>$D$6009,COUNTBLANK(H10)=1),\"\",G6143)","v":""},{"$f":"IF(OR(ISBLANK(H100),ISERROR(-LOOKUP(1,-LEFT(MID(H6042,5,15),ROW($1:$80))))),\"\",-LOOKUP(1,-LEFT(MID(H6042,5,15),ROW($1:$80))))","v":""},"","","","","","","","","","","","","","","","","","","","","","","","","","","","","","","","","","","","","","","","","","","","","","","","","","","","","","","","","","","","","","","",{"$f":"IF(OR(ISBLANK(BT100),ISERROR(-LOOKUP(1,-LEFT(MID(BT6042,5,15),ROW($1:$80))))),\"\",-LOOKUP(1,-LEFT(MID(BT6042,5,15),ROW($1:$80))))","v":""},"","","","","","","","","","","","","","","","","","","","","","","","","","","","","","","","","","","","","","","","","","","","","","","","","","","","","","","","","","","","","","","",{"$f":"IF(OR(ISBLANK(EF100),ISERROR(-LOOKUP(1,-LEFT(MID(EF6042,5,15),ROW($1:$80))))),\"\",-LOOKUP(1,-LEFT(MID(EF6042,5,15),ROW($1:$80))))","v":""},"","","","","","","","","","","","","","","","","","","","","","","","","","","","","","","","","","","","","","","","","","","","","","","","","","","","","","","","","","","","","","","",{"$f":"IF(OR(ISBLANK(GR100),ISERROR(-LOOKUP(1,-LEFT(MID(GR6042,5,15),ROW($1:$80))))),\"\",-LOOKUP(1,-LEFT(MID(GR6042,5,15),ROW($1:$80))))","v":""},"","","","","","","","","","","","","","","","","","","","","","","","","","","","","","","","","","","","","","","","","","","","","","","","","","","","","","","","","","","","","","","",{"$f":"IF(OR(ISBLANK(JD100),ISERROR(-LOOKUP(1,-LEFT(MID(JD6042,5,15),ROW($1:$80))))),\"\",-LOOKUP(1,-LEFT(MID(JD6042,5,15),ROW($1:$80))))","v":""},"","","","","","","","","","","","","","","","","","","","","","","","","","","","","","","","","","","","","","","","","","","","","","","","","","","","","","","","","","","","","","","",{"$f":"IF(OR(ISBLANK(LP100),ISERROR(-LOOKUP(1,-LEFT(MID(LP6042,5,15),ROW($1:$80))))),\"\",-LOOKUP(1,-LEFT(MID(LP6042,5,15),ROW($1:$80))))","v":""},"","","","","","","","","","","","","","","","","","","","","","","","","","","","","","","","","","","","","","","","","","","","","","","","","","","","","","","","","","","","","","","",{"$f":"IF(OR(ISBLANK(OB100),ISERROR(-LOOKUP(1,-LEFT(MID(OB6042,5,15),ROW($1:$80))))),\"\",-LOOKUP(1,-LEFT(MID(OB6042,5,15),ROW($1:$80))))","v":""},"","","","","","","","","","","","","","",""]
[null,null,null,"冷房",null,null,{"$f":"IF(OR(E$6<>$D$6009,COUNTBLANK(H11)=1),\"\",G6144)","v":""},{"$f":"IF(OR(ISBLANK(H100),ISERROR(-LOOKUP(1,-LEFT(MID(H6043,5,15),ROW($1:$80))))),\"\",-LOOKUP(1,-LEFT(MID(H6043,5,15),ROW($1:$80))))","v":""},"","","","","","","","","","","","","","","","","","","","","","","","","","","","","","","","","","","","","","","","","","","","","","","","","","","","","","","","","","","","","","","",{"$f":"IF(OR(ISBLANK(BT100),ISERROR(-LOOKUP(1,-LEFT(MID(BT6043,5,15),ROW($1:$80))))),\"\",-LOOKUP(1,-LEFT(MID(BT6043,5,15),ROW($1:$80))))","v":""},"","","","","","","","","","","","","","","","","","","","","","","","","","","","","","","","","","","","","","","","","","","","","","","","","","","","","","","","","","","","","","","",{"$f":"IF(OR(ISBLANK(EF100),ISERROR(-LOOKUP(1,-LEFT(MID(EF6043,5,15),ROW($1:$80))))),\"\",-LOOKUP(1,-LEFT(MID(EF6043,5,15),ROW($1:$80))))","v":""},"","","","","","","","","","","","","","","","","","","","","","","","","","","","","","","","","","","","","","","","","","","","","","","","","","","","","","","","","","","","","","","",{"$f":"IF(OR(ISBLANK(GR100),ISERROR(-LOOKUP(1,-LEFT(MID(GR6043,5,15),ROW($1:$80))))),\"\",-LOOKUP(1,-LEFT(MID(GR6043,5,15),ROW($1:$80))))","v":""},"","","","","","","","","","","","","","","","","","","","","","","","","","","","","","","","","","","","","","","","","","","","","","","","","","","","","","","","","","","","","","","",{"$f":"IF(OR(ISBLANK(JD100),ISERROR(-LOOKUP(1,-LEFT(MID(JD6043,5,15),ROW($1:$80))))),\"\",-LOOKUP(1,-LEFT(MID(JD6043,5,15),ROW($1:$80))))","v":""},"","","","","","","","","","","","","","","","","","","","","","","","","","","","","","","","","","","","","","","","","","","","","","","","","","","","","","","","","","","","","","","",{"$f":"IF(OR(ISBLANK(LP100),ISERROR(-LOOKUP(1,-LEFT(MID(LP6043,5,15),ROW($1:$80))))),\"\",-LOOKUP(1,-LEFT(MID(LP6043,5,15),ROW($1:$80))))","v":""},"","","","","","","","","","","","","","","","","","","","","","","","","","","","","","","","","","","","","","","","","","","","","","","","","","","","","","","","","","","","","","","",{"$f":"IF(OR(ISBLANK(OB100),ISERROR(-LOOKUP(1,-LEFT(MID(OB6043,5,15),ROW($1:$80))))),\"\",-LOOKUP(1,-LEFT(MID(OB6043,5,15),ROW($1:$80))))","v":""},"","","","","","","","","","","","","","",""]
[null,null,null,"換気",null,{"$f":"IF(OR(F6=\"共用部除外\",F6=\"共用部なし\",F6=\"\"),\"\",IF(OR(F9<>\"標準入力法\",ISBLANK(E100),ISERROR(E6042)),\"\",IF(E6039=\"１．計算条件\",-LOOKUP(1,-LEFT(B6042,ROW($1:$80))),\"\")))","v":""},{"$f":"IF(OR(E$6<>$D$6009,COUNTBLANK(H12)=1),\"\",G6145)","v":""},{"$f":"IF(OR(ISBLANK(H100),ISERROR(-LOOKUP(1,-LEFT(MID(H6044,5,15),ROW($1:$80))))),\"\",-LOOKUP(1,-LEFT(MID(H6044,5,15),ROW($1:$80))))","v":""},"","","","","","","","","","","","","","","","","","","","","","","","","","","","","","","","","","","","","","","","","","","","","","","","","","","","","","","","","","","","","","","",{"$f":"IF(OR(ISBLANK(BT100),ISERROR(-LOOKUP(1,-LEFT(MID(BT6044,5,15),ROW($1:$80))))),\"\",-LOOKUP(1,-LEFT(MID(BT6044,5,15),ROW($1:$80))))","v":""},"","","","","","","","","","","","","","","","","","","","","","","","","","","","","","","","","","","","","","","","","","","","","","","","","","","","","","","","","","","","","","","",{"$f":"IF(OR(ISBLANK(EF100),ISERROR(-LOOKUP(1,-LEFT(MID(EF6044,5,15),ROW($1:$80))))),\"\",-LOOKUP(1,-LEFT(MID(EF6044,5,15),ROW($1:$80))))","v":""},"","","","","","","","","","","","","","","","","","","","","","","","","","","","","","","","","","","","","","","","","","","","","","","","","","","","","","","","","","","","","","","",{"$f":"IF(OR(ISBLANK(GR100),ISERROR(-LOOKUP(1,-LEFT(MID(GR6044,5,15),ROW($1:$80))))),\"\",-LOOKUP(1,-LEFT(MID(GR6044,5,15),ROW($1:$80))))","v":""},"","","","","","","","","","","","","","","","","","","","","","","","","","","","","","","","","","","","","","","","","","","","","","","","","","","","","","","","","","","","","","","",{"$f":"IF(OR(ISBLANK(JD100),ISERROR(-LOOKUP(1,-LEFT(MID(JD6044,5,15),ROW($1:$80))))),\"\",-LOOKUP(1,-LEFT(MID(JD6044,5,15),ROW($1:$80))))","v":""},"","","","","","","","","","","","","","","","","","","","","","","","","","","","","","","","","","","","","","","","","","","","","","","","","","","","","","","","","","","","","","","",{"$f":"IF(OR(ISBLANK(LP100),ISERROR(-LOOKUP(1,-LEFT(MID(LP6044,5,15),ROW($1:$80))))),\"\",-LOOKUP(1,-LEFT(MID(LP6044,5,15),ROW($1:$80))))","v":""},"","","","","","","","","","","","","","","","","","","","","","","","","","","","","","","","","","","","","","","","","","","","","","","","","","","","","","","","","","","","","","","",{"$f":"IF(OR(ISBLANK(OB100),ISERROR(-LOOKUP(1,-LEFT(MID(OB6044,5,15),ROW($1:$80))))),\"\",-LOOKUP(1,-LEFT(MID(OB6044,5,15),ROW($1:$80))))","v":""},"","","","","","","","","","","","","","",""]
[null,null,"住戸 ： MJ","給湯",null,{"$f":"IF(OR(F6=\"共用部除外\",F6=\"共用部なし\",F6=\"\"),\"\",IF(OR(F9<>\"標準入力法\",ISBLANK(E100),ISERROR(E6044)),\"\",IF(E6039=\"１．計算条件\",-LOOKUP(1,-LEFT(B6044,ROW($1:$80))),\"\")))","v":""},{"$f":"IF(OR(E$6<>$D$6009,COUNTBLANK(H13)=1),\"\",G6146)","v":""},{"$f":"IF(OR(ISBLANK(H100),ISERROR(-LOOKUP(1,-LEFT(MID(H6045,5,15),ROW($1:$80))))),\"\",-LOOKUP(1,-LEFT(MID(H6045,5,15),ROW($1:$80))))","v":""},"","","","","","","","","","","","","","","","","","","","","","","","","","","","","","","","","","","","","","","","","","","","","","","","","","","","","","","","","","","","","","","",{"$f":"IF(OR(ISBLANK(BT100),ISERROR(-LOOKUP(1,-LEFT(MID(BT6045,5,15),ROW($1:$80))))),\"\",-LOOKUP(1,-LEFT(MID(BT6045,5,15),ROW($1:$80))))","v":""},"","","","","","","","","","","","","","","","","","","","","","","","","","","","","","","","","","","","","","","","","","","","","","","","","","","","","","","","","","","","","","","",{"$f":"IF(OR(ISBLANK(EF100),ISERROR(-LOOKUP(1,-LEFT(MID(EF6045,5,15),ROW($1:$80))))),\"\",-LOOKUP(1,-LEFT(MID(EF6045,5,15),ROW($1:$80))))","v":""},"","","","","","","","","","","","","","","","","","","","","","","","","","","","","","","","","","","","","","","","","","","","","","","","","","","","","","","","","","","","","","","",{"$f":"IF(OR(ISBLANK(GR100),ISERROR(-LOOKUP(1,-LEFT(MID(GR6045,5,15),ROW($1:$80))))),\"\",-LOOKUP(1,-LEFT(MID(GR6045,5,15),ROW($1:$80))))","v":""},"","","","","","","","","","","","","","","","","","","","","","","","","","","","","","","","","","","","","","","","","","","","","","","","","","","","","","","","","","","","","","","",{"$f":"IF(OR(ISBLANK(JD100),ISERROR(-LOOKUP(1,-LEFT(MID(JD6045,5,15),ROW($1:$80))))),\"\",-LOOKUP(1,-LEFT(MID(JD6045,5,15),ROW($1:$80))))","v":""},"","","","","","","","","","","","","","","","","","","","","","","","","","","","","","","","","","","","","","","","","","","","","","","","","","","","","","","","","","","","","","","",{"$f":"IF(OR(ISBLANK(LP100),ISERROR(-LOOKUP(1,-LEFT(MID(LP6045,5,15),ROW($1:$80))))),\"\",-LOOKUP(1,-LEFT(MID(LP6045,5,15),ROW($1:$80))))","v":""},"","","","","","","","","","","","","","","","","","","","","","","","","","","","","","","","","","","","","","","","","","","","","","","","","","","","","","","","","","","","","","","",{"$f":"IF(OR(ISBLANK(OB100),ISERROR(-LOOKUP(1,-LEFT(MID(OB6045,5,15),ROW($1:$80))))),\"\",-LOOKUP(1,-LEFT(MID(OB6045,5,15),ROW($1:$80))))","v":""},"","","","","","","","","","","","","","",""]
[null,null,"共用部分： MJ/㎡","照明",null,{"$f":"IF(OR(F6=\"共用部除外\",F6=\"共用部なし\",F6=\"\"),\"\",IF(OR(F9<>\"標準入力法\",ISBLANK(E100),ISERROR(E6043)),\"\",IF(E6039=\"１．計算条件\",-LOOKUP(1,-LEFT(B6043,ROW($1:$80))),\"\")))","v":""},{"$f":"IF(OR(E$6<>$D$6009,COUNTBLANK(H14)=1),\"\",G6147)","v":""},{"$f":"IF(OR(ISBLANK(H100),ISERROR(-LOOKUP(1,-LEFT(MID(H6046,5,15),ROW($1:$80))))),\"\",-LOOKUP(1,-LEFT(MID(H6046,5,15),ROW($1:$80))))","v":""},"","","","","","","","","","","","","","","","","","","","","","","","","","","","","","","","","","","","","","","","","","","","","","","","","","","","","","","","","","","","","","","",{"$f":"IF(OR(ISBLANK(BT100),ISERROR(-LOOKUP(1,-LEFT(MID(BT6046,5,15),ROW($1:$80))))),\"\",-LOOKUP(1,-LEFT(MID(BT6046,5,15),ROW($1:$80))))","v":""},"","","","","","","","","","","","","","","","","","","","","","","","","","","","","","","","","","","","","","","","","","","","","","","","","","","","","","","","","","","","","","","",{"$f":"IF(OR(ISBLANK(EF100),ISERROR(-LOOKUP(1,-LEFT(MID(EF6046,5,15),ROW($1:$80))))),\"\",-LOOKUP(1,-LEFT(MID(EF6046,5,15),ROW($1:$80))))","v":""},"","","","","","","","","","","","","","","","","","","","","","","","","","","","","","","","","","","","","","","","","","","","","","","","","","","","","","","","","","","","","","","",{"$f":"IF(OR(ISBLANK(GR100),ISERROR(-LOOKUP(1,-LEFT(MID(GR6046,5,15),ROW($1:$80))))),\"\",-LOOKUP(1,-LEFT(MID(GR6046,5,15),ROW($1:$80))))","v":""},"","","","","","","","","","","","","","","","","","","","","","","","","","","","","","","","","","","","","","","","","","","","","","","","","","","","","","","","","","","","","","","",{"$f":"IF(OR(ISBLANK(JD100),ISERROR(-LOOKUP(1,-LEFT(MID(JD6046,5,15),ROW($1:$80))))),\"\",-LOOKUP(1,-LEFT(MID(JD6046,5,15),ROW($1:$80))))","v":""},"","","","","","","","","","","","","","","","","","","","","","","","","","","","","","","","","","","","","","","","","","","","","","","","","","","","","","","","","","","","","","","",{"$f":"IF(OR(ISBLANK(LP100),ISERROR(-LOOKUP(1,-LEFT(MID(LP6046,5,15),ROW($1:$80))))),\"\",-LOOKUP(1,-LEFT(MID(LP6046,5,15),ROW($1:$80))))","v":""},"","","","","","","","","","","","","","","","","","","","","","","","","","","","","","","","","","","","","","","","","","","","","","","","","","","","","","","","","","","","","","","",{"$f":"IF(OR(ISBLANK(OB100),ISERROR(-LOOKUP(1,-LEFT(MID(OB6046,5,15),ROW($1:$80))))),\"\",-LOOKUP(1,-LEFT(MID(OB6046,5,15),ROW($1:$80))))","v":""},"","","","","","","","","","","","","","",""]
[null,null,null,"昇降機",null,{"$f":"IF(OR(F6=\"共用部除外\",F6=\"共用部なし\",F6=\"\"),\"\",IF(OR(F9<>\"標準入力法\",ISBLANK(E100),ISERROR(E6045)),\"\",IF(E6039=\"１．計算条件\",-LOOKUP(1,-LEFT(B6045,ROW($1:$80))),\"\")))","v":""}]
[null,null,"基準値","暖房",null,{"$f":"IF(OR(F6=\"共用部除外\",F6=\"共用部なし\",F6=\"\"),\"\",IF(OR(F9<>\"標準入力法\",ISBLANK(E100),ISERROR(E6041)),\"\",IF(E6039=\"１．計算条件\",-LOOKUP(1,-LEFT(C6041,ROW($1:$80))),\"\")))","v":""},{"$f":"IF(OR(E$6<>$D$6009,COUNTBLANK(H16)=1),\"\",G6138)","v":""},{"$f":"IF(OR(ISBLANK(H100),ISERROR(-LOOKUP(1,-RIGHT(H6042,ROW($1:$80))))),\"\",-LOOKUP(1,-RIGHT(H6042,ROW($1:$80))))","v":""},"","","","","","","","","","","","","","","","","","","","","","","","","","","","","","","","","","","","","","","","","","","","","","","","","","","","","","","","","","","","","","","",{"$f":"IF(OR(ISBLANK(BT100),ISERROR(-LOOKUP(1,-RIGHT(BT6042,ROW($1:$80))))),\"\",-LOOKUP(1,-RIGHT(BT6042,ROW($1:$80))))","v":""},"","","","","","","","","","","","","","","","","","","","","","","","","","","","","","","","","","","","","","","","","","","","","","","","","","","","","","","","","","","","","","","",{"$f":"IF(OR(ISBLANK(EF100),ISERROR(-LOOKUP(1,-RIGHT(EF6042,ROW($1:$80))))),\"\",-LOOKUP(1,-RIGHT(EF6042,ROW($1:$80))))","v":""},"","","","","","","","","","","","","","","","","","","","","","","","","","","","","","","","","","","","","","","","","","","","","","","","","","","","","","","","","","","","","","","",{"$f":"IF(OR(ISBLANK(GR100),ISERROR(-LOOKUP(1,-RIGHT(GR6042,ROW($1:$80))))),\"\",-LOOKUP(1,-RIGHT(GR6042,ROW($1:$80))))","v":""},"","","","","","","","","","","","","","","","","","","","","","","","","","","","","","","","","","","","","","","","","","","","","","","","","","","","","","","","","","","","","","","",{"$f":"IF(OR(ISBLANK(JD100),ISERROR(-LOOKUP(1,-RIGHT(JD6042,ROW($1:$80))))),\"\",-LOOKUP(1,-RIGHT(JD6042,ROW($1:$80))))","v":""},"","","","","","","","","","","","","","","","","","","","","","","","","","","","","","","","","","","","","","","","","","","","","","","","","","","","","","","","","","","","","","","",{"$f":"IF(OR(ISBLANK(LP100),ISERROR(-LOOKUP(1,-RIGHT(LP6042,ROW($1:$80))))),\"\",-LOOKUP(1,-RIGHT(LP6042,ROW($1:$80))))","v":""},"","","","","","","","","","","","","","","","","","","","","","","","","","","","","","","","","","","","","","","","","","","","","","","","","","","","","","","","","","","","","","","",{"$f":"IF(OR(ISBLANK(OB100),ISERROR(-LOOKUP(1,-RIGHT(OB6042,ROW($1:$80))))),\"\",-LOOKUP(1,-RIGHT(OB6042,ROW($1:$80))))","v":""},"","","","","","","","","","","","","","",""]
[null,null,null,"冷房",null,null,{"$f":"IF(OR(E$6<>$D$6009,COUNTBLANK(H17)=1),\"\",G6139)","v":""},{"$f":"IF(OR(ISBLANK(H100),ISERROR(-LOOKUP(1,-RIGHT(H6043,ROW($1:$80))))),\"\",-LOOKUP(1,-RIGHT(H6043,ROW($1:$80))))","v":""},"","","","","","","","","","","","","","","","","","","","","","","","","","","","","","","","","","","","","","","","","","","","","","","","","","","","","","","","","","","","","","","",{"$f":"IF(OR(ISBLANK(BT100),ISERROR(-LOOKUP(1,-RIGHT(BT6043,ROW($1:$80))))),\"\",-LOOKUP(1,-RIGHT(BT6043,ROW($1:$80))))","v":""},"","","","","","","","","","","","","","","","","","","","","","","","","","","","","","","","","","","","","","","","","","","","","","","","","","","","","","","","","","","","","","","",{"$f":"IF(OR(ISBLANK(EF100),ISERROR(-LOOKUP(1,-RIGHT(EF6043,ROW($1:$80))))),\"\",-LOOKUP(1,-RIGHT(EF6043,ROW($1:$80))))","v":""},"","","","","","","","","","","","","","","","","","","","","","","","","","","","","","","","","","","","","","","","","","","","","","","","","","","","","","","","","","","","","","","",{"$f":"IF(OR(ISBLANK(GR100),ISERROR(-LOOKUP(1,-RIGHT(GR6043,ROW($1:$80))))),\"\",-LOOKUP(1,-RIGHT(GR6043,ROW($1:$80))))","v":""},"","","","","","","","","","","","","","","","","","","","","","","","","","","","","","","","","","","","","","","","","","","","","","","","","","","","","","","","","","","","","","","",{"$f":"IF(OR(ISBLANK(JD100),ISERROR(-LOOKUP(1,-RIGHT(JD6043,ROW($1:$80))))),\"\",-LOOKUP(1,-RIGHT(JD6043,ROW($1:$80))))","v":""},"","","","","","","","","","","","","","","","","","","","","","","","","","","","","","","","","","","","","","","","","","","","","","","","","","","","","","","","","","","","","","","",{"$f":"IF(OR(ISBLANK(LP100),ISERROR(-LOOKUP(1,-RIGHT(LP6043,ROW($1:$80))))),\"\",-LOOKUP(1,-RIGHT(LP6043,ROW($1:$80))))","v":""},"","","","","","","","","","","","","","","","","","","","","","","","","","","","","","","","","","","","","","","","","","","","","","","","","","","","","","","","","","","","","","","",{"$f":"IF(OR(ISBLANK(OB100),ISERROR(-LOOKUP(1,-RIGHT(OB6043,ROW($1:$80))))),\"\",-LOOKUP(1,-RIGHT(OB6043,ROW($1:$80))))","v":""},"","","","","","","","","","","","","","",""]
[null,null,null,"換気",null,{"$f":"IF(OR(F6=\"共用部除外\",F6=\"共用部なし\",F6=\"\"),\"\",IF(OR(F9<>\"標準入力法\",ISBLANK(E100),ISERROR(E6042)),\"\",IF(E6039=\"１．計算条件\",-LOOKUP(1,-LEFT(C6042,ROW($1:$80))),\"\")))","v":""},{"$f":"IF(OR(E$6<>$D$6009,COUNTBLANK(H18)=1),\"\",G6140)","v":""},{"$f":"IF(OR(ISBLANK(H100),ISERROR(-LOOKUP(1,-RIGHT(H6044,ROW($1:$80))))),\"\",-LOOKUP(1,-RIGHT(H6044,ROW($1:$80))))","v":""},"","","","","","","","","","","","","","","","","","","","","","","","","","","","","","","","","","","","","","","","","","","","","","","","","","","","","","","","","","","","","","","",{"$f":"IF(OR(ISBLANK(BT100),ISERROR(-LOOKUP(1,-RIGHT(BT6044,ROW($1:$80))))),\"\",-LOOKUP(1,-RIGHT(BT6044,ROW($1:$80))))","v":""},"","","","","","","","","","","","","","","","","","","","","","","","","","","","","","","","","","","","","","","","","","","","","","","","","","","","","","","","","","","","","","","",{"$f":"IF(OR(ISBLANK(EF100),ISERROR(-LOOKUP(1,-RIGHT(EF6044,ROW($1:$80))))),\"\",-LOOKUP(1,-RIGHT(EF6044,ROW($1:$80))))","v":""},"","","","","","","","","","","","","","","","","","","","","","","","","","","","","","","","","","","","","","","","","","","","","","","","","","","","","","","","","","","","","","","",{"$f":"IF(OR(ISBLANK(GR100),ISERROR(-LOOKUP(1,-RIGHT(GR6044,ROW($1:$80))))),\"\",-LOOKUP(1,-RIGHT(GR6044,ROW($1:$80))))","v":""},"","","","","","","","","","","","","","","","","","","","","","","","","","","","","","","","","","","","","","","","","","","","","","","","","","","","","","","","","","","","","","","",{"$f":"IF(OR(ISBLANK(JD100),ISERROR(-LOOKUP(1,-RIGHT(JD6044,ROW($1:$80))))),\"\",-LOOKUP(1,-RIGHT(JD6044,ROW($1:$80))))","v":""},"","","","","","","","","","","","","","","","","","","","","","","","","","","","","","","","","","","","","","","","","","","","","","","","","","","","","","","","","","","","","","","",{"$f":"IF(OR(ISBLANK(LP100),ISERROR(-LOOKUP(1,-RIGHT(LP6044,ROW($1:$80))))),\"\",-LOOKUP(1,-RIGHT(LP6044,ROW($1:$80))))","v":""},"","","","","","","","","","","","","","","","","","","","","","","","","","","","","","","","","","","","","","","","","","","","","","","","","","","","","","","","","","","","","","","",{"$f":"IF(OR(ISBLANK(OB100),ISERROR(-LOOKUP(1,-RIGHT(OB6044,ROW($1:$80))))),\"\",-LOOKUP(1,-RIGHT(OB6044,ROW($1:$80))))","v":""},"","","","","","","","","","","","","","",""]
[null,null,"住戸 ： MJ","給湯",null,{"$f":"IF(OR(F6=\"共用部除外\",F6=\"共用部なし\",F6=\"\"),\"\",IF(OR(F9<>\"標準入力法\",ISBLANK(E100),ISERROR(E6044)),\"\",IF(E6039=\"１．計算条件\",-LOOKUP(1,-LEFT(C6044,ROW($1:$80))),\"\")))","v":""},{"$f":"IF(OR(E$6<>$D$6009,COUNTBLANK(H19)=1),\"\",G6141)","v":""},{"$f":"IF(OR(ISBLANK(H100),ISERROR(-LOOKUP(1,-RIGHT(H6045,ROW($1:$80))))),\"\",-LOOKUP(1,-RIGHT(H6045,ROW($1:$80))))","v":""},"","","","","","","","","","","","","","","","","","","","","","","","","","","","","","","","","","","","","","","","","","","","","","","","","","","","","","","","","","","","","","","",{"$f":"IF(OR(ISBLANK(BT100),ISERROR(-LOOKUP(1,-RIGHT(BT6045,ROW($1:$80))))),\"\",-LOOKUP(1,-RIGHT(BT6045,ROW($1:$80))))","v":""},"","","","","","","","","","","","","","","","","","","","","","","","","","","","","","","","","","","","","","","","","","","","","","","","","","","","","","","","","","","","","","","",{"$f":"IF(OR(ISBLANK(EF100),ISERROR(-LOOKUP(1,-RIGHT(EF6045,ROW($1:$80))))),\"\",-LOOKUP(1,-RIGHT(EF6045,ROW($1:$80))))","v":""},"","","","","","","","","","","","","","","","","","","","","","","","","","","","","","","","","","","","","","","","","","","","","","","","","","","","","","","","","","","","","","","",{"$f":"IF(OR(ISBLANK(GR100),ISERROR(-LOOKUP(1,-RIGHT(GR6045,ROW($1:$80))))),\"\",-LOOKUP(1,-RIGHT(GR6045,ROW($1:$80))))","v":""},"","","","","","","","","","","","","","","","","","","","","","","","","","","","","","","","","","","","","","","","","","","","","","","","","","","","","","","","","","","","","","","",{"$f":"IF(OR(ISBLANK(JD100),ISERROR(-LOOKUP(1,-RIGHT(JD6045,ROW($1:$80))))),\"\",-LOOKUP(1,-RIGHT(JD6045,ROW($1:$80))))","v":""},"","","","","","","","","","","","","","","","","","","","","","","","","","","","","","","","","","","","","","","","","","","","","","","","","","","","","","","","","","","","","","","",{"$f":"IF(OR(ISBLANK(LP100),ISERROR(-LOOKUP(1,-RIGHT(LP6045,ROW($1:$80))))),\"\",-LOOKUP(1,-RIGHT(LP6045,ROW($1:$80))))","v":""},"","","","","","","","","","","","","","","","","","","","","","","","","","","","","","","","","","","","","","","","","","","","","","","","","","","","","","","","","","","","","","","",{"$f":"IF(OR(ISBLANK(OB100),ISERROR(-LOOKUP(1,-RIGHT(OB6045,ROW($1:$80))))),\"\",-LOOKUP(1,-RIGHT(OB6045,ROW($1:$80))))","v":""},"","","","","","","","","","","","","","",""]
[null,null,"共用部分： MJ/㎡","照明",null,{"$f":"IF(OR(F6=\"共用部除外\",F6=\"共用部なし\",F6=\"\"),\"\",IF(OR(F9<>\"標準入力法\",ISBLANK(E100),ISERROR(E6043)),\"\",IF(E6039=\"１．計算条件\",-LOOKUP(1,-LEFT(C6043,ROW($1:$80))),\"\")))","v":""},{"$f":"IF(OR(E$6<>$D$6009,COUNTBLANK(H20)=1),\"\",G6142)","v":""},{"$f":"IF(OR(ISBLANK(H100),ISERROR(-LOOKUP(1,-RIGHT(H6046,ROW($1:$80))))),\"\",-LOOKUP(1,-RIGHT(H6046,ROW($1:$80))))","v":""},"","","","","","","","","","","","","","","","","","","","","","","","","","","","","","","","","","","","","","","","","","","","","","","","","","","","","","","","","","","","","","","",{"$f":"IF(OR(ISBLANK(BT100),ISERROR(-LOOKUP(1,-RIGHT(BT6046,ROW($1:$80))))),\"\",-LOOKUP(1,-RIGHT(BT6046,ROW($1:$80))))","v":""},"","","","","","","","","","","","","","","","","","","","","","","","","","","","","","","","","","","","","","","","","","","","","","","","","","","","","","","","","","","","","","","",{"$f":"IF(OR(ISBLANK(EF100),ISERROR(-LOOKUP(1,-RIGHT(EF6046,ROW($1:$80))))),\"\",-LOOKUP(1,-RIGHT(EF6046,ROW($1:$80))))","v":""},"","","","","","","","","","","","","","","","","","","","","","","","","","","","","","","","","","","","","","","","","","","","","","","","","","","","","","","","","","","","","","","",{"$f":"IF(OR(ISBLANK(GR100),ISERROR(-LOOKUP(1,-RIGHT(GR6046,ROW($1:$80))))),\"\",-LOOKUP(1,-RIGHT(GR6046,ROW($1:$80))))","v":""},"","","","","","","","","","","","","","","","","","","","","","","","","","","","","","","","","","","","","","","","","","","","","","","","","","","","","","","","","","","","","","","",{"$f":"IF(OR(ISBLANK(JD100),ISERROR(-LOOKUP(1,-RIGHT(JD6046,ROW($1:$80))))),\"\",-LOOKUP(1,-RIGHT(JD6046,ROW($1:$80))))","v":""},"","","","","","","","","","","","","","","","","","","","","","","","","","","","","","","","","","","","","","","","","","","","","","","","","","","","","","","","","","","","","","","",{"$f":"IF(OR(ISBLANK(LP100),ISERROR(-LOOKUP(1,-RIGHT(LP6046,ROW($1:$80))))),\"\",-LOOKUP(1,-RIGHT(LP6046,ROW($1:$80))))","v":""},"","","","","","","","","","","","","","","","","","","","","","","","","","","","","","","","","","","","","","","","","","","","","","","","","","","","","","","","","","","","","","","",{"$f":"IF(OR(ISBLANK(OB100),ISERROR(-LOOKUP(1,-RIGHT(OB6046,ROW($1:$80))))),\"\",-LOOKUP(1,-RIGHT(OB6046,ROW($1:$80))))","v":""},"","","","","","","","","","","","","","",""]
[null,null,null,"昇降機",null,{"$f":"IF(OR(F6=\"共用部除外\",F6=\"共用部なし\",F6=\"\"),\"\",IF(OR(F9<>\"標準入力法\",ISBLANK(E100),ISERROR(E6045)),\"\",IF(E6039=\"１．計算条件\",-LOOKUP(1,-LEFT(C6045,ROW($1:$80))),\"\")))","v":""}]
[null,null,"設計・基準[MJ(共用:MJ/㎡)]","その他",null,{"$f":"IF(OR(F6=\"共用部除外\",F6=\"共用部なし\",F6=\"\"),\"\",IF(OR(F9<>\"標準入力法\",ISBLANK(E100),ISERROR(E6049)),\"\",IF(E6039=\"１．計算条件\",-LOOKUP(1,-LEFT(C6049,ROW($1:$80))),\"\")))","v":""},{"$f":"IF(OR(E$6<>$D$6009,COUNTBLANK(H22)=1),\"\",G6148)","v":""},{"$f":"IF(OR(ISBLANK(H100),ISERROR(-LOOKUP(1,-RIGHT(H6047,ROW($1:$80))))),\"\",-LOOKUP(1,-RIGHT(H6047,ROW($1:$80))))","v":""},"","","","","","","","","","","","","","","","","","","","","","","","","","","","","","","","","","","","","","","","","","","","","","","","","","","","","","","","","","","","","","","",{"$f":"IF(OR(ISBLANK(BT100),ISERROR(-LOOKUP(1,-RIGHT(BT6047,ROW($1:$80))))),\"\",-LOOKUP(1,-RIGHT(BT6047,ROW($1:$80))))","v":""},"","","","","","","","","","","","","","","","","","","","","","","","","","","","","","","","","","","","","","","","","","","","","","","","","","","","","","","","","","","","","","","",{"$f":"IF(OR(ISBLANK(EF100),ISERROR(-LOOKUP(1,-RIGHT(EF6047,ROW($1:$80))))),\"\",-LOOKUP(1,-RIGHT(EF6047,ROW($1:$80))))","v":""},"","","","","","","","","","","","","","","","","","","","","","","","","","","","","","","","","","","","","","","","","","","","","","","","","","","","","","","","","","","","","","","",{"$f":"IF(OR(ISBLANK(GR100),ISERROR(-LOOKUP(1,-RIGHT(GR6047,ROW($1:$80))))),\"\",-LOOKUP(1,-RIGHT(GR6047,ROW($1:$80))))","v":""},"","","","","","","","","","","","","","","","","","","","","","","","","","","","","","","","","","","","","","","","","","","","","","","","","","","","","","","","","","","","","","","",{"$f":"IF(OR(ISBLANK(JD100),ISERROR(-LOOKUP(1,-RIGHT(JD6047,ROW($1:$80))))),\"\",-LOOKUP(1,-RIGHT(JD6047,ROW($1:$80))))","v":""},"","","","","","","","","","","","","","","","","","","","","","","","","","","","","","","","","","","","","","","","","","","","","","","","","","","","","","","","","","","","","","","",{"$f":"IF(OR(ISBLANK(LP100),ISERROR(-LOOKUP(1,-RIGHT(LP6047,ROW($1:$80))))),\"\",-LOOKUP(1,-RIGHT(LP6047,ROW($1:$80))))","v":""},"","","","","","","","","","","","","","","","","","","","","","","","","","","","","","","","","","","","","","","","","","","","","","","","","","","","","","","","","","","","","","","",{"$f":"IF(OR(ISBLANK(OB100),ISERROR(-LOOKUP(1,-RIGHT(OB6047,ROW($1:$80))))),\"\",-LOOKUP(1,-RIGHT(OB6047,ROW($1:$80))))","v":""},"","","","","","","","","","","","","","",""]
[null,null,"発電設備 ： MJ","PV 消費",null,{"$f":"IF(OR(F6=\"共用部除外\",F6=\"共用部なし\",F6=\"\"),\"\",IF(COUNTBLANK(G5106)=1,\"\",_xlfn.NUMBERVALUE(E6035)*G5106))","v":""},{"$f":"IF(OR(E$6<>$D$6009,COUNTBLANK(H23)=1),\"\",G6149)","v":""},{"$f":"IF(OR(ISBLANK(H100),H6049=\"\"),\"\",ABS(_xlfn.NUMBERVALUE(H6032))*_xlfn.NUMBERVALUE($E$6035))","v":""},{"$f":"IF(OR(ISBLANK(I100),I6049=\"\"),\"\",ABS(_xlfn.NUMBERVALUE(I6032))*_xlfn.NUMBERVALUE($E$6035))","v":""},"","","","","","","","","","","","","","","","","","","","","","","","","","","","","","","","","","","","","","","","","","","","","","","","","","","","","","","","","","","","","","","",{"$f":"IF(OR(ISBLANK(BU100),BU6049=\"\"),\"\",ABS(_xlfn.NUMBERVALUE(BU6032))*_xlfn.NUMBERVALUE($E$6035))","v":""},"","","","","","","","","","","","","","","","","","","","","","","","","","","","","","","","","","","","","","","","","","","","","","","","","","","","","","","","","","","","","","","",{"$f":"IF(OR(ISBLANK(EG100),EG6049=\"\"),\"\",ABS(_xlfn.NUMBERVALUE(EG6032))*_xlfn.NUMBERVALUE($E$6035))","v":""},"","","","","","","","","","","","","","","","","","","","","","","","","","","","","","","","","","","","","","","","","","","","","","","","","","","","","","","","","","","","","","","",{"$f":"IF(OR(ISBLANK(GS100),GS6049=\"\"),\"\",ABS(_xlfn.NUMBERVALUE(GS6032))*_xlfn.NUMBERVALUE($E$6035))","v":""},"","","","","","","","","","","","","","","","","","","","","","","","","","","","","","","","","","","","","","","","","","","","","","","","","","","","","","","","","","","","","","","",{"$f":"IF(OR(ISBLANK(JE100),JE6049=\"\"),\"\",ABS(_xlfn.NUMBERVALUE(JE6032))*_xlfn.NUMBERVALUE($E$6035))","v":""},"","","","","","","","","","","","","","","","","","","","","","","","","","","","","","","","","","","","","","","","","","","","","","","","","","","","","","","","","","","","","","","",{"$f":"IF(OR(ISBLANK(LQ100),LQ6049=\"\"),\"\",ABS(_xlfn.NUMBERVALUE(LQ6032))*_xlfn.NUMBERVALUE($E$6035))","v":""},"","","","","","","","","","","","","","","","","","","","","","","","","","","","","","","","","","","","","","","","","","","","","","","","","","","","","","","","","","","","","","","",{"$f":"IF(OR(ISBLANK(OC100),OC6049=\"\"),\"\",ABS(_xlfn.NUMBERVALUE(OC6032))*_xlfn.NUMBERVALUE($E$6035))","v":""},"","","","","","","","","","","","","",""]
[null,null,null,"CGS消費",null,{"$f":"IF(OR(F6=\"共用部除外\",F6=\"共用部なし\",F6=\"\"),\"\",IF(OR(F9<>\"標準入力法\",ISBLANK(E100),ISERROR(E6047)),\"\",_xlfn.NUMBERVALUE(E6035)*(-1)*V6013))","v":""},{"$f":"IF(OR(E$6<>$D$6009,COUNTBLANK(H24)=1),\"\",G6150)","v":""},{"$f":"IF(OR(ISBLANK(H100),H6050=\"\"),\"\",ABS(_xlfn.NUMBERVALUE(H6033))*_xlfn.NUMBERVALUE($E$6035))","v":""},{"$f":"IF(OR(ISBLANK(I100),I6050=\"\"),\"\",ABS(_xlfn.NUMBERVALUE(I6033))*_xlfn.NUMBERVALUE($E$6035))","v":""},"","","","","","","","","","","","","","","","","","","","","","","","","","","","","","","","","","","","","","","","","","","","","","","","","","","","","","","","","","","","","","","",{"$f":"IF(OR(ISBLANK(BU100),BU6050=\"\"),\"\",ABS(_xlfn.NUMBERVALUE(BU6033))*_xlfn.NUMBERVALUE($E$6035))","v":""},"","","","","","","","","","","","","","","","","","","","","","","","","","","","","","","","","","","","","","","","","","","","","","","","","","","","","","","","","","","","","","","",{"$f":"IF(OR(ISBLANK(EG100),EG6050=\"\"),\"\",ABS(_xlfn.NUMBERVALUE(EG6033))*_xlfn.NUMBERVALUE($E$6035))","v":""},"","","","","","","","","","","","","","","","","","","","","","","","","","","","","","","","","","","","","","","","","","","","","","","","","","","","","","","","","","","","","","","",{"$f":"IF(OR(ISBLANK(GS100),GS6050=\"\"),\"\",ABS(_xlfn.NUMBERVALUE(GS6033))*_xlfn.NUMBERVALUE($E$6035))","v":""},"","","","","","","","","","","","","","","","","","","","","","","","","","","","","","","","","","","","","","","","","","","","","","","","","","","","","","","","","","","","","","","",{"$f":"IF(OR(ISBLANK(JE100),JE6050=\"\"),\"\",ABS(_xlfn.NUMBERVALUE(JE6033))*_xlfn.NUMBERVALUE($E$6035))","v":""},"","","","","","","","","","","","","","","","","","","","","","","","","","","","","","","","","","","","","","","","","","","","","","","","","","","","","","","","","","","","","","","",{"$f":"IF(OR(ISBLANK(LQ100),LQ6050=\"\"),\"\",ABS(_xlfn.NUMBERVALUE(LQ6033))*_xlfn.NUMBERVALUE($E$6035))","v":""},"","","","","","","","","","","","","","","","","","","","","","","","","","","","","","","","","","","","","","","","","","","","","","","","","","","","","","","","","","","","","","","",{"$f":"IF(OR(ISBLANK(OC100),OC6050=\"\"),\"\",ABS(_xlfn.NUMBERVALUE(OC6033))*_xlfn.NUMBERVALUE($E$6035))","v":""},"","","","","","","","","","","","","",""]
[null,null,null,"CGS控除量",null,null,{"$f":"IF(OR(E$6<>$D$6009,COUNTBLANK(H25)=1),\"\",G6152)","v":""},{"$f":"IF(OR(ISBLANK(H100),H6073=\"\"),\"\",ABS(_xlfn.NUMBERVALUE(H6034))*_xlfn.NUMBERVALUE($E$6035))","v":""},{"$f":"IF(OR(ISBLANK(I100),I6073=\"\"),\"\",ABS(_xlfn.NUMBERVALUE(I6034))*_xlfn.NUMBERVALUE($E$6035))","v":""},"","","","","","","","","","","","","","","","","","","","","","","","","","","","","","","","","","","","","","","","","","","","","","","","","","","","","","","","","","","","","","","",{"$f":"IF(OR(ISBLANK(BU100),BU6073=\"\"),\"\",ABS(_xlfn.NUMBERVALUE(BU6034))*_xlfn.NUMBERVALUE($E$6035))","v":""},"","","","","","","","","","","","","","","","","","","","","","","","","","","","","","","","","","","","","","","","","","","","","","","","","","","","","","","","","","","","","","","",{"$f":"IF(OR(ISBLANK(EG100),EG6073=\"\"),\"\",ABS(_xlfn.NUMBERVALUE(EG6034))*_xlfn.NUMBERVALUE($E$6035))","v":""},"","","","","","","","","","","","","","","","","","","","","","","","","","","","","","","","","","","","","","","","","","","","","","","","","","","","","","","","","","","","","","","",{"$f":"IF(OR(ISBLANK(GS100),GS6073=\"\"),\"\",ABS(_xlfn.NUMBERVALUE(GS6034))*_xlfn.NUMBERVALUE($E$6035))","v":""},"","","","","","","","","","","","","","","","","","","","","","","","","","","","","","","","","","","","","","","","","","","","","","","","","","","","","","","","","","","","","","","",{"$f":"IF(OR(ISBLANK(JE100),JE6073=\"\"),\"\",ABS(_xlfn.NUMBERVALUE(JE6034))*_xlfn.NUMBERVALUE($E$6035))","v":""},"","","","","","","","","","","","","","","","","","","","","","","","","","","","","","","","","","","","","","","","","","","","","","","","","","","","","","","","","","","","","","","",{"$f":"IF(OR(ISBLANK(LQ100),LQ6073=\"\"),\"\",ABS(_xlfn.NUMBERVALUE(LQ6034))*_xlfn.NUMBERVALUE($E$6035))","v":""},"","","","","","","","","","","","","","","","","","","","","","","","","","","","","","","","","","","","","","","","","","","","","","","","","","","","","","","","","","","","","","","",{"$f":"IF(OR(ISBLANK(OC100),OC6073=\"\"),\"\",ABS(_xlfn.NUMBERVALUE(OC6034))*_xlfn.NUMBERVALUE($E$6035))","v":""},"","","","","","","","","","","","","",""]
[null,"ＢＥＩ"," 設計一次ｴﾈ消費量(その他除く)[GJ]",null,{"$f":"IF(SUM(F26:G26)=0,\"\",SUM(F26:G26))","v":""},{"$f":"IF(OR(F6=\"共用部除外\",F6=\"共用部なし\",F6=\"\",F9=\"\"),\"\",IF(T6001=0,\"\",W6018))","v":""},{"$f":"IF(OR(E$6<>$D$6009,COUNTBLANK(H26)=1),\"\",G6162)","v":""},{"$f":"IF(OR(ISBLANK(H100),H6058=\"\"),\"\",H6089)","v":""},"","","","","","","","","","","","","","","","","","","","","","","","","","","","","","","","","","","","","","","","","","","","","","","","","","","","","","","","","","","","","","","",{"$f":"IF(OR(ISBLANK(BT100),BT6058=\"\"),\"\",BT6089)","v":""},"","","","","","","","","","","","","","","","","","","","","","","","","","","","","","","","","","","","","","","","","","","","","","","","","","","","","","","","","","","","","","","",{"$f":"IF(OR(ISBLANK(EF100),EF6058=\"\"),\"\",EF6089)","v":""},"","","","","","","","","","","","","","","","","","","","","","","","","","","","","","","","","","","","","","","","","","","","","","","","","","","","","","","","","","","","","","","",{"$f":"IF(OR(ISBLANK(GR100),GR6058=\"\"),\"\",GR6089)","v":""},"","","","","","","","","","","","","","","","","","","","","","","","","","","","","","","","","","","","","","","","","","","","","","","","","","","","","","","","","","","","","","","",{"$f":"IF(OR(ISBLANK(JD100),JD6058=\"\"),\"\",JD6089)","v":""},"","","","","","","","","","","","","","","","","","","","","","","","","","","","","","","","","","","","","","","","","","","","","","","","","","","","","","","","","","","","","","","",{"$f":"IF(OR(ISBLANK(LP100),LP6058=\"\"),\"\",LP6089)","v":""},"","","","","","","","","","","","","","","","","","","","","","","","","","","","","","","","","","","","","","","","","","","","","","","","","","","","","","","","","","","","","","","",{"$f":"IF(OR(ISBLANK(OB100),OB6058=\"\"),\"\",OB6089)","v":""},"","","","","","","","","","","","","","",""]
[null,null," 基準一次ｴﾈ消費量(その他除く)[GJ]",null,{"$f":"IF(SUM(F27:G27)=0,\"\",SUM(F27:G27))","v":""},{"$f":"IF(OR(F6=\"共用部除外\",F6=\"共用部なし\",F6=\"\",F9=\"\"),\"\",IF(T6001=0,\"\",W6016))","v":""},{"$f":"IF(OR(E$6<>$D$6009,COUNTBLANK(H27)=1),\"\",G6163)","v":""},{"$f":"IF(OR(ISBLANK(H100),H6059=\"\"),\"\",H6088)","v":""},"","","","","","","","","","","","","","","","","","","","","","","","","","","","","","","","","","","","","","","","","","","","","","","","","","","","","","","","","","","","","","","",{"$f":"IF(OR(ISBLANK(BT100),BT6059=\"\"),\"\",BT6088)","v":""},"","","","","","","","","","","","","","","","","","","","","","","","","","","","","","","","","","","","","","","","","","","","","","","","","","","","","","","","","","","","","","","",{"$f":"IF(OR(ISBLANK(EF100),EF6059=\"\"),\"\",EF6088)","v":""},"","","","","","","","","","","","","","","","","","","","","","","","","","","","","","","","","","","","","","","","","","","","","","","","","","","","","","","","","","","","","","","",{"$f":"IF(OR(ISBLANK(GR100),GR6059=\"\"),\"\",GR6088)","v":""},"","","","","","","","","","","","","","","","","","","","","","","","","","","","","","","","","","","","","","","","","","","","","","","","","","","","","","","","","","","","","","","",{"$f":"IF(OR(ISBLANK(JD100),JD6059=\"\"),\"\",JD6088)","v":""},"","","","","","","","","","","","","","","","","","","","","","","","","","","","","","","","","","","","","","","","","","","","","","","","","","","","","","","","","","","","","","","",{"$f":"IF(OR(ISBLANK(LP100),LP6059=\"\"),\"\",LP6088)","v":""},"","","","","","","","","","","","","","","","","","","","","","","","","","","","","","","","","","","","","","","","","","","","","","","","","","","","","","","","","","","","","","","",{"$f":"IF(OR(ISBLANK(OB100),OB6059=\"\"),\"\",OB6088)","v":""},"","","","","","","","","","","","","","",""]
[null,null,"ＢＥＩ",null,{"$f":"IF(OR(COUNTIF(H6035:OQ6035,\"\"),ISERROR(E26/E27),LEFT(I5103,7)=\"※共有選択不適\"),\"\",ROUNDUP(D91/D92,2))","v":""},null,null,{"$f":"IF(OR(H6035=\"\",ISBLANK(H100),H6060=\"\"),\"\",H6090)","v":""},"","","","","","","","","","","","","","","","","","","","","","","","","","","","","","","","","","","","","","","","","","","","","","","","","","","","","","","","","","","","","","","",{"$f":"IF(OR(BT6035=\"\",ISBLANK(BT100),BT6060=\"\"),\"\",BT6090)","v":""},"","","","","","","","","","","","","","","","","","","","","","","","","","","","","","","","","","","","","","","","","","","","","","","","","","","","","","","","","","","","","","","",{"$f":"IF(OR(EF6035=\"\",ISBLANK(EF100),EF6060=\"\"),\"\",EF6090)","v":""},"","","","","","","","","","","","","","","","","","","","","","","","","","","","","","","","","","","","","","","","","","","","","","","","","","","","","","","","","","","","","","","",{"$f":"IF(OR(GR6035=\"\",ISBLANK(GR100),GR6060=\"\"),\"\",GR6090)","v":""},"","","","","","","","","","","","","","","","","","","","","","","","","","","","","","","","","","","","","","","","","","","","","","","","","","","","","","","","","","","","","","","",{"$f":"IF(OR(JD6035=\"\",ISBLANK(JD100),JD6060=\"\"),\"\",JD6090)","v":""},"","","","","","","","","","","","","","","","","","","","","","","","","","","","","","","","","","","","","","","","","","","","","","","","","","","","","","","","","","","","","","","",{"$f":"IF(OR(LP6035=\"\",ISBLANK(LP100),LP6060=\"\"),\"\",LP6090)","v":""},"","","","","","","","","","","","","","","","","","","","","","","","","","","","","","","","","","","","","","","","","","","","","","","","","","","","","","","","","","","","","","","",{"$f":"IF(OR(OB6035=\"\",ISBLANK(OB100),OB6060=\"\"),\"\",OB6090)","v":""},"","","","","","","","","","","","","","",""]
[null,"参考値"," 発電量(コージェネレーション)[MJ]",null,null,{"$f":"IF(OR(F6=\"共用部除外\",F6=\"共用部なし\",F6=\"\"),\"\",IF(OR(F9<>\"標準入力法\",ISBLANK(E100),ISERROR(E6047)),\"\",IF(E6039=\"１．計算条件\",-LOOKUP(1,-LEFT(B6047,ROW($1:$80)))*$T$6001,\"\")))","v":""},{"$f":"IF(OR(E$6<>$D$6009,COUNTBLANK(H29)=1),\"\",G6153)","v":""},{"$f":"IF(OR(ISBLANK(H100),H6129=\"\"),\"\",IF(ISERROR(-LOOKUP(1,-LEFT(H6129,ROW($1:$80)))),0,-LOOKUP(1,-LEFT(H6129,ROW($1:$80)))))","v":""},{"$f":"IF(OR(ISBLANK(I100),I6129=\"\"),\"\",IF(ISERROR(-LOOKUP(1,-LEFT(I6129,ROW($1:$80)))),0,-LOOKUP(1,-LEFT(I6129,ROW($1:$80)))))","v":""},{"$f":"IF(OR(ISBLANK(J100),J6129=\"\"),\"\",IF(ISERROR(-LOOKUP(1,-LEFT(J6129,ROW($1:$80)))),0,-LOOKUP(1,-LEFT(J6129,ROW($1:$80)))))","v":""},{"$f":"IF(OR(ISBLANK(K100),K6129=\"\"),\"\",IF(ISERROR(-LOOKUP(1,-LEFT(K6129,ROW($1:$80)))),0,-LOOKUP(1,-LEFT(K6129,ROW($1:$80)))))","v":""},{"$f":"IF(OR(ISBLANK(L100),L6129=\"\"),\"\",IF(ISERROR(-LOOKUP(1,-LEFT(L6129,ROW($1:$80)))),0,-LOOKUP(1,-LEFT(L6129,ROW($1:$80)))))","v":""},{"$f":"IF(OR(ISBLANK(M100),M6129=\"\"),\"\",IF(ISERROR(-LOOKUP(1,-LEFT(M6129,ROW($1:$80)))),0,-LOOKUP(1,-LEFT(M6129,ROW($1:$80)))))","v":""},{"$f":"IF(OR(ISBLANK(N100),N6129=\"\"),\"\",IF(ISERROR(-LOOKUP(1,-LEFT(N6129,ROW($1:$80)))),0,-LOOKUP(1,-LEFT(N6129,ROW($1:$80)))))","v":""},{"$f":"IF(OR(ISBLANK(O100),O6129=\"\"),\"\",IF(ISERROR(-LOOKUP(1,-LEFT(O6129,ROW($1:$80)))),0,-LOOKUP(1,-LEFT(O6129,ROW($1:$80)))))","v":""},{"$f":"IF(OR(ISBLANK(P100),P6129=\"\"),\"\",IF(ISERROR(-LOOKUP(1,-LEFT(P6129,ROW($1:$80)))),0,-LOOKUP(1,-LEFT(P6129,ROW($1:$80)))))","v":""},{"$f":"IF(OR(ISBLANK(Q100),Q6129=\"\"),\"\",IF(ISERROR(-LOOKUP(1,-LEFT(Q6129,ROW($1:$80)))),0,-LOOKUP(1,-LEFT(Q6129,ROW($1:$80)))))","v":""},{"$f":"IF(OR(ISBLANK(R100),R6129=\"\"),\"\",IF(ISERROR(-LOOKUP(1,-LEFT(R6129,ROW($1:$80)))),0,-LOOKUP(1,-LEFT(R6129,ROW($1:$80)))))","v":""},{"$f":"IF(OR(ISBLANK(S100),S6129=\"\"),\"\",IF(ISERROR(-LOOKUP(1,-LEFT(S6129,ROW($1:$80)))),0,-LOOKUP(1,-LEFT(S6129,ROW($1:$80)))))","v":""},{"$f":"IF(OR(ISBLANK(T100),T6129=\"\"),\"\",IF(ISERROR(-LOOKUP(1,-LEFT(T6129,ROW($1:$80)))),0,-LOOKUP(1,-LEFT(T6129,ROW($1:$80)))))","v":""},{"$f":"IF(OR(ISBLANK(U100),U6129=\"\"),\"\",IF(ISERROR(-LOOKUP(1,-LEFT(U6129,ROW($1:$80)))),0,-LOOKUP(1,-LEFT(U6129,ROW($1:$80)))))","v":""},{"$f":"IF(OR(ISBLANK(V100),V6129=\"\"),\"\",IF(ISERROR(-LOOKUP(1,-LEFT(V6129,ROW($1:$80)))),0,-LOOKUP(1,-LEFT(V6129,ROW($1:$80)))))","v":""},{"$f":"IF(OR(ISBLANK(W100),W6129=\"\"),\"\",IF(ISERROR(-LOOKUP(1,-LEFT(W6129,ROW($1:$80)))),0,-LOOKUP(1,-LEFT(W6129,ROW($1:$80)))))","v":""},{"$f":"IF(OR(ISBLANK(X100),X6129=\"\"),\"\",IF(ISERROR(-LOOKUP(1,-LEFT(X6129,ROW($1:$80)))),0,-LOOKUP(1,-LEFT(X6129,ROW($1:$80)))))","v":""},{"$f":"IF(OR(ISBLANK(Y100),Y6129=\"\"),\"\",IF(ISERROR(-LOOKUP(1,-LEFT(Y6129,ROW($1:$80)))),0,-LOOKUP(1,-LEFT(Y6129,ROW($1:$80)))))","v":""},{"$f":"IF(OR(ISBLANK(Z100),Z6129=\"\"),\"\",IF(ISERROR(-LOOKUP(1,-LEFT(Z6129,ROW($1:$80)))),0,-LOOKUP(1,-LEFT(Z6129,ROW($1:$80)))))","v":""},{"$f":"IF(OR(ISBLANK(AA100),AA6129=\"\"),\"\",IF(ISERROR(-LOOKUP(1,-LEFT(AA6129,ROW($1:$80)))),0,-LOOKUP(1,-LEFT(AA6129,ROW($1:$80)))))","v":""},{"$f":"IF(OR(ISBLANK(AB100),AB6129=\"\"),\"\",IF(ISERROR(-LOOKUP(1,-LEFT(AB6129,ROW($1:$80)))),0,-LOOKUP(1,-LEFT(AB6129,ROW($1:$80)))))","v":""},{"$f":"IF(OR(ISBLANK(AC100),AC6129=\"\"),\"\",IF(ISERROR(-LOOKUP(1,-LEFT(AC6129,ROW($1:$80)))),0,-LOOKUP(1,-LEFT(AC6129,ROW($1:$80)))))","v":""},{"$f":"IF(OR(ISBLANK(AD100),AD6129=\"\"),\"\",IF(ISERROR(-LOOKUP(1,-LEFT(AD6129,ROW($1:$80)))),0,-LOOKUP(1,-LEFT(AD6129,ROW($1:$80)))))","v":""},{"$f":"IF(OR(ISBLANK(AE100),AE6129=\"\"),\"\",IF(ISERROR(-LOOKUP(1,-LEFT(AE6129,ROW($1:$80)))),0,-LOOKUP(1,-LEFT(AE6129,ROW($1:$80)))))","v":""},{"$f":"IF(OR(ISBLANK(AF100),AF6129=\"\"),\"\",IF(ISERROR(-LOOKUP(1,-LEFT(AF6129,ROW($1:$80)))),0,-LOOKUP(1,-LEFT(AF6129,ROW($1:$80)))))","v":""},{"$f":"IF(OR(ISBLANK(AG100),AG6129=\"\"),\"\",IF(ISERROR(-LOOKUP(1,-LEFT(AG6129,ROW($1:$80)))),0,-LOOKUP(1,-LEFT(AG6129,ROW($1:$80)))))","v":""},{"$f":"IF(OR(ISBLANK(AH100),AH6129=\"\"),\"\",IF(ISERROR(-LOOKUP(1,-LEFT(AH6129,ROW($1:$80)))),0,-LOOKUP(1,-LEFT(AH6129,ROW($1:$80)))))","v":""},{"$f":"IF(OR(ISBLANK(AI100),AI6129=\"\"),\"\",IF(ISERROR(-LOOKUP(1,-LEFT(AI6129,ROW($1:$80)))),0,-LOOKUP(1,-LEFT(AI6129,ROW($1:$80)))))","v":""},{"$f":"IF(OR(ISBLANK(AJ100),AJ6129=\"\"),\"\",IF(ISERROR(-LOOKUP(1,-LEFT(AJ6129,ROW($1:$80)))),0,-LOOKUP(1,-LEFT(AJ6129,ROW($1:$80)))))","v":""},{"$f":"IF(OR(ISBLANK(AK100),AK6129=\"\"),\"\",IF(ISERROR(-LOOKUP(1,-LEFT(AK6129,ROW($1:$80)))),0,-LOOKUP(1,-LEFT(AK6129,ROW($1:$80)))))","v":""},{"$f":"IF(OR(ISBLANK(AL100),AL6129=\"\"),\"\",IF(ISERROR(-LOOKUP(1,-LEFT(AL6129,ROW($1:$80)))),0,-LOOKUP(1,-LEFT(AL6129,ROW($1:$80)))))","v":""},{"$f":"IF(OR(ISBLANK(AM100),AM6129=\"\"),\"\",IF(ISERROR(-LOOKUP(1,-LEFT(AM6129,ROW($1:$80)))),0,-LOOKUP(1,-LEFT(AM6129,ROW($1:$80)))))","v":""},{"$f":"IF(OR(ISBLANK(AN100),AN6129=\"\"),\"\",IF(ISERROR(-LOOKUP(1,-LEFT(AN6129,ROW($1:$80)))),0,-LOOKUP(1,-LEFT(AN6129,ROW($1:$80)))))","v":""},{"$f":"IF(OR(ISBLANK(AO100),AO6129=\"\"),\"\",IF(ISERROR(-LOOKUP(1,-LEFT(AO6129,ROW($1:$80)))),0,-LOOKUP(1,-LEFT(AO6129,ROW($1:$80)))))","v":""},{"$f":"IF(OR(ISBLANK(AP100),AP6129=\"\"),\"\",IF(ISERROR(-LOOKUP(1,-LEFT(AP6129,ROW($1:$80)))),0,-LOOKUP(1,-LEFT(AP6129,ROW($1:$80)))))","v":""},{"$f":"IF(OR(ISBLANK(AQ100),AQ6129=\"\"),\"\",IF(ISERROR(-LOOKUP(1,-LEFT(AQ6129,ROW($1:$80)))),0,-LOOKUP(1,-LEFT(AQ6129,ROW($1:$80)))))","v":""},{"$f":"IF(OR(ISBLANK(AR100),AR6129=\"\"),\"\",IF(ISERROR(-LOOKUP(1,-LEFT(AR6129,ROW($1:$80)))),0,-LOOKUP(1,-LEFT(AR6129,ROW($1:$80)))))","v":""},{"$f":"IF(OR(ISBLANK(AS100),AS6129=\"\"),\"\",IF(ISERROR(-LOOKUP(1,-LEFT(AS6129,ROW($1:$80)))),0,-LOOKUP(1,-LEFT(AS6129,ROW($1:$80)))))","v":""},{"$f":"IF(OR(ISBLANK(AT100),AT6129=\"\"),\"\",IF(ISERROR(-LOOKUP(1,-LEFT(AT6129,ROW($1:$80)))),0,-LOOKUP(1,-LEFT(AT6129,ROW($1:$80)))))","v":""},{"$f":"IF(OR(ISBLANK(AU100),AU6129=\"\"),\"\",IF(ISERROR(-LOOKUP(1,-LEFT(AU6129,ROW($1:$80)))),0,-LOOKUP(1,-LEFT(AU6129,ROW($1:$80)))))","v":""},{"$f":"IF(OR(ISBLANK(AV100),AV6129=\"\"),\"\",IF(ISERROR(-LOOKUP(1,-LEFT(AV6129,ROW($1:$80)))),0,-LOOKUP(1,-LEFT(AV6129,ROW($1:$80)))))","v":""},{"$f":"IF(OR(ISBLANK(AW100),AW6129=\"\"),\"\",IF(ISERROR(-LOOKUP(1,-LEFT(AW6129,ROW($1:$80)))),0,-LOOKUP(1,-LEFT(AW6129,ROW($1:$80)))))","v":""},{"$f":"IF(OR(ISBLANK(AX100),AX6129=\"\"),\"\",IF(ISERROR(-LOOKUP(1,-LEFT(AX6129,ROW($1:$80)))),0,-LOOKUP(1,-LEFT(AX6129,ROW($1:$80)))))","v":""},{"$f":"IF(OR(ISBLANK(AY100),AY6129=\"\"),\"\",IF(ISERROR(-LOOKUP(1,-LEFT(AY6129,ROW($1:$80)))),0,-LOOKUP(1,-LEFT(AY6129,ROW($1:$80)))))","v":""},{"$f":"IF(OR(ISBLANK(AZ100),AZ6129=\"\"),\"\",IF(ISERROR(-LOOKUP(1,-LEFT(AZ6129,ROW($1:$80)))),0,-LOOKUP(1,-LEFT(AZ6129,ROW($1:$80)))))","v":""},{"$f":"IF(OR(ISBLANK(BA100),BA6129=\"\"),\"\",IF(ISERROR(-LOOKUP(1,-LEFT(BA6129,ROW($1:$80)))),0,-LOOKUP(1,-LEFT(BA6129,ROW($1:$80)))))","v":""},{"$f":"IF(OR(ISBLANK(BB100),BB6129=\"\"),\"\",IF(ISERROR(-LOOKUP(1,-LEFT(BB6129,ROW($1:$80)))),0,-LOOKUP(1,-LEFT(BB6129,ROW($1:$80)))))","v":""},{"$f":"IF(OR(ISBLANK(BC100),BC6129=\"\"),\"\",IF(ISERROR(-LOOKUP(1,-LEFT(BC6129,ROW($1:$80)))),0,-LOOKUP(1,-LEFT(BC6129,ROW($1:$80)))))","v":""},{"$f":"IF(OR(ISBLANK(BD100),BD6129=\"\"),\"\",IF(ISERROR(-LOOKUP(1,-LEFT(BD6129,ROW($1:$80)))),0,-LOOKUP(1,-LEFT(BD6129,ROW($1:$80)))))","v":""},{"$f":"IF(OR(ISBLANK(BE100),BE6129=\"\"),\"\",IF(ISERROR(-LOOKUP(1,-LEFT(BE6129,ROW($1:$80)))),0,-LOOKUP(1,-LEFT(BE6129,ROW($1:$80)))))","v":""},{"$f":"IF(OR(ISBLANK(BF100),BF6129=\"\"),\"\",IF(ISERROR(-LOOKUP(1,-LEFT(BF6129,ROW($1:$80)))),0,-LOOKUP(1,-LEFT(BF6129,ROW($1:$80)))))","v":""},{"$f":"IF(OR(ISBLANK(BG100),BG6129=\"\"),\"\",IF(ISERROR(-LOOKUP(1,-LEFT(BG6129,ROW($1:$80)))),0,-LOOKUP(1,-LEFT(BG6129,ROW($1:$80)))))","v":""},{"$f":"IF(OR(ISBLANK(BH100),BH6129=\"\"),\"\",IF(ISERROR(-LOOKUP(1,-LEFT(BH6129,ROW($1:$80)))),0,-LOOKUP(1,-LEFT(BH6129,ROW($1:$80)))))","v":""},{"$f":"IF(OR(ISBLANK(BI100),BI6129=\"\"),\"\",IF(ISERROR(-LOOKUP(1,-LEFT(BI6129,ROW($1:$80)))),0,-LOOKUP(1,-LEFT(BI6129,ROW($1:$80)))))","v":""},{"$f":"IF(OR(ISBLANK(BJ100),BJ6129=\"\"),\"\",IF(ISERROR(-LOOKUP(1,-LEFT(BJ6129,ROW($1:$80)))),0,-LOOKUP(1,-LEFT(BJ6129,ROW($1:$80)))))","v":""},{"$f":"IF(OR(ISBLANK(BK100),BK6129=\"\"),\"\",IF(ISERROR(-LOOKUP(1,-LEFT(BK6129,ROW($1:$80)))),0,-LOOKUP(1,-LEFT(BK6129,ROW($1:$80)))))","v":""},{"$f":"IF(OR(ISBLANK(BL100),BL6129=\"\"),\"\",IF(ISERROR(-LOOKUP(1,-LEFT(BL6129,ROW($1:$80)))),0,-LOOKUP(1,-LEFT(BL6129,ROW($1:$80)))))","v":""},{"$f":"IF(OR(ISBLANK(BM100),BM6129=\"\"),\"\",IF(ISERROR(-LOOKUP(1,-LEFT(BM6129,ROW($1:$80)))),0,-LOOKUP(1,-LEFT(BM6129,ROW($1:$80)))))","v":""},{"$f":"IF(OR(ISBLANK(BN100),BN6129=\"\"),\"\",IF(ISERROR(-LOOKUP(1,-LEFT(BN6129,ROW($1:$80)))),0,-LOOKUP(1,-LEFT(BN6129,ROW($1:$80)))))","v":""},{"$f":"IF(OR(ISBLANK(BO100),BO6129=\"\"),\"\",IF(ISERROR(-LOOKUP(1,-LEFT(BO6129,ROW($1:$80)))),0,-LOOKUP(1,-LEFT(BO6129,ROW($1:$80)))))","v":""},{"$f":"IF(OR(ISBLANK(BP100),BP6129=\"\"),\"\",IF(ISERROR(-LOOKUP(1,-LEFT(BP6129,ROW($1:$80)))),0,-LOOKUP(1,-LEFT(BP6129,ROW($1:$80)))))","v":""},{"$f":"IF(OR(ISBLANK(BQ100),BQ6129=\"\"),\"\",IF(ISERROR(-LOOKUP(1,-LEFT(BQ6129,ROW($1:$80)))),0,-LOOKUP(1,-LEFT(BQ6129,ROW($1:$80)))))","v":""},{"$f":"IF(OR(ISBLANK(BR100),BR6129=\"\"),\"\",IF(ISERROR(-LOOKUP(1,-LEFT(BR6129,ROW($1:$80)))),0,-LOOKUP(1,-LEFT(BR6129,ROW($1:$80)))))","v":""},{"$f":"IF(OR(ISBLANK(BS100),BS6129=\"\"),\"\",IF(ISERROR(-LOOKUP(1,-LEFT(BS6129,ROW($1:$80)))),0,-LOOKUP(1,-LEFT(BS6129,ROW($1:$80)))))","v":""},{"$f":"IF(OR(ISBLANK(BT100),BT6129=\"\"),\"\",IF(ISERROR(-LOOKUP(1,-LEFT(BT6129,ROW($1:$80)))),0,-LOOKUP(1,-LEFT(BT6129,ROW($1:$80)))))","v":""},{"$f":"IF(OR(ISBLANK(BU100),BU6129=\"\"),\"\",IF(ISERROR(-LOOKUP(1,-LEFT(BU6129,ROW($1:$80)))),0,-LOOKUP(1,-LEFT(BU6129,ROW($1:$80)))))","v":""},{"$f":"IF(OR(ISBLANK(BV100),BV6129=\"\"),\"\",IF(ISERROR(-LOOKUP(1,-LEFT(BV6129,ROW($1:$80)))),0,-LOOKUP(1,-LEFT(BV6129,ROW($1:$80)))))","v":""},{"$f":"IF(OR(ISBLANK(BW100),BW6129=\"\"),\"\",IF(ISERROR(-LOOKUP(1,-LEFT(BW6129,ROW($1:$80)))),0,-LOOKUP(1,-LEFT(BW6129,ROW($1:$80)))))","v":""},{"$f":"IF(OR(ISBLANK(BX100),BX6129=\"\"),\"\",IF(ISERROR(-LOOKUP(1,-LEFT(BX6129,ROW($1:$80)))),0,-LOOKUP(1,-LEFT(BX6129,ROW($1:$80)))))","v":""},{"$f":"IF(OR(ISBLANK(BY100),BY6129=\"\"),\"\",IF(ISERROR(-LOOKUP(1,-LEFT(BY6129,ROW($1:$80)))),0,-LOOKUP(1,-LEFT(BY6129,ROW($1:$80)))))","v":""},{"$f":"IF(OR(ISBLANK(BZ100),BZ6129=\"\"),\"\",IF(ISERROR(-LOOKUP(1,-LEFT(BZ6129,ROW($1:$80)))),0,-LOOKUP(1,-LEFT(BZ6129,ROW($1:$80)))))","v":""},{"$f":"IF(OR(ISBLANK(CA100),CA6129=\"\"),\"\",IF(ISERROR(-LOOKUP(1,-LEFT(CA6129,ROW($1:$80)))),0,-LOOKUP(1,-LEFT(CA6129,ROW($1:$80)))))","v":""},{"$f":"IF(OR(ISBLANK(CB100),CB6129=\"\"),\"\",IF(ISERROR(-LOOKUP(1,-LEFT(CB6129,ROW($1:$80)))),0,-LOOKUP(1,-LEFT(CB6129,ROW($1:$80)))))","v":""},{"$f":"IF(OR(ISBLANK(CC100),CC6129=\"\"),\"\",IF(ISERROR(-LOOKUP(1,-LEFT(CC6129,ROW($1:$80)))),0,-LOOKUP(1,-LEFT(CC6129,ROW($1:$80)))))","v":""},{"$f":"IF(OR(ISBLANK(CD100),CD6129=\"\"),\"\",IF(ISERROR(-LOOKUP(1,-LEFT(CD6129,ROW($1:$80)))),0,-LOOKUP(1,-LEFT(CD6129,ROW($1:$80)))))","v":""},{"$f":"IF(OR(ISBLANK(CE100),CE6129=\"\"),\"\",IF(ISERROR(-LOOKUP(1,-LEFT(CE6129,ROW($1:$80)))),0,-LOOKUP(1,-LEFT(CE6129,ROW($1:$80)))))","v":""},{"$f":"IF(OR(ISBLANK(CF100),CF6129=\"\"),\"\",IF(ISERROR(-LOOKUP(1,-LEFT(CF6129,ROW($1:$80)))),0,-LOOKUP(1,-LEFT(CF6129,ROW($1:$80)))))","v":""},{"$f":"IF(OR(ISBLANK(CG100),CG6129=\"\"),\"\",IF(ISERROR(-LOOKUP(1,-LEFT(CG6129,ROW($1:$80)))),0,-LOOKUP(1,-LEFT(CG6129,ROW($1:$80)))))","v":""},{"$f":"IF(OR(ISBLANK(CH100),CH6129=\"\"),\"\",IF(ISERROR(-LOOKUP(1,-LEFT(CH6129,ROW($1:$80)))),0,-LOOKUP(1,-LEFT(CH6129,ROW($1:$80)))))","v":""},{"$f":"IF(OR(ISBLANK(CI100),CI6129=\"\"),\"\",IF(ISERROR(-LOOKUP(1,-LEFT(CI6129,ROW($1:$80)))),0,-LOOKUP(1,-LEFT(CI6129,ROW($1:$80)))))","v":""},{"$f":"IF(OR(ISBLANK(CJ100),CJ6129=\"\"),\"\",IF(ISERROR(-LOOKUP(1,-LEFT(CJ6129,ROW($1:$80)))),0,-LOOKUP(1,-LEFT(CJ6129,ROW($1:$80)))))","v":""},{"$f":"IF(OR(ISBLANK(CK100),CK6129=\"\"),\"\",IF(ISERROR(-LOOKUP(1,-LEFT(CK6129,ROW($1:$80)))),0,-LOOKUP(1,-LEFT(CK6129,ROW($1:$80)))))","v":""},{"$f":"IF(OR(ISBLANK(CL100),CL6129=\"\"),\"\",IF(ISERROR(-LOOKUP(1,-LEFT(CL6129,ROW($1:$80)))),0,-LOOKUP(1,-LEFT(CL6129,ROW($1:$80)))))","v":""},{"$f":"IF(OR(ISBLANK(CM100),CM6129=\"\"),\"\",IF(ISERROR(-LOOKUP(1,-LEFT(CM6129,ROW($1:$80)))),0,-LOOKUP(1,-LEFT(CM6129,ROW($1:$80)))))","v":""},{"$f":"IF(OR(ISBLANK(CN100),CN6129=\"\"),\"\",IF(ISERROR(-LOOKUP(1,-LEFT(CN6129,ROW($1:$80)))),0,-LOOKUP(1,-LEFT(CN6129,ROW($1:$80)))))","v":""},{"$f":"IF(OR(ISBLANK(CO100),CO6129=\"\"),\"\",IF(ISERROR(-LOOKUP(1,-LEFT(CO6129,ROW($1:$80)))),0,-LOOKUP(1,-LEFT(CO6129,ROW($1:$80)))))","v":""},{"$f":"IF(OR(ISBLANK(CP100),CP6129=\"\"),\"\",IF(ISERROR(-LOOKUP(1,-LEFT(CP6129,ROW($1:$80)))),0,-LOOKUP(1,-LEFT(CP6129,ROW($1:$80)))))","v":""},{"$f":"IF(OR(ISBLANK(CQ100),CQ6129=\"\"),\"\",IF(ISERROR(-LOOKUP(1,-LEFT(CQ6129,ROW($1:$80)))),0,-LOOKUP(1,-LEFT(CQ6129,ROW($1:$80)))))","v":""},{"$f":"IF(OR(ISBLANK(CR100),CR6129=\"\"),\"\",IF(ISERROR(-LOOKUP(1,-LEFT(CR6129,ROW($1:$80)))),0,-LOOKUP(1,-LEFT(CR6129,ROW($1:$80)))))","v":""},{"$f":"IF(OR(ISBLANK(CS100),CS6129=\"\"),\"\",IF(ISERROR(-LOOKUP(1,-LEFT(CS6129,ROW($1:$80)))),0,-LOOKUP(1,-LEFT(CS6129,ROW($1:$80)))))","v":""},{"$f":"IF(OR(ISBLANK(CT100),CT6129=\"\"),\"\",IF(ISERROR(-LOOKUP(1,-LEFT(CT6129,ROW($1:$80)))),0,-LOOKUP(1,-LEFT(CT6129,ROW($1:$80)))))","v":""},{"$f":"IF(OR(ISBLANK(CU100),CU6129=\"\"),\"\",IF(ISERROR(-LOOKUP(1,-LEFT(CU6129,ROW($1:$80)))),0,-LOOKUP(1,-LEFT(CU6129,ROW($1:$80)))))","v":""},{"$f":"IF(OR(ISBLANK(CV100),CV6129=\"\"),\"\",IF(ISERROR(-LOOKUP(1,-LEFT(CV6129,ROW($1:$80)))),0,-LOOKUP(1,-LEFT(CV6129,ROW($1:$80)))))","v":""},{"$f":"IF(OR(ISBLANK(CW100),CW6129=\"\"),\"\",IF(ISERROR(-LOOKUP(1,-LEFT(CW6129,ROW($1:$80)))),0,-LOOKUP(1,-LEFT(CW6129,ROW($1:$80)))))","v":""},{"$f":"IF(OR(ISBLANK(CX100),CX6129=\"\"),\"\",IF(ISERROR(-LOOKUP(1,-LEFT(CX6129,ROW($1:$80)))),0,-LOOKUP(1,-LEFT(CX6129,ROW($1:$80)))))","v":""},{"$f":"IF(OR(ISBLANK(CY100),CY6129=\"\"),\"\",IF(ISERROR(-LOOKUP(1,-LEFT(CY6129,ROW($1:$80)))),0,-LOOKUP(1,-LEFT(CY6129,ROW($1:$80)))))","v":""},{"$f":"IF(OR(ISBLANK(CZ100),CZ6129=\"\"),\"\",IF(ISERROR(-LOOKUP(1,-LEFT(CZ6129,ROW($1:$80)))),0,-LOOKUP(1,-LEFT(CZ6129,ROW($1:$80)))))","v":""},{"$f":"IF(OR(ISBLANK(DA100),DA6129=\"\"),\"\",IF(ISERROR(-LOOKUP(1,-LEFT(DA6129,ROW($1:$80)))),0,-LOOKUP(1,-LEFT(DA6129,ROW($1:$80)))))","v":""},{"$f":"IF(OR(ISBLANK(DB100),DB6129=\"\"),\"\",IF(ISERROR(-LOOKUP(1,-LEFT(DB6129,ROW($1:$80)))),0,-LOOKUP(1,-LEFT(DB6129,ROW($1:$80)))))","v":""},{"$f":"IF(OR(ISBLANK(DC100),DC6129=\"\"),\"\",IF(ISERROR(-LOOKUP(1,-LEFT(DC6129,ROW($1:$80)))),0,-LOOKUP(1,-LEFT(DC6129,ROW($1:$80)))))","v":""},{"$f":"IF(OR(ISBLANK(DD100),DD6129=\"\"),\"\",IF(ISERROR(-LOOKUP(1,-LEFT(DD6129,ROW($1:$80)))),0,-LOOKUP(1,-LEFT(DD6129,ROW($1:$80)))))","v":""},{"$f":"IF(OR(ISBLANK(DE100),DE6129=\"\"),\"\",IF(ISERROR(-LOOKUP(1,-LEFT(DE6129,ROW($1:$80)))),0,-LOOKUP(1,-LEFT(DE6129,ROW($1:$80)))))","v":""},{"$f":"IF(OR(ISBLANK(DF100),DF6129=\"\"),\"\",IF(ISERROR(-LOOKUP(1,-LEFT(DF6129,ROW($1:$80)))),0,-LOOKUP(1,-LEFT(DF6129,ROW($1:$80)))))","v":""},{"$f":"IF(OR(ISBLANK(DG100),DG6129=\"\"),\"\",IF(ISERROR(-LOOKUP(1,-LEFT(DG6129,ROW($1:$80)))),0,-LOOKUP(1,-LEFT(DG6129,ROW($1:$80)))))","v":""},{"$f":"IF(OR(ISBLANK(DH100),DH6129=\"\"),\"\",IF(ISERROR(-LOOKUP(1,-LEFT(DH6129,ROW($1:$80)))),0,-LOOKUP(1,-LEFT(DH6129,ROW($1:$80)))))","v":""},{"$f":"IF(OR(ISBLANK(DI100),DI6129=\"\"),\"\",IF(ISERROR(-LOOKUP(1,-LEFT(DI6129,ROW($1:$80)))),0,-LOOKUP(1,-LEFT(DI6129,ROW($1:$80)))))","v":""},{"$f":"IF(OR(ISBLANK(DJ100),DJ6129=\"\"),\"\",IF(ISERROR(-LOOKUP(1,-LEFT(DJ6129,ROW($1:$80)))),0,-LOOKUP(1,-LEFT(DJ6129,ROW($1:$80)))))","v":""},{"$f":"IF(OR(ISBLANK(DK100),DK6129=\"\"),\"\",IF(ISERROR(-LOOKUP(1,-LEFT(DK6129,ROW($1:$80)))),0,-LOOKUP(1,-LEFT(DK6129,ROW($1:$80)))))","v":""},{"$f":"IF(OR(ISBLANK(DL100),DL6129=\"\"),\"\",IF(ISERROR(-LOOKUP(1,-LEFT(DL6129,ROW($1:$80)))),0,-LOOKUP(1,-LEFT(DL6129,ROW($1:$80)))))","v":""},{"$f":"IF(OR(ISBLANK(DM100),DM6129=\"\"),\"\",IF(ISERROR(-LOOKUP(1,-LEFT(DM6129,ROW($1:$80)))),0,-LOOKUP(1,-LEFT(DM6129,ROW($1:$80)))))","v":""},{"$f":"IF(OR(ISBLANK(DN100),DN6129=\"\"),\"\",IF(ISERROR(-LOOKUP(1,-LEFT(DN6129,ROW($1:$80)))),0,-LOOKUP(1,-LEFT(DN6129,ROW($1:$80)))))","v":""},{"$f":"IF(OR(ISBLANK(DO100),DO6129=\"\"),\"\",IF(ISERROR(-LOOKUP(1,-LEFT(DO6129,ROW($1:$80)))),0,-LOOKUP(1,-LEFT(DO6129,ROW($1:$80)))))","v":""},{"$f":"IF(OR(ISBLANK(DP100),DP6129=\"\"),\"\",IF(ISERROR(-LOOKUP(1,-LEFT(DP6129,ROW($1:$80)))),0,-LOOKUP(1,-LEFT(DP6129,ROW($1:$80)))))","v":""},{"$f":"IF(OR(ISBLANK(DQ100),DQ6129=\"\"),\"\",IF(ISERROR(-LOOKUP(1,-LEFT(DQ6129,ROW($1:$80)))),0,-LOOKUP(1,-LEFT(DQ6129,ROW($1:$80)))))","v":""},{"$f":"IF(OR(ISBLANK(DR100),DR6129=\"\"),\"\",IF(ISERROR(-LOOKUP(1,-LEFT(DR6129,ROW($1:$80)))),0,-LOOKUP(1,-LEFT(DR6129,ROW($1:$80)))))","v":""},{"$f":"IF(OR(ISBLANK(DS100),DS6129=\"\"),\"\",IF(ISERROR(-LOOKUP(1,-LEFT(DS6129,ROW($1:$80)))),0,-LOOKUP(1,-LEFT(DS6129,ROW($1:$80)))))","v":""},{"$f":"IF(OR(ISBLANK(DT100),DT6129=\"\"),\"\",IF(ISERROR(-LOOKUP(1,-LEFT(DT6129,ROW($1:$80)))),0,-LOOKUP(1,-LEFT(DT6129,ROW($1:$80)))))","v":""},{"$f":"IF(OR(ISBLANK(DU100),DU6129=\"\"),\"\",IF(ISERROR(-LOOKUP(1,-LEFT(DU6129,ROW($1:$80)))),0,-LOOKUP(1,-LEFT(DU6129,ROW($1:$80)))))","v":""},{"$f":"IF(OR(ISBLANK(DV100),DV6129=\"\"),\"\",IF(ISERROR(-LOOKUP(1,-LEFT(DV6129,ROW($1:$80)))),0,-LOOKUP(1,-LEFT(DV6129,ROW($1:$80)))))","v":""},{"$f":"IF(OR(ISBLANK(DW100),DW6129=\"\"),\"\",IF(ISERROR(-LOOKUP(1,-LEFT(DW6129,ROW($1:$80)))),0,-LOOKUP(1,-LEFT(DW6129,ROW($1:$80)))))","v":""},{"$f":"IF(OR(ISBLANK(DX100),DX6129=\"\"),\"\",IF(ISERROR(-LOOKUP(1,-LEFT(DX6129,ROW($1:$80)))),0,-LOOKUP(1,-LEFT(DX6129,ROW($1:$80)))))","v":""},{"$f":"IF(OR(ISBLANK(DY100),DY6129=\"\"),\"\",IF(ISERROR(-LOOKUP(1,-LEFT(DY6129,ROW($1:$80)))),0,-LOOKUP(1,-LEFT(DY6129,ROW($1:$80)))))","v":""},{"$f":"IF(OR(ISBLANK(DZ100),DZ6129=\"\"),\"\",IF(ISERROR(-LOOKUP(1,-LEFT(DZ6129,ROW($1:$80)))),0,-LOOKUP(1,-LEFT(DZ6129,ROW($1:$80)))))","v":""},{"$f":"IF(OR(ISBLANK(EA100),EA6129=\"\"),\"\",IF(ISERROR(-LOOKUP(1,-LEFT(EA6129,ROW($1:$80)))),0,-LOOKUP(1,-LEFT(EA6129,ROW($1:$80)))))","v":""},{"$f":"IF(OR(ISBLANK(EB100),EB6129=\"\"),\"\",IF(ISERROR(-LOOKUP(1,-LEFT(EB6129,ROW($1:$80)))),0,-LOOKUP(1,-LEFT(EB6129,ROW($1:$80)))))","v":""},{"$f":"IF(OR(ISBLANK(EC100),EC6129=\"\"),\"\",IF(ISERROR(-LOOKUP(1,-LEFT(EC6129,ROW($1:$80)))),0,-LOOKUP(1,-LEFT(EC6129,ROW($1:$80)))))","v":""},{"$f":"IF(OR(ISBLANK(ED100),ED6129=\"\"),\"\",IF(ISERROR(-LOOKUP(1,-LEFT(ED6129,ROW($1:$80)))),0,-LOOKUP(1,-LEFT(ED6129,ROW($1:$80)))))","v":""},{"$f":"IF(OR(ISBLANK(EE100),EE6129=\"\"),\"\",IF(ISERROR(-LOOKUP(1,-LEFT(EE6129,ROW($1:$80)))),0,-LOOKUP(1,-LEFT(EE6129,ROW($1:$80)))))","v":""},{"$f":"IF(OR(ISBLANK(EF100),EF6129=\"\"),\"\",IF(ISERROR(-LOOKUP(1,-LEFT(EF6129,ROW($1:$80)))),0,-LOOKUP(1,-LEFT(EF6129,ROW($1:$80)))))","v":""},{"$f":"IF(OR(ISBLANK(EG100),EG6129=\"\"),\"\",IF(ISERROR(-LOOKUP(1,-LEFT(EG6129,ROW($1:$80)))),0,-LOOKUP(1,-LEFT(EG6129,ROW($1:$80)))))","v":""},{"$f":"IF(OR(ISBLANK(EH100),EH6129=\"\"),\"\",IF(ISERROR(-LOOKUP(1,-LEFT(EH6129,ROW($1:$80)))),0,-LOOKUP(1,-LEFT(EH6129,ROW($1:$80)))))","v":""},{"$f":"IF(OR(ISBLANK(EI100),EI6129=\"\"),\"\",IF(ISERROR(-LOOKUP(1,-LEFT(EI6129,ROW($1:$80)))),0,-LOOKUP(1,-LEFT(EI6129,ROW($1:$80)))))","v":""},{"$f":"IF(OR(ISBLANK(EJ100),EJ6129=\"\"),\"\",IF(ISERROR(-LOOKUP(1,-LEFT(EJ6129,ROW($1:$80)))),0,-LOOKUP(1,-LEFT(EJ6129,ROW($1:$80)))))","v":""},{"$f":"IF(OR(ISBLANK(EK100),EK6129=\"\"),\"\",IF(ISERROR(-LOOKUP(1,-LEFT(EK6129,ROW($1:$80)))),0,-LOOKUP(1,-LEFT(EK6129,ROW($1:$80)))))","v":""},{"$f":"IF(OR(ISBLANK(EL100),EL6129=\"\"),\"\",IF(ISERROR(-LOOKUP(1,-LEFT(EL6129,ROW($1:$80)))),0,-LOOKUP(1,-LEFT(EL6129,ROW($1:$80)))))","v":""},{"$f":"IF(OR(ISBLANK(EM100),EM6129=\"\"),\"\",IF(ISERROR(-LOOKUP(1,-LEFT(EM6129,ROW($1:$80)))),0,-LOOKUP(1,-LEFT(EM6129,ROW($1:$80)))))","v":""},{"$f":"IF(OR(ISBLANK(EN100),EN6129=\"\"),\"\",IF(ISERROR(-LOOKUP(1,-LEFT(EN6129,ROW($1:$80)))),0,-LOOKUP(1,-LEFT(EN6129,ROW($1:$80)))))","v":""},{"$f":"IF(OR(ISBLANK(EO100),EO6129=\"\"),\"\",IF(ISERROR(-LOOKUP(1,-LEFT(EO6129,ROW($1:$80)))),0,-LOOKUP(1,-LEFT(EO6129,ROW($1:$80)))))","v":""},{"$f":"IF(OR(ISBLANK(EP100),EP6129=\"\"),\"\",IF(ISERROR(-LOOKUP(1,-LEFT(EP6129,ROW($1:$80)))),0,-LOOKUP(1,-LEFT(EP6129,ROW($1:$80)))))","v":""},{"$f":"IF(OR(ISBLANK(EQ100),EQ6129=\"\"),\"\",IF(ISERROR(-LOOKUP(1,-LEFT(EQ6129,ROW($1:$80)))),0,-LOOKUP(1,-LEFT(EQ6129,ROW($1:$80)))))","v":""},{"$f":"IF(OR(ISBLANK(ER100),ER6129=\"\"),\"\",IF(ISERROR(-LOOKUP(1,-LEFT(ER6129,ROW($1:$80)))),0,-LOOKUP(1,-LEFT(ER6129,ROW($1:$80)))))","v":""},{"$f":"IF(OR(ISBLANK(ES100),ES6129=\"\"),\"\",IF(ISERROR(-LOOKUP(1,-LEFT(ES6129,ROW($1:$80)))),0,-LOOKUP(1,-LEFT(ES6129,ROW($1:$80)))))","v":""},{"$f":"IF(OR(ISBLANK(ET100),ET6129=\"\"),\"\",IF(ISERROR(-LOOKUP(1,-LEFT(ET6129,ROW($1:$80)))),0,-LOOKUP(1,-LEFT(ET6129,ROW($1:$80)))))","v":""},{"$f":"IF(OR(ISBLANK(EU100),EU6129=\"\"),\"\",IF(ISERROR(-LOOKUP(1,-LEFT(EU6129,ROW($1:$80)))),0,-LOOKUP(1,-LEFT(EU6129,ROW($1:$80)))))","v":""},{"$f":"IF(OR(ISBLANK(EV100),EV6129=\"\"),\"\",IF(ISERROR(-LOOKUP(1,-LEFT(EV6129,ROW($1:$80)))),0,-LOOKUP(1,-LEFT(EV6129,ROW($1:$80)))))","v":""},{"$f":"IF(OR(ISBLANK(EW100),EW6129=\"\"),\"\",IF(ISERROR(-LOOKUP(1,-LEFT(EW6129,ROW($1:$80)))),0,-LOOKUP(1,-LEFT(EW6129,ROW($1:$80)))))","v":""},{"$f":"IF(OR(ISBLANK(EX100),EX6129=\"\"),\"\",IF(ISERROR(-LOOKUP(1,-LEFT(EX6129,ROW($1:$80)))),0,-LOOKUP(1,-LEFT(EX6129,ROW($1:$80)))))","v":""},{"$f":"IF(OR(ISBLANK(EY100),EY6129=\"\"),\"\",IF(ISERROR(-LOOKUP(1,-LEFT(EY6129,ROW($1:$80)))),0,-LOOKUP(1,-LEFT(EY6129,ROW($1:$80)))))","v":""},{"$f":"IF(OR(ISBLANK(EZ100),EZ6129=\"\"),\"\",IF(ISERROR(-LOOKUP(1,-LEFT(EZ6129,ROW($1:$80)))),0,-LOOKUP(1,-LEFT(EZ6129,ROW($1:$80)))))","v":""},{"$f":"IF(OR(ISBLANK(FA100),FA6129=\"\"),\"\",IF(ISERROR(-LOOKUP(1,-LEFT(FA6129,ROW($1:$80)))),0,-LOOKUP(1,-LEFT(FA6129,ROW($1:$80)))))","v":""},{"$f":"IF(OR(ISBLANK(FB100),FB6129=\"\"),\"\",IF(ISERROR(-LOOKUP(1,-LEFT(FB6129,ROW($1:$80)))),0,-LOOKUP(1,-LEFT(FB6129,ROW($1:$80)))))","v":""},{"$f":"IF(OR(ISBLANK(FC100),FC6129=\"\"),\"\",IF(ISERROR(-LOOKUP(1,-LEFT(FC6129,ROW($1:$80)))),0,-LOOKUP(1,-LEFT(FC6129,ROW($1:$80)))))","v":""},{"$f":"IF(OR(ISBLANK(FD100),FD6129=\"\"),\"\",IF(ISERROR(-LOOKUP(1,-LEFT(FD6129,ROW($1:$80)))),0,-LOOKUP(1,-LEFT(FD6129,ROW($1:$80)))))","v":""},{"$f":"IF(OR(ISBLANK(FE100),FE6129=\"\"),\"\",IF(ISERROR(-LOOKUP(1,-LEFT(FE6129,ROW($1:$80)))),0,-LOOKUP(1,-LEFT(FE6129,ROW($1:$80)))))","v":""},{"$f":"IF(OR(ISBLANK(FF100),FF6129=\"\"),\"\",IF(ISERROR(-LOOKUP(1,-LEFT(FF6129,ROW($1:$80)))),0,-LOOKUP(1,-LEFT(FF6129,ROW($1:$80)))))","v":""},{"$f":"IF(OR(ISBLANK(FG100),FG6129=\"\"),\"\",IF(ISERROR(-LOOKUP(1,-LEFT(FG6129,ROW($1:$80)))),0,-LOOKUP(1,-LEFT(FG6129,ROW($1:$80)))))","v":""},{"$f":"IF(OR(ISBLANK(FH100),FH6129=\"\"),\"\",IF(ISERROR(-LOOKUP(1,-LEFT(FH6129,ROW($1:$80)))),0,-LOOKUP(1,-LEFT(FH6129,ROW($1:$80)))))","v":""},{"$f":"IF(OR(ISBLANK(FI100),FI6129=\"\"),\"\",IF(ISERROR(-LOOKUP(1,-LEFT(FI6129,ROW($1:$80)))),0,-LOOKUP(1,-LEFT(FI6129,ROW($1:$80)))))","v":""},{"$f":"IF(OR(ISBLANK(FJ100),FJ6129=\"\"),\"\",IF(ISERROR(-LOOKUP(1,-LEFT(FJ6129,ROW($1:$80)))),0,-LOOKUP(1,-LEFT(FJ6129,ROW($1:$80)))))","v":""},{"$f":"IF(OR(ISBLANK(FK100),FK6129=\"\"),\"\",IF(ISERROR(-LOOKUP(1,-LEFT(FK6129,ROW($1:$80)))),0,-LOOKUP(1,-LEFT(FK6129,ROW($1:$80)))))","v":""},{"$f":"IF(OR(ISBLANK(FL100),FL6129=\"\"),\"\",IF(ISERROR(-LOOKUP(1,-LEFT(FL6129,ROW($1:$80)))),0,-LOOKUP(1,-LEFT(FL6129,ROW($1:$80)))))","v":""},{"$f":"IF(OR(ISBLANK(FM100),FM6129=\"\"),\"\",IF(ISERROR(-LOOKUP(1,-LEFT(FM6129,ROW($1:$80)))),0,-LOOKUP(1,-LEFT(FM6129,ROW($1:$80)))))","v":""},{"$f":"IF(OR(ISBLANK(FN100),FN6129=\"\"),\"\",IF(ISERROR(-LOOKUP(1,-LEFT(FN6129,ROW($1:$80)))),0,-LOOKUP(1,-LEFT(FN6129,ROW($1:$80)))))","v":""},{"$f":"IF(OR(ISBLANK(FO100),FO6129=\"\"),\"\",IF(ISERROR(-LOOKUP(1,-LEFT(FO6129,ROW($1:$80)))),0,-LOOKUP(1,-LEFT(FO6129,ROW($1:$80)))))","v":""},{"$f":"IF(OR(ISBLANK(FP100),FP6129=\"\"),\"\",IF(ISERROR(-LOOKUP(1,-LEFT(FP6129,ROW($1:$80)))),0,-LOOKUP(1,-LEFT(FP6129,ROW($1:$80)))))","v":""},{"$f":"IF(OR(ISBLANK(FQ100),FQ6129=\"\"),\"\",IF(ISERROR(-LOOKUP(1,-LEFT(FQ6129,ROW($1:$80)))),0,-LOOKUP(1,-LEFT(FQ6129,ROW($1:$80)))))","v":""},{"$f":"IF(OR(ISBLANK(FR100),FR6129=\"\"),\"\",IF(ISERROR(-LOOKUP(1,-LEFT(FR6129,ROW($1:$80)))),0,-LOOKUP(1,-LEFT(FR6129,ROW($1:$80)))))","v":""},{"$f":"IF(OR(ISBLANK(FS100),FS6129=\"\"),\"\",IF(ISERROR(-LOOKUP(1,-LEFT(FS6129,ROW($1:$80)))),0,-LOOKUP(1,-LEFT(FS6129,ROW($1:$80)))))","v":""},{"$f":"IF(OR(ISBLANK(FT100),FT6129=\"\"),\"\",IF(ISERROR(-LOOKUP(1,-LEFT(FT6129,ROW($1:$80)))),0,-LOOKUP(1,-LEFT(FT6129,ROW($1:$80)))))","v":""},{"$f":"IF(OR(ISBLANK(FU100),FU6129=\"\"),\"\",IF(ISERROR(-LOOKUP(1,-LEFT(FU6129,ROW($1:$80)))),0,-LOOKUP(1,-LEFT(FU6129,ROW($1:$80)))))","v":""},{"$f":"IF(OR(ISBLANK(FV100),FV6129=\"\"),\"\",IF(ISERROR(-LOOKUP(1,-LEFT(FV6129,ROW($1:$80)))),0,-LOOKUP(1,-LEFT(FV6129,ROW($1:$80)))))","v":""},{"$f":"IF(OR(ISBLANK(FW100),FW6129=\"\"),\"\",IF(ISERROR(-LOOKUP(1,-LEFT(FW6129,ROW($1:$80)))),0,-LOOKUP(1,-LEFT(FW6129,ROW($1:$80)))))","v":""},{"$f":"IF(OR(ISBLANK(FX100),FX6129=\"\"),\"\",IF(ISERROR(-LOOKUP(1,-LEFT(FX6129,ROW($1:$80)))),0,-LOOKUP(1,-LEFT(FX6129,ROW($1:$80)))))","v":""},{"$f":"IF(OR(ISBLANK(FY100),FY6129=\"\"),\"\",IF(ISERROR(-LOOKUP(1,-LEFT(FY6129,ROW($1:$80)))),0,-LOOKUP(1,-LEFT(FY6129,ROW($1:$80)))))","v":""},{"$f":"IF(OR(ISBLANK(FZ100),FZ6129=\"\"),\"\",IF(ISERROR(-LOOKUP(1,-LEFT(FZ6129,ROW($1:$80)))),0,-LOOKUP(1,-LEFT(FZ6129,ROW($1:$80)))))","v":""},{"$f":"IF(OR(ISBLANK(GA100),GA6129=\"\"),\"\",IF(ISERROR(-LOOKUP(1,-LEFT(GA6129,ROW($1:$80)))),0,-LOOKUP(1,-LEFT(GA6129,ROW($1:$80)))))","v":""},{"$f":"IF(OR(ISBLANK(GB100),GB6129=\"\"),\"\",IF(ISERROR(-LOOKUP(1,-LEFT(GB6129,ROW($1:$80)))),0,-LOOKUP(1,-LEFT(GB6129,ROW($1:$80)))))","v":""},{"$f":"IF(OR(ISBLANK(GC100),GC6129=\"\"),\"\",IF(ISERROR(-LOOKUP(1,-LEFT(GC6129,ROW($1:$80)))),0,-LOOKUP(1,-LEFT(GC6129,ROW($1:$80)))))","v":""},{"$f":"IF(OR(ISBLANK(GD100),GD6129=\"\"),\"\",IF(ISERROR(-LOOKUP(1,-LEFT(GD6129,ROW($1:$80)))),0,-LOOKUP(1,-LEFT(GD6129,ROW($1:$80)))))","v":""},{"$f":"IF(OR(ISBLANK(GE100),GE6129=\"\"),\"\",IF(ISERROR(-LOOKUP(1,-LEFT(GE6129,ROW($1:$80)))),0,-LOOKUP(1,-LEFT(GE6129,ROW($1:$80)))))","v":""},{"$f":"IF(OR(ISBLANK(GF100),GF6129=\"\"),\"\",IF(ISERROR(-LOOKUP(1,-LEFT(GF6129,ROW($1:$80)))),0,-LOOKUP(1,-LEFT(GF6129,ROW($1:$80)))))","v":""},{"$f":"IF(OR(ISBLANK(GG100),GG6129=\"\"),\"\",IF(ISERROR(-LOOKUP(1,-LEFT(GG6129,ROW($1:$80)))),0,-LOOKUP(1,-LEFT(GG6129,ROW($1:$80)))))","v":""},{"$f":"IF(OR(ISBLANK(GH100),GH6129=\"\"),\"\",IF(ISERROR(-LOOKUP(1,-LEFT(GH6129,ROW($1:$80)))),0,-LOOKUP(1,-LEFT(GH6129,ROW($1:$80)))))","v":""},{"$f":"IF(OR(ISBLANK(GI100),GI6129=\"\"),\"\",IF(ISERROR(-LOOKUP(1,-LEFT(GI6129,ROW($1:$80)))),0,-LOOKUP(1,-LEFT(GI6129,ROW($1:$80)))))","v":""},{"$f":"IF(OR(ISBLANK(GJ100),GJ6129=\"\"),\"\",IF(ISERROR(-LOOKUP(1,-LEFT(GJ6129,ROW($1:$80)))),0,-LOOKUP(1,-LEFT(GJ6129,ROW($1:$80)))))","v":""},{"$f":"IF(OR(ISBLANK(GK100),GK6129=\"\"),\"\",IF(ISERROR(-LOOKUP(1,-LEFT(GK6129,ROW($1:$80)))),0,-LOOKUP(1,-LEFT(GK6129,ROW($1:$80)))))","v":""},{"$f":"IF(OR(ISBLANK(GL100),GL6129=\"\"),\"\",IF(ISERROR(-LOOKUP(1,-LEFT(GL6129,ROW($1:$80)))),0,-LOOKUP(1,-LEFT(GL6129,ROW($1:$80)))))","v":""},{"$f":"IF(OR(ISBLANK(GM100),GM6129=\"\"),\"\",IF(ISERROR(-LOOKUP(1,-LEFT(GM6129,ROW($1:$80)))),0,-LOOKUP(1,-LEFT(GM6129,ROW($1:$80)))))","v":""},{"$f":"IF(OR(ISBLANK(GN100),GN6129=\"\"),\"\",IF(ISERROR(-LOOKUP(1,-LEFT(GN6129,ROW($1:$80)))),0,-LOOKUP(1,-LEFT(GN6129,ROW($1:$80)))))","v":""},{"$f":"IF(OR(ISBLANK(GO100),GO6129=\"\"),\"\",IF(ISERROR(-LOOKUP(1,-LEFT(GO6129,ROW($1:$80)))),0,-LOOKUP(1,-LEFT(GO6129,ROW($1:$80)))))","v":""},{"$f":"IF(OR(ISBLANK(GP100),GP6129=\"\"),\"\",IF(ISERROR(-LOOKUP(1,-LEFT(GP6129,ROW($1:$80)))),0,-LOOKUP(1,-LEFT(GP6129,ROW($1:$80)))))","v":""},{"$f":"IF(OR(ISBLANK(GQ100),GQ6129=\"\"),\"\",IF(ISERROR(-LOOKUP(1,-LEFT(GQ6129,ROW($1:$80)))),0,-LOOKUP(1,-LEFT(GQ6129,ROW($1:$80)))))","v":""},{"$f":"IF(OR(ISBLANK(GR100),GR6129=\"\"),\"\",IF(ISERROR(-LOOKUP(1,-LEFT(GR6129,ROW($1:$80)))),0,-LOOKUP(1,-LEFT(GR6129,ROW($1:$80)))))","v":""},{"$f":"IF(OR(ISBLANK(GS100),GS6129=\"\"),\"\",IF(ISERROR(-LOOKUP(1,-LEFT(GS6129,ROW($1:$80)))),0,-LOOKUP(1,-LEFT(GS6129,ROW($1:$80)))))","v":""},{"$f":"IF(OR(ISBLANK(GT100),GT6129=\"\"),\"\",IF(ISERROR(-LOOKUP(1,-LEFT(GT6129,ROW($1:$80)))),0,-LOOKUP(1,-LEFT(GT6129,ROW($1:$80)))))","v":""},{"$f":"IF(OR(ISBLANK(GU100),GU6129=\"\"),\"\",IF(ISERROR(-LOOKUP(1,-LEFT(GU6129,ROW($1:$80)))),0,-LOOKUP(1,-LEFT(GU6129,ROW($1:$80)))))","v":""},{"$f":"IF(OR(ISBLANK(GV100),GV6129=\"\"),\"\",IF(ISERROR(-LOOKUP(1,-LEFT(GV6129,ROW($1:$80)))),0,-LOOKUP(1,-LEFT(GV6129,ROW($1:$80)))))","v":""},{"$f":"IF(OR(ISBLANK(GW100),GW6129=\"\"),\"\",IF(ISERROR(-LOOKUP(1,-LEFT(GW6129,ROW($1:$80)))),0,-LOOKUP(1,-LEFT(GW6129,ROW($1:$80)))))","v":""},{"$f":"IF(OR(ISBLANK(GX100),GX6129=\"\"),\"\",IF(ISERROR(-LOOKUP(1,-LEFT(GX6129,ROW($1:$80)))),0,-LOOKUP(1,-LEFT(GX6129,ROW($1:$80)))))","v":""},{"$f":"IF(OR(ISBLANK(GY100),GY6129=\"\"),\"\",IF(ISERROR(-LOOKUP(1,-LEFT(GY6129,ROW($1:$80)))),0,-LOOKUP(1,-LEFT(GY6129,ROW($1:$80)))))","v":""},{"$f":"IF(OR(ISBLANK(GZ100),GZ6129=\"\"),\"\",IF(ISERROR(-LOOKUP(1,-LEFT(GZ6129,ROW($1:$80)))),0,-LOOKUP(1,-LEFT(GZ6129,ROW($1:$80)))))","v":""},{"$f":"IF(OR(ISBLANK(HA100),HA6129=\"\"),\"\",IF(ISERROR(-LOOKUP(1,-LEFT(HA6129,ROW($1:$80)))),0,-LOOKUP(1,-LEFT(HA6129,ROW($1:$80)))))","v":""},{"$f":"IF(OR(ISBLANK(HB100),HB6129=\"\"),\"\",IF(ISERROR(-LOOKUP(1,-LEFT(HB6129,ROW($1:$80)))),0,-LOOKUP(1,-LEFT(HB6129,ROW($1:$80)))))","v":""},{"$f":"IF(OR(ISBLANK(HC100),HC6129=\"\"),\"\",IF(ISERROR(-LOOKUP(1,-LEFT(HC6129,ROW($1:$80)))),0,-LOOKUP(1,-LEFT(HC6129,ROW($1:$80)))))","v":""},{"$f":"IF(OR(ISBLANK(HD100),HD6129=\"\"),\"\",IF(ISERROR(-LOOKUP(1,-LEFT(HD6129,ROW($1:$80)))),0,-LOOKUP(1,-LEFT(HD6129,ROW($1:$80)))))","v":""},{"$f":"IF(OR(ISBLANK(HE100),HE6129=\"\"),\"\",IF(ISERROR(-LOOKUP(1,-LEFT(HE6129,ROW($1:$80)))),0,-LOOKUP(1,-LEFT(HE6129,ROW($1:$80)))))","v":""},{"$f":"IF(OR(ISBLANK(HF100),HF6129=\"\"),\"\",IF(ISERROR(-LOOKUP(1,-LEFT(HF6129,ROW($1:$80)))),0,-LOOKUP(1,-LEFT(HF6129,ROW($1:$80)))))","v":""},{"$f":"IF(OR(ISBLANK(HG100),HG6129=\"\"),\"\",IF(ISERROR(-LOOKUP(1,-LEFT(HG6129,ROW($1:$80)))),0,-LOOKUP(1,-LEFT(HG6129,ROW($1:$80)))))","v":""},{"$f":"IF(OR(ISBLANK(HH100),HH6129=\"\"),\"\",IF(ISERROR(-LOOKUP(1,-LEFT(HH6129,ROW($1:$80)))),0,-LOOKUP(1,-LEFT(HH6129,ROW($1:$80)))))","v":""},{"$f":"IF(OR(ISBLANK(HI100),HI6129=\"\"),\"\",IF(ISERROR(-LOOKUP(1,-LEFT(HI6129,ROW($1:$80)))),0,-LOOKUP(1,-LEFT(HI6129,ROW($1:$80)))))","v":""},{"$f":"IF(OR(ISBLANK(HJ100),HJ6129=\"\"),\"\",IF(ISERROR(-LOOKUP(1,-LEFT(HJ6129,ROW($1:$80)))),0,-LOOKUP(1,-LEFT(HJ6129,ROW($1:$80)))))","v":""},{"$f":"IF(OR(ISBLANK(HK100),HK6129=\"\"),\"\",IF(ISERROR(-LOOKUP(1,-LEFT(HK6129,ROW($1:$80)))),0,-LOOKUP(1,-LEFT(HK6129,ROW($1:$80)))))","v":""},{"$f":"IF(OR(ISBLANK(HL100),HL6129=\"\"),\"\",IF(ISERROR(-LOOKUP(1,-LEFT(HL6129,ROW($1:$80)))),0,-LOOKUP(1,-LEFT(HL6129,ROW($1:$80)))))","v":""},{"$f":"IF(OR(ISBLANK(HM100),HM6129=\"\"),\"\",IF(ISERROR(-LOOKUP(1,-LEFT(HM6129,ROW($1:$80)))),0,-LOOKUP(1,-LEFT(HM6129,ROW($1:$80)))))","v":""},{"$f":"IF(OR(ISBLANK(HN100),HN6129=\"\"),\"\",IF(ISERROR(-LOOKUP(1,-LEFT(HN6129,ROW($1:$80)))),0,-LOOKUP(1,-LEFT(HN6129,ROW($1:$80)))))","v":""},{"$f":"IF(OR(ISBLANK(HO100),HO6129=\"\"),\"\",IF(ISERROR(-LOOKUP(1,-LEFT(HO6129,ROW($1:$80)))),0,-LOOKUP(1,-LEFT(HO6129,ROW($1:$80)))))","v":""},{"$f":"IF(OR(ISBLANK(HP100),HP6129=\"\"),\"\",IF(ISERROR(-LOOKUP(1,-LEFT(HP6129,ROW($1:$80)))),0,-LOOKUP(1,-LEFT(HP6129,ROW($1:$80)))))","v":""},{"$f":"IF(OR(ISBLANK(HQ100),HQ6129=\"\"),\"\",IF(ISERROR(-LOOKUP(1,-LEFT(HQ6129,ROW($1:$80)))),0,-LOOKUP(1,-LEFT(HQ6129,ROW($1:$80)))))","v":""},{"$f":"IF(OR(ISBLANK(HR100),HR6129=\"\"),\"\",IF(ISERROR(-LOOKUP(1,-LEFT(HR6129,ROW($1:$80)))),0,-LOOKUP(1,-LEFT(HR6129,ROW($1:$80)))))","v":""},{"$f":"IF(OR(ISBLANK(HS100),HS6129=\"\"),\"\",IF(ISERROR(-LOOKUP(1,-LEFT(HS6129,ROW($1:$80)))),0,-LOOKUP(1,-LEFT(HS6129,ROW($1:$80)))))","v":""},{"$f":"IF(OR(ISBLANK(HT100),HT6129=\"\"),\"\",IF(ISERROR(-LOOKUP(1,-LEFT(HT6129,ROW($1:$80)))),0,-LOOKUP(1,-LEFT(HT6129,ROW($1:$80)))))","v":""},{"$f":"IF(OR(ISBLANK(HU100),HU6129=\"\"),\"\",IF(ISERROR(-LOOKUP(1,-LEFT(HU6129,ROW($1:$80)))),0,-LOOKUP(1,-LEFT(HU6129,ROW($1:$80)))))","v":""},{"$f":"IF(OR(ISBLANK(HV100),HV6129=\"\"),\"\",IF(ISERROR(-LOOKUP(1,-LEFT(HV6129,ROW($1:$80)))),0,-LOOKUP(1,-LEFT(HV6129,ROW($1:$80)))))","v":""},{"$f":"IF(OR(ISBLANK(HW100),HW6129=\"\"),\"\",IF(ISERROR(-LOOKUP(1,-LEFT(HW6129,ROW($1:$80)))),0,-LOOKUP(1,-LEFT(HW6129,ROW($1:$80)))))","v":""},{"$f":"IF(OR(ISBLANK(HX100),HX6129=\"\"),\"\",IF(ISERROR(-LOOKUP(1,-LEFT(HX6129,ROW($1:$80)))),0,-LOOKUP(1,-LEFT(HX6129,ROW($1:$80)))))","v":""},{"$f":"IF(OR(ISBLANK(HY100),HY6129=\"\"),\"\",IF(ISERROR(-LOOKUP(1,-LEFT(HY6129,ROW($1:$80)))),0,-LOOKUP(1,-LEFT(HY6129,ROW($1:$80)))))","v":""},{"$f":"IF(OR(ISBLANK(HZ100),HZ6129=\"\"),\"\",IF(ISERROR(-LOOKUP(1,-LEFT(HZ6129,ROW($1:$80)))),0,-LOOKUP(1,-LEFT(HZ6129,ROW($1:$80)))))","v":""},{"$f":"IF(OR(ISBLANK(IA100),IA6129=\"\"),\"\",IF(ISERROR(-LOOKUP(1,-LEFT(IA6129,ROW($1:$80)))),0,-LOOKUP(1,-LEFT(IA6129,ROW($1:$80)))))","v":""},{"$f":"IF(OR(ISBLANK(IB100),IB6129=\"\"),\"\",IF(ISERROR(-LOOKUP(1,-LEFT(IB6129,ROW($1:$80)))),0,-LOOKUP(1,-LEFT(IB6129,ROW($1:$80)))))","v":""},{"$f":"IF(OR(ISBLANK(IC100),IC6129=\"\"),\"\",IF(ISERROR(-LOOKUP(1,-LEFT(IC6129,ROW($1:$80)))),0,-LOOKUP(1,-LEFT(IC6129,ROW($1:$80)))))","v":""},{"$f":"IF(OR(ISBLANK(ID100),ID6129=\"\"),\"\",IF(ISERROR(-LOOKUP(1,-LEFT(ID6129,ROW($1:$80)))),0,-LOOKUP(1,-LEFT(ID6129,ROW($1:$80)))))","v":""},{"$f":"IF(OR(ISBLANK(IE100),IE6129=\"\"),\"\",IF(ISERROR(-LOOKUP(1,-LEFT(IE6129,ROW($1:$80)))),0,-LOOKUP(1,-LEFT(IE6129,ROW($1:$80)))))","v":""},{"$f":"IF(OR(ISBLANK(IF100),IF6129=\"\"),\"\",IF(ISERROR(-LOOKUP(1,-LEFT(IF6129,ROW($1:$80)))),0,-LOOKUP(1,-LEFT(IF6129,ROW($1:$80)))))","v":""},{"$f":"IF(OR(ISBLANK(IG100),IG6129=\"\"),\"\",IF(ISERROR(-LOOKUP(1,-LEFT(IG6129,ROW($1:$80)))),0,-LOOKUP(1,-LEFT(IG6129,ROW($1:$80)))))","v":""},{"$f":"IF(OR(ISBLANK(IH100),IH6129=\"\"),\"\",IF(ISERROR(-LOOKUP(1,-LEFT(IH6129,ROW($1:$80)))),0,-LOOKUP(1,-LEFT(IH6129,ROW($1:$80)))))","v":""},{"$f":"IF(OR(ISBLANK(II100),II6129=\"\"),\"\",IF(ISERROR(-LOOKUP(1,-LEFT(II6129,ROW($1:$80)))),0,-LOOKUP(1,-LEFT(II6129,ROW($1:$80)))))","v":""},{"$f":"IF(OR(ISBLANK(IJ100),IJ6129=\"\"),\"\",IF(ISERROR(-LOOKUP(1,-LEFT(IJ6129,ROW($1:$80)))),0,-LOOKUP(1,-LEFT(IJ6129,ROW($1:$80)))))","v":""},{"$f":"IF(OR(ISBLANK(IK100),IK6129=\"\"),\"\",IF(ISERROR(-LOOKUP(1,-LEFT(IK6129,ROW($1:$80)))),0,-LOOKUP(1,-LEFT(IK6129,ROW($1:$80)))))","v":""},{"$f":"IF(OR(ISBLANK(IL100),IL6129=\"\"),\"\",IF(ISERROR(-LOOKUP(1,-LEFT(IL6129,ROW($1:$80)))),0,-LOOKUP(1,-LEFT(IL6129,ROW($1:$80)))))","v":""},{"$f":"IF(OR(ISBLANK(IM100),IM6129=\"\"),\"\",IF(ISERROR(-LOOKUP(1,-LEFT(IM6129,ROW($1:$80)))),0,-LOOKUP(1,-LEFT(IM6129,ROW($1:$80)))))","v":""},{"$f":"IF(OR(ISBLANK(IN100),IN6129=\"\"),\"\",IF(ISERROR(-LOOKUP(1,-LEFT(IN6129,ROW($1:$80)))),0,-LOOKUP(1,-LEFT(IN6129,ROW($1:$80)))))","v":""},{"$f":"IF(OR(ISBLANK(IO100),IO6129=\"\"),\"\",IF(ISERROR(-LOOKUP(1,-LEFT(IO6129,ROW($1:$80)))),0,-LOOKUP(1,-LEFT(IO6129,ROW($1:$80)))))","v":""},{"$f":"IF(OR(ISBLANK(IP100),IP6129=\"\"),\"\",IF(ISERROR(-LOOKUP(1,-LEFT(IP6129,ROW($1:$80)))),0,-LOOKUP(1,-LEFT(IP6129,ROW($1:$80)))))","v":""},{"$f":"IF(OR(ISBLANK(IQ100),IQ6129=\"\"),\"\",IF(ISERROR(-LOOKUP(1,-LEFT(IQ6129,ROW($1:$80)))),0,-LOOKUP(1,-LEFT(IQ6129,ROW($1:$80)))))","v":""},{"$f":"IF(OR(ISBLANK(IR100),IR6129=\"\"),\"\",IF(ISERROR(-LOOKUP(1,-LEFT(IR6129,ROW($1:$80)))),0,-LOOKUP(1,-LEFT(IR6129,ROW($1:$80)))))","v":""},{"$f":"IF(OR(ISBLANK(IS100),IS6129=\"\"),\"\",IF(ISERROR(-LOOKUP(1,-LEFT(IS6129,ROW($1:$80)))),0,-LOOKUP(1,-LEFT(IS6129,ROW($1:$80)))))","v":""},{"$f":"IF(OR(ISBLANK(IT100),IT6129=\"\"),\"\",IF(ISERROR(-LOOKUP(1,-LEFT(IT6129,ROW($1:$80)))),0,-LOOKUP(1,-LEFT(IT6129,ROW($1:$80)))))","v":""},{"$f":"IF(OR(ISBLANK(IU100),IU6129=\"\"),\"\",IF(ISERROR(-LOOKUP(1,-LEFT(IU6129,ROW($1:$80)))),0,-LOOKUP(1,-LEFT(IU6129,ROW($1:$80)))))","v":""},{"$f":"IF(OR(ISBLANK(IV100),IV6129=\"\"),\"\",IF(ISERROR(-LOOKUP(1,-LEFT(IV6129,ROW($1:$80)))),0,-LOOKUP(1,-LEFT(IV6129,ROW($1:$80)))))","v":""},{"$f":"IF(OR(ISBLANK(IW100),IW6129=\"\"),\"\",IF(ISERROR(-LOOKUP(1,-LEFT(IW6129,ROW($1:$80)))),0,-LOOKUP(1,-LEFT(IW6129,ROW($1:$80)))))","v":""},{"$f":"IF(OR(ISBLANK(IX100),IX6129=\"\"),\"\",IF(ISERROR(-LOOKUP(1,-LEFT(IX6129,ROW($1:$80)))),0,-LOOKUP(1,-LEFT(IX6129,ROW($1:$80)))))","v":""},{"$f":"IF(OR(ISBLANK(IY100),IY6129=\"\"),\"\",IF(ISERROR(-LOOKUP(1,-LEFT(IY6129,ROW($1:$80)))),0,-LOOKUP(1,-LEFT(IY6129,ROW($1:$80)))))","v":""},{"$f":"IF(OR(ISBLANK(IZ100),IZ6129=\"\"),\"\",IF(ISERROR(-LOOKUP(1,-LEFT(IZ6129,ROW($1:$80)))),0,-LOOKUP(1,-LEFT(IZ6129,ROW($1:$80)))))","v":""},{"$f":"IF(OR(ISBLANK(JA100),JA6129=\"\"),\"\",IF(ISERROR(-LOOKUP(1,-LEFT(JA6129,ROW($1:$80)))),0,-LOOKUP(1,-LEFT(JA6129,ROW($1:$80)))))","v":""},{"$f":"IF(OR(ISBLANK(JB100),JB6129=\"\"),\"\",IF(ISERROR(-LOOKUP(1,-LEFT(JB6129,ROW($1:$80)))),0,-LOOKUP(1,-LEFT(JB6129,ROW($1:$80)))))","v":""},{"$f":"IF(OR(ISBLANK(JC100),JC6129=\"\"),\"\",IF(ISERROR(-LOOKUP(1,-LEFT(JC6129,ROW($1:$80)))),0,-LOOKUP(1,-LEFT(JC6129,ROW($1:$80)))))","v":""},{"$f":"IF(OR(ISBLANK(JD100),JD6129=\"\"),\"\",IF(ISERROR(-LOOKUP(1,-LEFT(JD6129,ROW($1:$80)))),0,-LOOKUP(1,-LEFT(JD6129,ROW($1:$80)))))","v":""},{"$f":"IF(OR(ISBLANK(JE100),JE6129=\"\"),\"\",IF(ISERROR(-LOOKUP(1,-LEFT(JE6129,ROW($1:$80)))),0,-LOOKUP(1,-LEFT(JE6129,ROW($1:$80)))))","v":""},{"$f":"IF(OR(ISBLANK(JF100),JF6129=\"\"),\"\",IF(ISERROR(-LOOKUP(1,-LEFT(JF6129,ROW($1:$80)))),0,-LOOKUP(1,-LEFT(JF6129,ROW($1:$80)))))","v":""},{"$f":"IF(OR(ISBLANK(JG100),JG6129=\"\"),\"\",IF(ISERROR(-LOOKUP(1,-LEFT(JG6129,ROW($1:$80)))),0,-LOOKUP(1,-LEFT(JG6129,ROW($1:$80)))))","v":""},{"$f":"IF(OR(ISBLANK(JH100),JH6129=\"\"),\"\",IF(ISERROR(-LOOKUP(1,-LEFT(JH6129,ROW($1:$80)))),0,-LOOKUP(1,-LEFT(JH6129,ROW($1:$80)))))","v":""},{"$f":"IF(OR(ISBLANK(JI100),JI6129=\"\"),\"\",IF(ISERROR(-LOOKUP(1,-LEFT(JI6129,ROW($1:$80)))),0,-LOOKUP(1,-LEFT(JI6129,ROW($1:$80)))))","v":""},{"$f":"IF(OR(ISBLANK(JJ100),JJ6129=\"\"),\"\",IF(ISERROR(-LOOKUP(1,-LEFT(JJ6129,ROW($1:$80)))),0,-LOOKUP(1,-LEFT(JJ6129,ROW($1:$80)))))","v":""},{"$f":"IF(OR(ISBLANK(JK100),JK6129=\"\"),\"\",IF(ISERROR(-LOOKUP(1,-LEFT(JK6129,ROW($1:$80)))),0,-LOOKUP(1,-LEFT(JK6129,ROW($1:$80)))))","v":""},{"$f":"IF(OR(ISBLANK(JL100),JL6129=\"\"),\"\",IF(ISERROR(-LOOKUP(1,-LEFT(JL6129,ROW($1:$80)))),0,-LOOKUP(1,-LEFT(JL6129,ROW($1:$80)))))","v":""},{"$f":"IF(OR(ISBLANK(JM100),JM6129=\"\"),\"\",IF(ISERROR(-LOOKUP(1,-LEFT(JM6129,ROW($1:$80)))),0,-LOOKUP(1,-LEFT(JM6129,ROW($1:$80)))))","v":""},{"$f":"IF(OR(ISBLANK(JN100),JN6129=\"\"),\"\",IF(ISERROR(-LOOKUP(1,-LEFT(JN6129,ROW($1:$80)))),0,-LOOKUP(1,-LEFT(JN6129,ROW($1:$80)))))","v":""},{"$f":"IF(OR(ISBLANK(JO100),JO6129=\"\"),\"\",IF(ISERROR(-LOOKUP(1,-LEFT(JO6129,ROW($1:$80)))),0,-LOOKUP(1,-LEFT(JO6129,ROW($1:$80)))))","v":""},{"$f":"IF(OR(ISBLANK(JP100),JP6129=\"\"),\"\",IF(ISERROR(-LOOKUP(1,-LEFT(JP6129,ROW($1:$80)))),0,-LOOKUP(1,-LEFT(JP6129,ROW($1:$80)))))","v":""},{"$f":"IF(OR(ISBLANK(JQ100),JQ6129=\"\"),\"\",IF(ISERROR(-LOOKUP(1,-LEFT(JQ6129,ROW($1:$80)))),0,-LOOKUP(1,-LEFT(JQ6129,ROW($1:$80)))))","v":""},{"$f":"IF(OR(ISBLANK(JR100),JR6129=\"\"),\"\",IF(ISERROR(-LOOKUP(1,-LEFT(JR6129,ROW($1:$80)))),0,-LOOKUP(1,-LEFT(JR6129,ROW($1:$80)))))","v":""},{"$f":"IF(OR(ISBLANK(JS100),JS6129=\"\"),\"\",IF(ISERROR(-LOOKUP(1,-LEFT(JS6129,ROW($1:$80)))),0,-LOOKUP(1,-LEFT(JS6129,ROW($1:$80)))))","v":""},{"$f":"IF(OR(ISBLANK(JT100),JT6129=\"\"),\"\",IF(ISERROR(-LOOKUP(1,-LEFT(JT6129,ROW($1:$80)))),0,-LOOKUP(1,-LEFT(JT6129,ROW($1:$80)))))","v":""},{"$f":"IF(OR(ISBLANK(JU100),JU6129=\"\"),\"\",IF(ISERROR(-LOOKUP(1,-LEFT(JU6129,ROW($1:$80)))),0,-LOOKUP(1,-LEFT(JU6129,ROW($1:$80)))))","v":""},{"$f":"IF(OR(ISBLANK(JV100),JV6129=\"\"),\"\",IF(ISERROR(-LOOKUP(1,-LEFT(JV6129,ROW($1:$80)))),0,-LOOKUP(1,-LEFT(JV6129,ROW($1:$80)))))","v":""},{"$f":"IF(OR(ISBLANK(JW100),JW6129=\"\"),\"\",IF(ISERROR(-LOOKUP(1,-LEFT(JW6129,ROW($1:$80)))),0,-LOOKUP(1,-LEFT(JW6129,ROW($1:$80)))))","v":""},{"$f":"IF(OR(ISBLANK(JX100),JX6129=\"\"),\"\",IF(ISERROR(-LOOKUP(1,-LEFT(JX6129,ROW($1:$80)))),0,-LOOKUP(1,-LEFT(JX6129,ROW($1:$80)))))","v":""},{"$f":"IF(OR(ISBLANK(JY100),JY6129=\"\"),\"\",IF(ISERROR(-LOOKUP(1,-LEFT(JY6129,ROW($1:$80)))),0,-LOOKUP(1,-LEFT(JY6129,ROW($1:$80)))))","v":""},{"$f":"IF(OR(ISBLANK(JZ100),JZ6129=\"\"),\"\",IF(ISERROR(-LOOKUP(1,-LEFT(JZ6129,ROW($1:$80)))),0,-LOOKUP(1,-LEFT(JZ6129,ROW($1:$80)))))","v":""},{"$f":"IF(OR(ISBLANK(KA100),KA6129=\"\"),\"\",IF(ISERROR(-LOOKUP(1,-LEFT(KA6129,ROW($1:$80)))),0,-LOOKUP(1,-LEFT(KA6129,ROW($1:$80)))))","v":""},{"$f":"IF(OR(ISBLANK(KB100),KB6129=\"\"),\"\",IF(ISERROR(-LOOKUP(1,-LEFT(KB6129,ROW($1:$80)))),0,-LOOKUP(1,-LEFT(KB6129,ROW($1:$80)))))","v":""},{"$f":"IF(OR(ISBLANK(KC100),KC6129=\"\"),\"\",IF(ISERROR(-LOOKUP(1,-LEFT(KC6129,ROW($1:$80)))),0,-LOOKUP(1,-LEFT(KC6129,ROW($1:$80)))))","v":""},{"$f":"IF(OR(ISBLANK(KD100),KD6129=\"\"),\"\",IF(ISERROR(-LOOKUP(1,-LEFT(KD6129,ROW($1:$80)))),0,-LOOKUP(1,-LEFT(KD6129,ROW($1:$80)))))","v":""},{"$f":"IF(OR(ISBLANK(KE100),KE6129=\"\"),\"\",IF(ISERROR(-LOOKUP(1,-LEFT(KE6129,ROW($1:$80)))),0,-LOOKUP(1,-LEFT(KE6129,ROW($1:$80)))))","v":""},{"$f":"IF(OR(ISBLANK(KF100),KF6129=\"\"),\"\",IF(ISERROR(-LOOKUP(1,-LEFT(KF6129,ROW($1:$80)))),0,-LOOKUP(1,-LEFT(KF6129,ROW($1:$80)))))","v":""},{"$f":"IF(OR(ISBLANK(KG100),KG6129=\"\"),\"\",IF(ISERROR(-LOOKUP(1,-LEFT(KG6129,ROW($1:$80)))),0,-LOOKUP(1,-LEFT(KG6129,ROW($1:$80)))))","v":""},{"$f":"IF(OR(ISBLANK(KH100),KH6129=\"\"),\"\",IF(ISERROR(-LOOKUP(1,-LEFT(KH6129,ROW($1:$80)))),0,-LOOKUP(1,-LEFT(KH6129,ROW($1:$80)))))","v":""},{"$f":"IF(OR(ISBLANK(KI100),KI6129=\"\"),\"\",IF(ISERROR(-LOOKUP(1,-LEFT(KI6129,ROW($1:$80)))),0,-LOOKUP(1,-LEFT(KI6129,ROW($1:$80)))))","v":""},{"$f":"IF(OR(ISBLANK(KJ100),KJ6129=\"\"),\"\",IF(ISERROR(-LOOKUP(1,-LEFT(KJ6129,ROW($1:$80)))),0,-LOOKUP(1,-LEFT(KJ6129,ROW($1:$80)))))","v":""},{"$f":"IF(OR(ISBLANK(KK100),KK6129=\"\"),\"\",IF(ISERROR(-LOOKUP(1,-LEFT(KK6129,ROW($1:$80)))),0,-LOOKUP(1,-LEFT(KK6129,ROW($1:$80)))))","v":""},{"$f":"IF(OR(ISBLANK(KL100),KL6129=\"\"),\"\",IF(ISERROR(-LOOKUP(1,-LEFT(KL6129,ROW($1:$80)))),0,-LOOKUP(1,-LEFT(KL6129,ROW($1:$80)))))","v":""},{"$f":"IF(OR(ISBLANK(KM100),KM6129=\"\"),\"\",IF(ISERROR(-LOOKUP(1,-LEFT(KM6129,ROW($1:$80)))),0,-LOOKUP(1,-LEFT(KM6129,ROW($1:$80)))))","v":""},{"$f":"IF(OR(ISBLANK(KN100),KN6129=\"\"),\"\",IF(ISERROR(-LOOKUP(1,-LEFT(KN6129,ROW($1:$80)))),0,-LOOKUP(1,-LEFT(KN6129,ROW($1:$80)))))","v":""},{"$f":"IF(OR(ISBLANK(KO100),KO6129=\"\"),\"\",IF(ISERROR(-LOOKUP(1,-LEFT(KO6129,ROW($1:$80)))),0,-LOOKUP(1,-LEFT(KO6129,ROW($1:$80)))))","v":""},{"$f":"IF(OR(ISBLANK(KP100),KP6129=\"\"),\"\",IF(ISERROR(-LOOKUP(1,-LEFT(KP6129,ROW($1:$80)))),0,-LOOKUP(1,-LEFT(KP6129,ROW($1:$80)))))","v":""},{"$f":"IF(OR(ISBLANK(KQ100),KQ6129=\"\"),\"\",IF(ISERROR(-LOOKUP(1,-LEFT(KQ6129,ROW($1:$80)))),0,-LOOKUP(1,-LEFT(KQ6129,ROW($1:$80)))))","v":""},{"$f":"IF(OR(ISBLANK(KR100),KR6129=\"\"),\"\",IF(ISERROR(-LOOKUP(1,-LEFT(KR6129,ROW($1:$80)))),0,-LOOKUP(1,-LEFT(KR6129,ROW($1:$80)))))","v":""},{"$f":"IF(OR(ISBLANK(KS100),KS6129=\"\"),\"\",IF(ISERROR(-LOOKUP(1,-LEFT(KS6129,ROW($1:$80)))),0,-LOOKUP(1,-LEFT(KS6129,ROW($1:$80)))))","v":""},{"$f":"IF(OR(ISBLANK(KT100),KT6129=\"\"),\"\",IF(ISERROR(-LOOKUP(1,-LEFT(KT6129,ROW($1:$80)))),0,-LOOKUP(1,-LEFT(KT6129,ROW($1:$80)))))","v":""},{"$f":"IF(OR(ISBLANK(KU100),KU6129=\"\"),\"\",IF(ISERROR(-LOOKUP(1,-LEFT(KU6129,ROW($1:$80)))),0,-LOOKUP(1,-LEFT(KU6129,ROW($1:$80)))))","v":""},{"$f":"IF(OR(ISBLANK(KV100),KV6129=\"\"),\"\",IF(ISERROR(-LOOKUP(1,-LEFT(KV6129,ROW($1:$80)))),0,-LOOKUP(1,-LEFT(KV6129,ROW($1:$80)))))","v":""},{"$f":"IF(OR(ISBLANK(KW100),KW6129=\"\"),\"\",IF(ISERROR(-LOOKUP(1,-LEFT(KW6129,ROW($1:$80)))),0,-LOOKUP(1,-LEFT(KW6129,ROW($1:$80)))))","v":""},{"$f":"IF(OR(ISBLANK(KX100),KX6129=\"\"),\"\",IF(ISERROR(-LOOKUP(1,-LEFT(KX6129,ROW($1:$80)))),0,-LOOKUP(1,-LEFT(KX6129,ROW($1:$80)))))","v":""},{"$f":"IF(OR(ISBLANK(KY100),KY6129=\"\"),\"\",IF(ISERROR(-LOOKUP(1,-LEFT(KY6129,ROW($1:$80)))),0,-LOOKUP(1,-LEFT(KY6129,ROW($1:$80)))))","v":""},{"$f":"IF(OR(ISBLANK(KZ100),KZ6129=\"\"),\"\",IF(ISERROR(-LOOKUP(1,-LEFT(KZ6129,ROW($1:$80)))),0,-LOOKUP(1,-LEFT(KZ6129,ROW($1:$80)))))","v":""},{"$f":"IF(OR(ISBLANK(LA100),LA6129=\"\"),\"\",IF(ISERROR(-LOOKUP(1,-LEFT(LA6129,ROW($1:$80)))),0,-LOOKUP(1,-LEFT(LA6129,ROW($1:$80)))))","v":""},{"$f":"IF(OR(ISBLANK(LB100),LB6129=\"\"),\"\",IF(ISERROR(-LOOKUP(1,-LEFT(LB6129,ROW($1:$80)))),0,-LOOKUP(1,-LEFT(LB6129,ROW($1:$80)))))","v":""},{"$f":"IF(OR(ISBLANK(LC100),LC6129=\"\"),\"\",IF(ISERROR(-LOOKUP(1,-LEFT(LC6129,ROW($1:$80)))),0,-LOOKUP(1,-LEFT(LC6129,ROW($1:$80)))))","v":""},{"$f":"IF(OR(ISBLANK(LD100),LD6129=\"\"),\"\",IF(ISERROR(-LOOKUP(1,-LEFT(LD6129,ROW($1:$80)))),0,-LOOKUP(1,-LEFT(LD6129,ROW($1:$80)))))","v":""},{"$f":"IF(OR(ISBLANK(LE100),LE6129=\"\"),\"\",IF(ISERROR(-LOOKUP(1,-LEFT(LE6129,ROW($1:$80)))),0,-LOOKUP(1,-LEFT(LE6129,ROW($1:$80)))))","v":""},{"$f":"IF(OR(ISBLANK(LF100),LF6129=\"\"),\"\",IF(ISERROR(-LOOKUP(1,-LEFT(LF6129,ROW($1:$80)))),0,-LOOKUP(1,-LEFT(LF6129,ROW($1:$80)))))","v":""},{"$f":"IF(OR(ISBLANK(LG100),LG6129=\"\"),\"\",IF(ISERROR(-LOOKUP(1,-LEFT(LG6129,ROW($1:$80)))),0,-LOOKUP(1,-LEFT(LG6129,ROW($1:$80)))))","v":""},{"$f":"IF(OR(ISBLANK(LH100),LH6129=\"\"),\"\",IF(ISERROR(-LOOKUP(1,-LEFT(LH6129,ROW($1:$80)))),0,-LOOKUP(1,-LEFT(LH6129,ROW($1:$80)))))","v":""},{"$f":"IF(OR(ISBLANK(LI100),LI6129=\"\"),\"\",IF(ISERROR(-LOOKUP(1,-LEFT(LI6129,ROW($1:$80)))),0,-LOOKUP(1,-LEFT(LI6129,ROW($1:$80)))))","v":""},{"$f":"IF(OR(ISBLANK(LJ100),LJ6129=\"\"),\"\",IF(ISERROR(-LOOKUP(1,-LEFT(LJ6129,ROW($1:$80)))),0,-LOOKUP(1,-LEFT(LJ6129,ROW($1:$80)))))","v":""},{"$f":"IF(OR(ISBLANK(LK100),LK6129=\"\"),\"\",IF(ISERROR(-LOOKUP(1,-LEFT(LK6129,ROW($1:$80)))),0,-LOOKUP(1,-LEFT(LK6129,ROW($1:$80)))))","v":""},{"$f":"IF(OR(ISBLANK(LL100),LL6129=\"\"),\"\",IF(ISERROR(-LOOKUP(1,-LEFT(LL6129,ROW($1:$80)))),0,-LOOKUP(1,-LEFT(LL6129,ROW($1:$80)))))","v":""},{"$f":"IF(OR(ISBLANK(LM100),LM6129=\"\"),\"\",IF(ISERROR(-LOOKUP(1,-LEFT(LM6129,ROW($1:$80)))),0,-LOOKUP(1,-LEFT(LM6129,ROW($1:$80)))))","v":""},{"$f":"IF(OR(ISBLANK(LN100),LN6129=\"\"),\"\",IF(ISERROR(-LOOKUP(1,-LEFT(LN6129,ROW($1:$80)))),0,-LOOKUP(1,-LEFT(LN6129,ROW($1:$80)))))","v":""},{"$f":"IF(OR(ISBLANK(LO100),LO6129=\"\"),\"\",IF(ISERROR(-LOOKUP(1,-LEFT(LO6129,ROW($1:$80)))),0,-LOOKUP(1,-LEFT(LO6129,ROW($1:$80)))))","v":""},{"$f":"IF(OR(ISBLANK(LP100),LP6129=\"\"),\"\",IF(ISERROR(-LOOKUP(1,-LEFT(LP6129,ROW($1:$80)))),0,-LOOKUP(1,-LEFT(LP6129,ROW($1:$80)))))","v":""},{"$f":"IF(OR(ISBLANK(LQ100),LQ6129=\"\"),\"\",IF(ISERROR(-LOOKUP(1,-LEFT(LQ6129,ROW($1:$80)))),0,-LOOKUP(1,-LEFT(LQ6129,ROW($1:$80)))))","v":""},{"$f":"IF(OR(ISBLANK(LR100),LR6129=\"\"),\"\",IF(ISERROR(-LOOKUP(1,-LEFT(LR6129,ROW($1:$80)))),0,-LOOKUP(1,-LEFT(LR6129,ROW($1:$80)))))","v":""},{"$f":"IF(OR(ISBLANK(LS100),LS6129=\"\"),\"\",IF(ISERROR(-LOOKUP(1,-LEFT(LS6129,ROW($1:$80)))),0,-LOOKUP(1,-LEFT(LS6129,ROW($1:$80)))))","v":""},{"$f":"IF(OR(ISBLANK(LT100),LT6129=\"\"),\"\",IF(ISERROR(-LOOKUP(1,-LEFT(LT6129,ROW($1:$80)))),0,-LOOKUP(1,-LEFT(LT6129,ROW($1:$80)))))","v":""},{"$f":"IF(OR(ISBLANK(LU100),LU6129=\"\"),\"\",IF(ISERROR(-LOOKUP(1,-LEFT(LU6129,ROW($1:$80)))),0,-LOOKUP(1,-LEFT(LU6129,ROW($1:$80)))))","v":""},{"$f":"IF(OR(ISBLANK(LV100),LV6129=\"\"),\"\",IF(ISERROR(-LOOKUP(1,-LEFT(LV6129,ROW($1:$80)))),0,-LOOKUP(1,-LEFT(LV6129,ROW($1:$80)))))","v":""},{"$f":"IF(OR(ISBLANK(LW100),LW6129=\"\"),\"\",IF(ISERROR(-LOOKUP(1,-LEFT(LW6129,ROW($1:$80)))),0,-LOOKUP(1,-LEFT(LW6129,ROW($1:$80)))))","v":""},{"$f":"IF(OR(ISBLANK(LX100),LX6129=\"\"),\"\",IF(ISERROR(-LOOKUP(1,-LEFT(LX6129,ROW($1:$80)))),0,-LOOKUP(1,-LEFT(LX6129,ROW($1:$80)))))","v":""},{"$f":"IF(OR(ISBLANK(LY100),LY6129=\"\"),\"\",IF(ISERROR(-LOOKUP(1,-LEFT(LY6129,ROW($1:$80)))),0,-LOOKUP(1,-LEFT(LY6129,ROW($1:$80)))))","v":""},{"$f":"IF(OR(ISBLANK(LZ100),LZ6129=\"\"),\"\",IF(ISERROR(-LOOKUP(1,-LEFT(LZ6129,ROW($1:$80)))),0,-LOOKUP(1,-LEFT(LZ6129,ROW($1:$80)))))","v":""},{"$f":"IF(OR(ISBLANK(MA100),MA6129=\"\"),\"\",IF(ISERROR(-LOOKUP(1,-LEFT(MA6129,ROW($1:$80)))),0,-LOOKUP(1,-LEFT(MA6129,ROW($1:$80)))))","v":""},{"$f":"IF(OR(ISBLANK(MB100),MB6129=\"\"),\"\",IF(ISERROR(-LOOKUP(1,-LEFT(MB6129,ROW($1:$80)))),0,-LOOKUP(1,-LEFT(MB6129,ROW($1:$80)))))","v":""},{"$f":"IF(OR(ISBLANK(MC100),MC6129=\"\"),\"\",IF(ISERROR(-LOOKUP(1,-LEFT(MC6129,ROW($1:$80)))),0,-LOOKUP(1,-LEFT(MC6129,ROW($1:$80)))))","v":""},{"$f":"IF(OR(ISBLANK(MD100),MD6129=\"\"),\"\",IF(ISERROR(-LOOKUP(1,-LEFT(MD6129,ROW($1:$80)))),0,-LOOKUP(1,-LEFT(MD6129,ROW($1:$80)))))","v":""},{"$f":"IF(OR(ISBLANK(ME100),ME6129=\"\"),\"\",IF(ISERROR(-LOOKUP(1,-LEFT(ME6129,ROW($1:$80)))),0,-LOOKUP(1,-LEFT(ME6129,ROW($1:$80)))))","v":""},{"$f":"IF(OR(ISBLANK(MF100),MF6129=\"\"),\"\",IF(ISERROR(-LOOKUP(1,-LEFT(MF6129,ROW($1:$80)))),0,-LOOKUP(1,-LEFT(MF6129,ROW($1:$80)))))","v":""},{"$f":"IF(OR(ISBLANK(MG100),MG6129=\"\"),\"\",IF(ISERROR(-LOOKUP(1,-LEFT(MG6129,ROW($1:$80)))),0,-LOOKUP(1,-LEFT(MG6129,ROW($1:$80)))))","v":""},{"$f":"IF(OR(ISBLANK(MH100),MH6129=\"\"),\"\",IF(ISERROR(-LOOKUP(1,-LEFT(MH6129,ROW($1:$80)))),0,-LOOKUP(1,-LEFT(MH6129,ROW($1:$80)))))","v":""},{"$f":"IF(OR(ISBLANK(MI100),MI6129=\"\"),\"\",IF(ISERROR(-LOOKUP(1,-LEFT(MI6129,ROW($1:$80)))),0,-LOOKUP(1,-LEFT(MI6129,ROW($1:$80)))))","v":""},{"$f":"IF(OR(ISBLANK(MJ100),MJ6129=\"\"),\"\",IF(ISERROR(-LOOKUP(1,-LEFT(MJ6129,ROW($1:$80)))),0,-LOOKUP(1,-LEFT(MJ6129,ROW($1:$80)))))","v":""},{"$f":"IF(OR(ISBLANK(MK100),MK6129=\"\"),\"\",IF(ISERROR(-LOOKUP(1,-LEFT(MK6129,ROW($1:$80)))),0,-LOOKUP(1,-LEFT(MK6129,ROW($1:$80)))))","v":""},{"$f":"IF(OR(ISBLANK(ML100),ML6129=\"\"),\"\",IF(ISERROR(-LOOKUP(1,-LEFT(ML6129,ROW($1:$80)))),0,-LOOKUP(1,-LEFT(ML6129,ROW($1:$80)))))","v":""},{"$f":"IF(OR(ISBLANK(MM100),MM6129=\"\"),\"\",IF(ISERROR(-LOOKUP(1,-LEFT(MM6129,ROW($1:$80)))),0,-LOOKUP(1,-LEFT(MM6129,ROW($1:$80)))))","v":""},{"$f":"IF(OR(ISBLANK(MN100),MN6129=\"\"),\"\",IF(ISERROR(-LOOKUP(1,-LEFT(MN6129,ROW($1:$80)))),0,-LOOKUP(1,-LEFT(MN6129,ROW($1:$80)))))","v":""},{"$f":"IF(OR(ISBLANK(MO100),MO6129=\"\"),\"\",IF(ISERROR(-LOOKUP(1,-LEFT(MO6129,ROW($1:$80)))),0,-LOOKUP(1,-LEFT(MO6129,ROW($1:$80)))))","v":""},{"$f":"IF(OR(ISBLANK(MP100),MP6129=\"\"),\"\",IF(ISERROR(-LOOKUP(1,-LEFT(MP6129,ROW($1:$80)))),0,-LOOKUP(1,-LEFT(MP6129,ROW($1:$80)))))","v":""},{"$f":"IF(OR(ISBLANK(MQ100),MQ6129=\"\"),\"\",IF(ISERROR(-LOOKUP(1,-LEFT(MQ6129,ROW($1:$80)))),0,-LOOKUP(1,-LEFT(MQ6129,ROW($1:$80)))))","v":""},{"$f":"IF(OR(ISBLANK(MR100),MR6129=\"\"),\"\",IF(ISERROR(-LOOKUP(1,-LEFT(MR6129,ROW($1:$80)))),0,-LOOKUP(1,-LEFT(MR6129,ROW($1:$80)))))","v":""},{"$f":"IF(OR(ISBLANK(MS100),MS6129=\"\"),\"\",IF(ISERROR(-LOOKUP(1,-LEFT(MS6129,ROW($1:$80)))),0,-LOOKUP(1,-LEFT(MS6129,ROW($1:$80)))))","v":""},{"$f":"IF(OR(ISBLANK(MT100),MT6129=\"\"),\"\",IF(ISERROR(-LOOKUP(1,-LEFT(MT6129,ROW($1:$80)))),0,-LOOKUP(1,-LEFT(MT6129,ROW($1:$80)))))","v":""},{"$f":"IF(OR(ISBLANK(MU100),MU6129=\"\"),\"\",IF(ISERROR(-LOOKUP(1,-LEFT(MU6129,ROW($1:$80)))),0,-LOOKUP(1,-LEFT(MU6129,ROW($1:$80)))))","v":""},{"$f":"IF(OR(ISBLANK(MV100),MV6129=\"\"),\"\",IF(ISERROR(-LOOKUP(1,-LEFT(MV6129,ROW($1:$80)))),0,-LOOKUP(1,-LEFT(MV6129,ROW($1:$80)))))","v":""},{"$f":"IF(OR(ISBLANK(MW100),MW6129=\"\"),\"\",IF(ISERROR(-LOOKUP(1,-LEFT(MW6129,ROW($1:$80)))),0,-LOOKUP(1,-LEFT(MW6129,ROW($1:$80)))))","v":""},{"$f":"IF(OR(ISBLANK(MX100),MX6129=\"\"),\"\",IF(ISERROR(-LOOKUP(1,-LEFT(MX6129,ROW($1:$80)))),0,-LOOKUP(1,-LEFT(MX6129,ROW($1:$80)))))","v":""},{"$f":"IF(OR(ISBLANK(MY100),MY6129=\"\"),\"\",IF(ISERROR(-LOOKUP(1,-LEFT(MY6129,ROW($1:$80)))),0,-LOOKUP(1,-LEFT(MY6129,ROW($1:$80)))))","v":""},{"$f":"IF(OR(ISBLANK(MZ100),MZ6129=\"\"),\"\",IF(ISERROR(-LOOKUP(1,-LEFT(MZ6129,ROW($1:$80)))),0,-LOOKUP(1,-LEFT(MZ6129,ROW($1:$80)))))","v":""},{"$f":"IF(OR(ISBLANK(NA100),NA6129=\"\"),\"\",IF(ISERROR(-LOOKUP(1,-LEFT(NA6129,ROW($1:$80)))),0,-LOOKUP(1,-LEFT(NA6129,ROW($1:$80)))))","v":""},{"$f":"IF(OR(ISBLANK(NB100),NB6129=\"\"),\"\",IF(ISERROR(-LOOKUP(1,-LEFT(NB6129,ROW($1:$80)))),0,-LOOKUP(1,-LEFT(NB6129,ROW($1:$80)))))","v":""},{"$f":"IF(OR(ISBLANK(NC100),NC6129=\"\"),\"\",IF(ISERROR(-LOOKUP(1,-LEFT(NC6129,ROW($1:$80)))),0,-LOOKUP(1,-LEFT(NC6129,ROW($1:$80)))))","v":""},{"$f":"IF(OR(ISBLANK(ND100),ND6129=\"\"),\"\",IF(ISERROR(-LOOKUP(1,-LEFT(ND6129,ROW($1:$80)))),0,-LOOKUP(1,-LEFT(ND6129,ROW($1:$80)))))","v":""},{"$f":"IF(OR(ISBLANK(NE100),NE6129=\"\"),\"\",IF(ISERROR(-LOOKUP(1,-LEFT(NE6129,ROW($1:$80)))),0,-LOOKUP(1,-LEFT(NE6129,ROW($1:$80)))))","v":""},{"$f":"IF(OR(ISBLANK(NF100),NF6129=\"\"),\"\",IF(ISERROR(-LOOKUP(1,-LEFT(NF6129,ROW($1:$80)))),0,-LOOKUP(1,-LEFT(NF6129,ROW($1:$80)))))","v":""},{"$f":"IF(OR(ISBLANK(NG100),NG6129=\"\"),\"\",IF(ISERROR(-LOOKUP(1,-LEFT(NG6129,ROW($1:$80)))),0,-LOOKUP(1,-LEFT(NG6129,ROW($1:$80)))))","v":""},{"$f":"IF(OR(ISBLANK(NH100),NH6129=\"\"),\"\",IF(ISERROR(-LOOKUP(1,-LEFT(NH6129,ROW($1:$80)))),0,-LOOKUP(1,-LEFT(NH6129,ROW($1:$80)))))","v":""},{"$f":"IF(OR(ISBLANK(NI100),NI6129=\"\"),\"\",IF(ISERROR(-LOOKUP(1,-LEFT(NI6129,ROW($1:$80)))),0,-LOOKUP(1,-LEFT(NI6129,ROW($1:$80)))))","v":""},{"$f":"IF(OR(ISBLANK(NJ100),NJ6129=\"\"),\"\",IF(ISERROR(-LOOKUP(1,-LEFT(NJ6129,ROW($1:$80)))),0,-LOOKUP(1,-LEFT(NJ6129,ROW($1:$80)))))","v":""},{"$f":"IF(OR(ISBLANK(NK100),NK6129=\"\"),\"\",IF(ISERROR(-LOOKUP(1,-LEFT(NK6129,ROW($1:$80)))),0,-LOOKUP(1,-LEFT(NK6129,ROW($1:$80)))))","v":""},{"$f":"IF(OR(ISBLANK(NL100),NL6129=\"\"),\"\",IF(ISERROR(-LOOKUP(1,-LEFT(NL6129,ROW($1:$80)))),0,-LOOKUP(1,-LEFT(NL6129,ROW($1:$80)))))","v":""},{"$f":"IF(OR(ISBLANK(NM100),NM6129=\"\"),\"\",IF(ISERROR(-LOOKUP(1,-LEFT(NM6129,ROW($1:$80)))),0,-LOOKUP(1,-LEFT(NM6129,ROW($1:$80)))))","v":""},{"$f":"IF(OR(ISBLANK(NN100),NN6129=\"\"),\"\",IF(ISERROR(-LOOKUP(1,-LEFT(NN6129,ROW($1:$80)))),0,-LOOKUP(1,-LEFT(NN6129,ROW($1:$80)))))","v":""},{"$f":"IF(OR(ISBLANK(NO100),NO6129=\"\"),\"\",IF(ISERROR(-LOOKUP(1,-LEFT(NO6129,ROW($1:$80)))),0,-LOOKUP(1,-LEFT(NO6129,ROW($1:$80)))))","v":""},{"$f":"IF(OR(ISBLANK(NP100),NP6129=\"\"),\"\",IF(ISERROR(-LOOKUP(1,-LEFT(NP6129,ROW($1:$80)))),0,-LOOKUP(1,-LEFT(NP6129,ROW($1:$80)))))","v":""},{"$f":"IF(OR(ISBLANK(NQ100),NQ6129=\"\"),\"\",IF(ISERROR(-LOOKUP(1,-LEFT(NQ6129,ROW($1:$80)))),0,-LOOKUP(1,-LEFT(NQ6129,ROW($1:$80)))))","v":""},{"$f":"IF(OR(ISBLANK(NR100),NR6129=\"\"),\"\",IF(ISERROR(-LOOKUP(1,-LEFT(NR6129,ROW($1:$80)))),0,-LOOKUP(1,-LEFT(NR6129,ROW($1:$80)))))","v":""},{"$f":"IF(OR(ISBLANK(NS100),NS6129=\"\"),\"\",IF(ISERROR(-LOOKUP(1,-LEFT(NS6129,ROW($1:$80)))),0,-LOOKUP(1,-LEFT(NS6129,ROW($1:$80)))))","v":""},{"$f":"IF(OR(ISBLANK(NT100),NT6129=\"\"),\"\",IF(ISERROR(-LOOKUP(1,-LEFT(NT6129,ROW($1:$80)))),0,-LOOKUP(1,-LEFT(NT6129,ROW($1:$80)))))","v":""},{"$f":"IF(OR(ISBLANK(NU100),NU6129=\"\"),\"\",IF(ISERROR(-LOOKUP(1,-LEFT(NU6129,ROW($1:$80)))),0,-LOOKUP(1,-LEFT(NU6129,ROW($1:$80)))))","v":""},{"$f":"IF(OR(ISBLANK(NV100),NV6129=\"\"),\"\",IF(ISERROR(-LOOKUP(1,-LEFT(NV6129,ROW($1:$80)))),0,-LOOKUP(1,-LEFT(NV6129,ROW($1:$80)))))","v":""},{"$f":"IF(OR(ISBLANK(NW100),NW6129=\"\"),\"\",IF(ISERROR(-LOOKUP(1,-LEFT(NW6129,ROW($1:$80)))),0,-LOOKUP(1,-LEFT(NW6129,ROW($1:$80)))))","v":""},{"$f":"IF(OR(ISBLANK(NX100),NX6129=\"\"),\"\",IF(ISERROR(-LOOKUP(1,-LEFT(NX6129,ROW($1:$80)))),0,-LOOKUP(1,-LEFT(NX6129,ROW($1:$80)))))","v":""},{"$f":"IF(OR(ISBLANK(NY100),NY6129=\"\"),\"\",IF(ISERROR(-LOOKUP(1,-LEFT(NY6129,ROW($1:$80)))),0,-LOOKUP(1,-LEFT(NY6129,ROW($1:$80)))))","v":""},{"$f":"IF(OR(ISBLANK(NZ100),NZ6129=\"\"),\"\",IF(ISERROR(-LOOKUP(1,-LEFT(NZ6129,ROW($1:$80)))),0,-LOOKUP(1,-LEFT(NZ6129,ROW($1:$80)))))","v":""},{"$f":"IF(OR(ISBLANK(OA100),OA6129=\"\"),\"\",IF(ISERROR(-LOOKUP(1,-LEFT(OA6129,ROW($1:$80)))),0,-LOOKUP(1,-LEFT(OA6129,ROW($1:$80)))))","v":""},{"$f":"IF(OR(ISBLANK(OB100),OB6129=\"\"),\"\",IF(ISERROR(-LOOKUP(1,-LEFT(OB6129,ROW($1:$80)))),0,-LOOKUP(1,-LEFT(OB6129,ROW($1:$80)))))","v":""},{"$f":"IF(OR(ISBLANK(OC100),OC6129=\"\"),\"\",IF(ISERROR(-LOOKUP(1,-LEFT(OC6129,ROW($1:$80)))),0,-LOOKUP(1,-LEFT(OC6129,ROW($1:$80)))))","v":""},{"$f":"IF(OR(ISBLANK(OD100),OD6129=\"\"),\"\",IF(ISERROR(-LOOKUP(1,-LEFT(OD6129,ROW($1:$80)))),0,-LOOKUP(1,-LEFT(OD6129,ROW($1:$80)))))","v":""},{"$f":"IF(OR(ISBLANK(OE100),OE6129=\"\"),\"\",IF(ISERROR(-LOOKUP(1,-LEFT(OE6129,ROW($1:$80)))),0,-LOOKUP(1,-LEFT(OE6129,ROW($1:$80)))))","v":""},{"$f":"IF(OR(ISBLANK(OF100),OF6129=\"\"),\"\",IF(ISERROR(-LOOKUP(1,-LEFT(OF6129,ROW($1:$80)))),0,-LOOKUP(1,-LEFT(OF6129,ROW($1:$80)))))","v":""},{"$f":"IF(OR(ISBLANK(OG100),OG6129=\"\"),\"\",IF(ISERROR(-LOOKUP(1,-LEFT(OG6129,ROW($1:$80)))),0,-LOOKUP(1,-LEFT(OG6129,ROW($1:$80)))))","v":""},{"$f":"IF(OR(ISBLANK(OH100),OH6129=\"\"),\"\",IF(ISERROR(-LOOKUP(1,-LEFT(OH6129,ROW($1:$80)))),0,-LOOKUP(1,-LEFT(OH6129,ROW($1:$80)))))","v":""},{"$f":"IF(OR(ISBLANK(OI100),OI6129=\"\"),\"\",IF(ISERROR(-LOOKUP(1,-LEFT(OI6129,ROW($1:$80)))),0,-LOOKUP(1,-LEFT(OI6129,ROW($1:$80)))))","v":""},{"$f":"IF(OR(ISBLANK(OJ100),OJ6129=\"\"),\"\",IF(ISERROR(-LOOKUP(1,-LEFT(OJ6129,ROW($1:$80)))),0,-LOOKUP(1,-LEFT(OJ6129,ROW($1:$80)))))","v":""},{"$f":"IF(OR(ISBLANK(OK100),OK6129=\"\"),\"\",IF(ISERROR(-LOOKUP(1,-LEFT(OK6129,ROW($1:$80)))),0,-LOOKUP(1,-LEFT(OK6129,ROW($1:$80)))))","v":""},{"$f":"IF(OR(ISBLANK(OL100),OL6129=\"\"),\"\",IF(ISERROR(-LOOKUP(1,-LEFT(OL6129,ROW($1:$80)))),0,-LOOKUP(1,-LEFT(OL6129,ROW($1:$80)))))","v":""},{"$f":"IF(OR(ISBLANK(OM100),OM6129=\"\"),\"\",IF(ISERROR(-LOOKUP(1,-LEFT(OM6129,ROW($1:$80)))),0,-LOOKUP(1,-LEFT(OM6129,ROW($1:$80)))))","v":""},{"$f":"IF(OR(ISBLANK(ON100),ON6129=\"\"),\"\",IF(ISERROR(-LOOKUP(1,-LEFT(ON6129,ROW($1:$80)))),0,-LOOKUP(1,-LEFT(ON6129,ROW($1:$80)))))","v":""},{"$f":"IF(OR(ISBLANK(OO100),OO6129=\"\"),\"\",IF(ISERROR(-LOOKUP(1,-LEFT(OO6129,ROW($1:$80)))),0,-LOOKUP(1,-LEFT(OO6129,ROW($1:$80)))))","v":""},{"$f":"IF(OR(ISBLANK(OP100),OP6129=\"\"),\"\",IF(ISERROR(-LOOKUP(1,-LEFT(OP6129,ROW($1:$80)))),0,-LOOKUP(1,-LEFT(OP6129,ROW($1:$80)))))","v":""},{"$f":"IF(OR(ISBLANK(OQ100),OQ6129=\"\"),\"\",IF(ISERROR(-LOOKUP(1,-LEFT(OQ6129,ROW($1:$80)))),0,-LOOKUP(1,-LEFT(OQ6129,ROW($1:$80)))))","v":""}]
[null,null," 発電量(太陽光発電) [MJ]",null,null,{"$f":"IF(OR(F6=\"共用部除外\",F6=\"共用部なし\",F6=\"\"),\"\",IF(OR(F9<>\"標準入力法\",ISBLANK(E100),ISERROR(E6048)),\"\",IF(E6039=\"１．計算条件\",-LOOKUP(1,-LEFT(B6048,ROW($1:$80)))*$T$6001,\"\")))","v":""},{"$f":"IF(OR(E$6<>$D$6009,COUNTBLANK(H30)=1),\"\",G6154)","v":""},{"$f":"IF(OR(ISBLANK(H100),H6130=\"\"),\"\",IF(ISERROR(-LOOKUP(1,-LEFT(H6130,ROW($1:$80)))),0,-LOOKUP(1,-LEFT(H6130,ROW($1:$80)))))","v":""},{"$f":"IF(OR(ISBLANK(I100),I6130=\"\"),\"\",IF(ISERROR(-LOOKUP(1,-LEFT(I6130,ROW($1:$80)))),0,-LOOKUP(1,-LEFT(I6130,ROW($1:$80)))))","v":""},{"$f":"IF(OR(ISBLANK(J100),J6130=\"\"),\"\",IF(ISERROR(-LOOKUP(1,-LEFT(J6130,ROW($1:$80)))),0,-LOOKUP(1,-LEFT(J6130,ROW($1:$80)))))","v":""},{"$f":"IF(OR(ISBLANK(K100),K6130=\"\"),\"\",IF(ISERROR(-LOOKUP(1,-LEFT(K6130,ROW($1:$80)))),0,-LOOKUP(1,-LEFT(K6130,ROW($1:$80)))))","v":""},{"$f":"IF(OR(ISBLANK(L100),L6130=\"\"),\"\",IF(ISERROR(-LOOKUP(1,-LEFT(L6130,ROW($1:$80)))),0,-LOOKUP(1,-LEFT(L6130,ROW($1:$80)))))","v":""},{"$f":"IF(OR(ISBLANK(M100),M6130=\"\"),\"\",IF(ISERROR(-LOOKUP(1,-LEFT(M6130,ROW($1:$80)))),0,-LOOKUP(1,-LEFT(M6130,ROW($1:$80)))))","v":""},{"$f":"IF(OR(ISBLANK(N100),N6130=\"\"),\"\",IF(ISERROR(-LOOKUP(1,-LEFT(N6130,ROW($1:$80)))),0,-LOOKUP(1,-LEFT(N6130,ROW($1:$80)))))","v":""},{"$f":"IF(OR(ISBLANK(O100),O6130=\"\"),\"\",IF(ISERROR(-LOOKUP(1,-LEFT(O6130,ROW($1:$80)))),0,-LOOKUP(1,-LEFT(O6130,ROW($1:$80)))))","v":""},{"$f":"IF(OR(ISBLANK(P100),P6130=\"\"),\"\",IF(ISERROR(-LOOKUP(1,-LEFT(P6130,ROW($1:$80)))),0,-LOOKUP(1,-LEFT(P6130,ROW($1:$80)))))","v":""},{"$f":"IF(OR(ISBLANK(Q100),Q6130=\"\"),\"\",IF(ISERROR(-LOOKUP(1,-LEFT(Q6130,ROW($1:$80)))),0,-LOOKUP(1,-LEFT(Q6130,ROW($1:$80)))))","v":""},{"$f":"IF(OR(ISBLANK(R100),R6130=\"\"),\"\",IF(ISERROR(-LOOKUP(1,-LEFT(R6130,ROW($1:$80)))),0,-LOOKUP(1,-LEFT(R6130,ROW($1:$80)))))","v":""},{"$f":"IF(OR(ISBLANK(S100),S6130=\"\"),\"\",IF(ISERROR(-LOOKUP(1,-LEFT(S6130,ROW($1:$80)))),0,-LOOKUP(1,-LEFT(S6130,ROW($1:$80)))))","v":""},{"$f":"IF(OR(ISBLANK(T100),T6130=\"\"),\"\",IF(ISERROR(-LOOKUP(1,-LEFT(T6130,ROW($1:$80)))),0,-LOOKUP(1,-LEFT(T6130,ROW($1:$80)))))","v":""},{"$f":"IF(OR(ISBLANK(U100),U6130=\"\"),\"\",IF(ISERROR(-LOOKUP(1,-LEFT(U6130,ROW($1:$80)))),0,-LOOKUP(1,-LEFT(U6130,ROW($1:$80)))))","v":""},{"$f":"IF(OR(ISBLANK(V100),V6130=\"\"),\"\",IF(ISERROR(-LOOKUP(1,-LEFT(V6130,ROW($1:$80)))),0,-LOOKUP(1,-LEFT(V6130,ROW($1:$80)))))","v":""},{"$f":"IF(OR(ISBLANK(W100),W6130=\"\"),\"\",IF(ISERROR(-LOOKUP(1,-LEFT(W6130,ROW($1:$80)))),0,-LOOKUP(1,-LEFT(W6130,ROW($1:$80)))))","v":""},{"$f":"IF(OR(ISBLANK(X100),X6130=\"\"),\"\",IF(ISERROR(-LOOKUP(1,-LEFT(X6130,ROW($1:$80)))),0,-LOOKUP(1,-LEFT(X6130,ROW($1:$80)))))","v":""},{"$f":"IF(OR(ISBLANK(Y100),Y6130=\"\"),\"\",IF(ISERROR(-LOOKUP(1,-LEFT(Y6130,ROW($1:$80)))),0,-LOOKUP(1,-LEFT(Y6130,ROW($1:$80)))))","v":""},{"$f":"IF(OR(ISBLANK(Z100),Z6130=\"\"),\"\",IF(ISERROR(-LOOKUP(1,-LEFT(Z6130,ROW($1:$80)))),0,-LOOKUP(1,-LEFT(Z6130,ROW($1:$80)))))","v":""},{"$f":"IF(OR(ISBLANK(AA100),AA6130=\"\"),\"\",IF(ISERROR(-LOOKUP(1,-LEFT(AA6130,ROW($1:$80)))),0,-LOOKUP(1,-LEFT(AA6130,ROW($1:$80)))))","v":""},{"$f":"IF(OR(ISBLANK(AB100),AB6130=\"\"),\"\",IF(ISERROR(-LOOKUP(1,-LEFT(AB6130,ROW($1:$80)))),0,-LOOKUP(1,-LEFT(AB6130,ROW($1:$80)))))","v":""},{"$f":"IF(OR(ISBLANK(AC100),AC6130=\"\"),\"\",IF(ISERROR(-LOOKUP(1,-LEFT(AC6130,ROW($1:$80)))),0,-LOOKUP(1,-LEFT(AC6130,ROW($1:$80)))))","v":""},{"$f":"IF(OR(ISBLANK(AD100),AD6130=\"\"),\"\",IF(ISERROR(-LOOKUP(1,-LEFT(AD6130,ROW($1:$80)))),0,-LOOKUP(1,-LEFT(AD6130,ROW($1:$80)))))","v":""},{"$f":"IF(OR(ISBLANK(AE100),AE6130=\"\"),\"\",IF(ISERROR(-LOOKUP(1,-LEFT(AE6130,ROW($1:$80)))),0,-LOOKUP(1,-LEFT(AE6130,ROW($1:$80)))))","v":""},{"$f":"IF(OR(ISBLANK(AF100),AF6130=\"\"),\"\",IF(ISERROR(-LOOKUP(1,-LEFT(AF6130,ROW($1:$80)))),0,-LOOKUP(1,-LEFT(AF6130,ROW($1:$80)))))","v":""},{"$f":"IF(OR(ISBLANK(AG100),AG6130=\"\"),\"\",IF(ISERROR(-LOOKUP(1,-LEFT(AG6130,ROW($1:$80)))),0,-LOOKUP(1,-LEFT(AG6130,ROW($1:$80)))))","v":""},{"$f":"IF(OR(ISBLANK(AH100),AH6130=\"\"),\"\",IF(ISERROR(-LOOKUP(1,-LEFT(AH6130,ROW($1:$80)))),0,-LOOKUP(1,-LEFT(AH6130,ROW($1:$80)))))","v":""},{"$f":"IF(OR(ISBLANK(AI100),AI6130=\"\"),\"\",IF(ISERROR(-LOOKUP(1,-LEFT(AI6130,ROW($1:$80)))),0,-LOOKUP(1,-LEFT(AI6130,ROW($1:$80)))))","v":""},{"$f":"IF(OR(ISBLANK(AJ100),AJ6130=\"\"),\"\",IF(ISERROR(-LOOKUP(1,-LEFT(AJ6130,ROW($1:$80)))),0,-LOOKUP(1,-LEFT(AJ6130,ROW($1:$80)))))","v":""},{"$f":"IF(OR(ISBLANK(AK100),AK6130=\"\"),\"\",IF(ISERROR(-LOOKUP(1,-LEFT(AK6130,ROW($1:$80)))),0,-LOOKUP(1,-LEFT(AK6130,ROW($1:$80)))))","v":""},{"$f":"IF(OR(ISBLANK(AL100),AL6130=\"\"),\"\",IF(ISERROR(-LOOKUP(1,-LEFT(AL6130,ROW($1:$80)))),0,-LOOKUP(1,-LEFT(AL6130,ROW($1:$80)))))","v":""},{"$f":"IF(OR(ISBLANK(AM100),AM6130=\"\"),\"\",IF(ISERROR(-LOOKUP(1,-LEFT(AM6130,ROW($1:$80)))),0,-LOOKUP(1,-LEFT(AM6130,ROW($1:$80)))))","v":""},{"$f":"IF(OR(ISBLANK(AN100),AN6130=\"\"),\"\",IF(ISERROR(-LOOKUP(1,-LEFT(AN6130,ROW($1:$80)))),0,-LOOKUP(1,-LEFT(AN6130,ROW($1:$80)))))","v":""},{"$f":"IF(OR(ISBLANK(AO100),AO6130=\"\"),\"\",IF(ISERROR(-LOOKUP(1,-LEFT(AO6130,ROW($1:$80)))),0,-LOOKUP(1,-LEFT(AO6130,ROW($1:$80)))))","v":""},{"$f":"IF(OR(ISBLANK(AP100),AP6130=\"\"),\"\",IF(ISERROR(-LOOKUP(1,-LEFT(AP6130,ROW($1:$80)))),0,-LOOKUP(1,-LEFT(AP6130,ROW($1:$80)))))","v":""},{"$f":"IF(OR(ISBLANK(AQ100),AQ6130=\"\"),\"\",IF(ISERROR(-LOOKUP(1,-LEFT(AQ6130,ROW($1:$80)))),0,-LOOKUP(1,-LEFT(AQ6130,ROW($1:$80)))))","v":""},{"$f":"IF(OR(ISBLANK(AR100),AR6130=\"\"),\"\",IF(ISERROR(-LOOKUP(1,-LEFT(AR6130,ROW($1:$80)))),0,-LOOKUP(1,-LEFT(AR6130,ROW($1:$80)))))","v":""},{"$f":"IF(OR(ISBLANK(AS100),AS6130=\"\"),\"\",IF(ISERROR(-LOOKUP(1,-LEFT(AS6130,ROW($1:$80)))),0,-LOOKUP(1,-LEFT(AS6130,ROW($1:$80)))))","v":""},{"$f":"IF(OR(ISBLANK(AT100),AT6130=\"\"),\"\",IF(ISERROR(-LOOKUP(1,-LEFT(AT6130,ROW($1:$80)))),0,-LOOKUP(1,-LEFT(AT6130,ROW($1:$80)))))","v":""},{"$f":"IF(OR(ISBLANK(AU100),AU6130=\"\"),\"\",IF(ISERROR(-LOOKUP(1,-LEFT(AU6130,ROW($1:$80)))),0,-LOOKUP(1,-LEFT(AU6130,ROW($1:$80)))))","v":""},{"$f":"IF(OR(ISBLANK(AV100),AV6130=\"\"),\"\",IF(ISERROR(-LOOKUP(1,-LEFT(AV6130,ROW($1:$80)))),0,-LOOKUP(1,-LEFT(AV6130,ROW($1:$80)))))","v":""},{"$f":"IF(OR(ISBLANK(AW100),AW6130=\"\"),\"\",IF(ISERROR(-LOOKUP(1,-LEFT(AW6130,ROW($1:$80)))),0,-LOOKUP(1,-LEFT(AW6130,ROW($1:$80)))))","v":""},{"$f":"IF(OR(ISBLANK(AX100),AX6130=\"\"),\"\",IF(ISERROR(-LOOKUP(1,-LEFT(AX6130,ROW($1:$80)))),0,-LOOKUP(1,-LEFT(AX6130,ROW($1:$80)))))","v":""},{"$f":"IF(OR(ISBLANK(AY100),AY6130=\"\"),\"\",IF(ISERROR(-LOOKUP(1,-LEFT(AY6130,ROW($1:$80)))),0,-LOOKUP(1,-LEFT(AY6130,ROW($1:$80)))))","v":""},{"$f":"IF(OR(ISBLANK(AZ100),AZ6130=\"\"),\"\",IF(ISERROR(-LOOKUP(1,-LEFT(AZ6130,ROW($1:$80)))),0,-LOOKUP(1,-LEFT(AZ6130,ROW($1:$80)))))","v":""},{"$f":"IF(OR(ISBLANK(BA100),BA6130=\"\"),\"\",IF(ISERROR(-LOOKUP(1,-LEFT(BA6130,ROW($1:$80)))),0,-LOOKUP(1,-LEFT(BA6130,ROW($1:$80)))))","v":""},{"$f":"IF(OR(ISBLANK(BB100),BB6130=\"\"),\"\",IF(ISERROR(-LOOKUP(1,-LEFT(BB6130,ROW($1:$80)))),0,-LOOKUP(1,-LEFT(BB6130,ROW($1:$80)))))","v":""},{"$f":"IF(OR(ISBLANK(BC100),BC6130=\"\"),\"\",IF(ISERROR(-LOOKUP(1,-LEFT(BC6130,ROW($1:$80)))),0,-LOOKUP(1,-LEFT(BC6130,ROW($1:$80)))))","v":""},{"$f":"IF(OR(ISBLANK(BD100),BD6130=\"\"),\"\",IF(ISERROR(-LOOKUP(1,-LEFT(BD6130,ROW($1:$80)))),0,-LOOKUP(1,-LEFT(BD6130,ROW($1:$80)))))","v":""},{"$f":"IF(OR(ISBLANK(BE100),BE6130=\"\"),\"\",IF(ISERROR(-LOOKUP(1,-LEFT(BE6130,ROW($1:$80)))),0,-LOOKUP(1,-LEFT(BE6130,ROW($1:$80)))))","v":""},{"$f":"IF(OR(ISBLANK(BF100),BF6130=\"\"),\"\",IF(ISERROR(-LOOKUP(1,-LEFT(BF6130,ROW($1:$80)))),0,-LOOKUP(1,-LEFT(BF6130,ROW($1:$80)))))","v":""},{"$f":"IF(OR(ISBLANK(BG100),BG6130=\"\"),\"\",IF(ISERROR(-LOOKUP(1,-LEFT(BG6130,ROW($1:$80)))),0,-LOOKUP(1,-LEFT(BG6130,ROW($1:$80)))))","v":""},{"$f":"IF(OR(ISBLANK(BH100),BH6130=\"\"),\"\",IF(ISERROR(-LOOKUP(1,-LEFT(BH6130,ROW($1:$80)))),0,-LOOKUP(1,-LEFT(BH6130,ROW($1:$80)))))","v":""},{"$f":"IF(OR(ISBLANK(BI100),BI6130=\"\"),\"\",IF(ISERROR(-LOOKUP(1,-LEFT(BI6130,ROW($1:$80)))),0,-LOOKUP(1,-LEFT(BI6130,ROW($1:$80)))))","v":""},{"$f":"IF(OR(ISBLANK(BJ100),BJ6130=\"\"),\"\",IF(ISERROR(-LOOKUP(1,-LEFT(BJ6130,ROW($1:$80)))),0,-LOOKUP(1,-LEFT(BJ6130,ROW($1:$80)))))","v":""},{"$f":"IF(OR(ISBLANK(BK100),BK6130=\"\"),\"\",IF(ISERROR(-LOOKUP(1,-LEFT(BK6130,ROW($1:$80)))),0,-LOOKUP(1,-LEFT(BK6130,ROW($1:$80)))))","v":""},{"$f":"IF(OR(ISBLANK(BL100),BL6130=\"\"),\"\",IF(ISERROR(-LOOKUP(1,-LEFT(BL6130,ROW($1:$80)))),0,-LOOKUP(1,-LEFT(BL6130,ROW($1:$80)))))","v":""},{"$f":"IF(OR(ISBLANK(BM100),BM6130=\"\"),\"\",IF(ISERROR(-LOOKUP(1,-LEFT(BM6130,ROW($1:$80)))),0,-LOOKUP(1,-LEFT(BM6130,ROW($1:$80)))))","v":""},{"$f":"IF(OR(ISBLANK(BN100),BN6130=\"\"),\"\",IF(ISERROR(-LOOKUP(1,-LEFT(BN6130,ROW($1:$80)))),0,-LOOKUP(1,-LEFT(BN6130,ROW($1:$80)))))","v":""},{"$f":"IF(OR(ISBLANK(BO100),BO6130=\"\"),\"\",IF(ISERROR(-LOOKUP(1,-LEFT(BO6130,ROW($1:$80)))),0,-LOOKUP(1,-LEFT(BO6130,ROW($1:$80)))))","v":""},{"$f":"IF(OR(ISBLANK(BP100),BP6130=\"\"),\"\",IF(ISERROR(-LOOKUP(1,-LEFT(BP6130,ROW($1:$80)))),0,-LOOKUP(1,-LEFT(BP6130,ROW($1:$80)))))","v":""},{"$f":"IF(OR(ISBLANK(BQ100),BQ6130=\"\"),\"\",IF(ISERROR(-LOOKUP(1,-LEFT(BQ6130,ROW($1:$80)))),0,-LOOKUP(1,-LEFT(BQ6130,ROW($1:$80)))))","v":""},{"$f":"IF(OR(ISBLANK(BR100),BR6130=\"\"),\"\",IF(ISERROR(-LOOKUP(1,-LEFT(BR6130,ROW($1:$80)))),0,-LOOKUP(1,-LEFT(BR6130,ROW($1:$80)))))","v":""},{"$f":"IF(OR(ISBLANK(BS100),BS6130=\"\"),\"\",IF(ISERROR(-LOOKUP(1,-LEFT(BS6130,ROW($1:$80)))),0,-LOOKUP(1,-LEFT(BS6130,ROW($1:$80)))))","v":""},{"$f":"IF(OR(ISBLANK(BT100),BT6130=\"\"),\"\",IF(ISERROR(-LOOKUP(1,-LEFT(BT6130,ROW($1:$80)))),0,-LOOKUP(1,-LEFT(BT6130,ROW($1:$80)))))","v":""},{"$f":"IF(OR(ISBLANK(BU100),BU6130=\"\"),\"\",IF(ISERROR(-LOOKUP(1,-LEFT(BU6130,ROW($1:$80)))),0,-LOOKUP(1,-LEFT(BU6130,ROW($1:$80)))))","v":""},{"$f":"IF(OR(ISBLANK(BV100),BV6130=\"\"),\"\",IF(ISERROR(-LOOKUP(1,-LEFT(BV6130,ROW($1:$80)))),0,-LOOKUP(1,-LEFT(BV6130,ROW($1:$80)))))","v":""},{"$f":"IF(OR(ISBLANK(BW100),BW6130=\"\"),\"\",IF(ISERROR(-LOOKUP(1,-LEFT(BW6130,ROW($1:$80)))),0,-LOOKUP(1,-LEFT(BW6130,ROW($1:$80)))))","v":""},{"$f":"IF(OR(ISBLANK(BX100),BX6130=\"\"),\"\",IF(ISERROR(-LOOKUP(1,-LEFT(BX6130,ROW($1:$80)))),0,-LOOKUP(1,-LEFT(BX6130,ROW($1:$80)))))","v":""},{"$f":"IF(OR(ISBLANK(BY100),BY6130=\"\"),\"\",IF(ISERROR(-LOOKUP(1,-LEFT(BY6130,ROW($1:$80)))),0,-LOOKUP(1,-LEFT(BY6130,ROW($1:$80)))))","v":""},{"$f":"IF(OR(ISBLANK(BZ100),BZ6130=\"\"),\"\",IF(ISERROR(-LOOKUP(1,-LEFT(BZ6130,ROW($1:$80)))),0,-LOOKUP(1,-LEFT(BZ6130,ROW($1:$80)))))","v":""},{"$f":"IF(OR(ISBLANK(CA100),CA6130=\"\"),\"\",IF(ISERROR(-LOOKUP(1,-LEFT(CA6130,ROW($1:$80)))),0,-LOOKUP(1,-LEFT(CA6130,ROW($1:$80)))))","v":""},{"$f":"IF(OR(ISBLANK(CB100),CB6130=\"\"),\"\",IF(ISERROR(-LOOKUP(1,-LEFT(CB6130,ROW($1:$80)))),0,-LOOKUP(1,-LEFT(CB6130,ROW($1:$80)))))","v":""},{"$f":"IF(OR(ISBLANK(CC100),CC6130=\"\"),\"\",IF(ISERROR(-LOOKUP(1,-LEFT(CC6130,ROW($1:$80)))),0,-LOOKUP(1,-LEFT(CC6130,ROW($1:$80)))))","v":""},{"$f":"IF(OR(ISBLANK(CD100),CD6130=\"\"),\"\",IF(ISERROR(-LOOKUP(1,-LEFT(CD6130,ROW($1:$80)))),0,-LOOKUP(1,-LEFT(CD6130,ROW($1:$80)))))","v":""},{"$f":"IF(OR(ISBLANK(CE100),CE6130=\"\"),\"\",IF(ISERROR(-LOOKUP(1,-LEFT(CE6130,ROW($1:$80)))),0,-LOOKUP(1,-LEFT(CE6130,ROW($1:$80)))))","v":""},{"$f":"IF(OR(ISBLANK(CF100),CF6130=\"\"),\"\",IF(ISERROR(-LOOKUP(1,-LEFT(CF6130,ROW($1:$80)))),0,-LOOKUP(1,-LEFT(CF6130,ROW($1:$80)))))","v":""},{"$f":"IF(OR(ISBLANK(CG100),CG6130=\"\"),\"\",IF(ISERROR(-LOOKUP(1,-LEFT(CG6130,ROW($1:$80)))),0,-LOOKUP(1,-LEFT(CG6130,ROW($1:$80)))))","v":""},{"$f":"IF(OR(ISBLANK(CH100),CH6130=\"\"),\"\",IF(ISERROR(-LOOKUP(1,-LEFT(CH6130,ROW($1:$80)))),0,-LOOKUP(1,-LEFT(CH6130,ROW($1:$80)))))","v":""},{"$f":"IF(OR(ISBLANK(CI100),CI6130=\"\"),\"\",IF(ISERROR(-LOOKUP(1,-LEFT(CI6130,ROW($1:$80)))),0,-LOOKUP(1,-LEFT(CI6130,ROW($1:$80)))))","v":""},{"$f":"IF(OR(ISBLANK(CJ100),CJ6130=\"\"),\"\",IF(ISERROR(-LOOKUP(1,-LEFT(CJ6130,ROW($1:$80)))),0,-LOOKUP(1,-LEFT(CJ6130,ROW($1:$80)))))","v":""},{"$f":"IF(OR(ISBLANK(CK100),CK6130=\"\"),\"\",IF(ISERROR(-LOOKUP(1,-LEFT(CK6130,ROW($1:$80)))),0,-LOOKUP(1,-LEFT(CK6130,ROW($1:$80)))))","v":""},{"$f":"IF(OR(ISBLANK(CL100),CL6130=\"\"),\"\",IF(ISERROR(-LOOKUP(1,-LEFT(CL6130,ROW($1:$80)))),0,-LOOKUP(1,-LEFT(CL6130,ROW($1:$80)))))","v":""},{"$f":"IF(OR(ISBLANK(CM100),CM6130=\"\"),\"\",IF(ISERROR(-LOOKUP(1,-LEFT(CM6130,ROW($1:$80)))),0,-LOOKUP(1,-LEFT(CM6130,ROW($1:$80)))))","v":""},{"$f":"IF(OR(ISBLANK(CN100),CN6130=\"\"),\"\",IF(ISERROR(-LOOKUP(1,-LEFT(CN6130,ROW($1:$80)))),0,-LOOKUP(1,-LEFT(CN6130,ROW($1:$80)))))","v":""},{"$f":"IF(OR(ISBLANK(CO100),CO6130=\"\"),\"\",IF(ISERROR(-LOOKUP(1,-LEFT(CO6130,ROW($1:$80)))),0,-LOOKUP(1,-LEFT(CO6130,ROW($1:$80)))))","v":""},{"$f":"IF(OR(ISBLANK(CP100),CP6130=\"\"),\"\",IF(ISERROR(-LOOKUP(1,-LEFT(CP6130,ROW($1:$80)))),0,-LOOKUP(1,-LEFT(CP6130,ROW($1:$80)))))","v":""},{"$f":"IF(OR(ISBLANK(CQ100),CQ6130=\"\"),\"\",IF(ISERROR(-LOOKUP(1,-LEFT(CQ6130,ROW($1:$80)))),0,-LOOKUP(1,-LEFT(CQ6130,ROW($1:$80)))))","v":""},{"$f":"IF(OR(ISBLANK(CR100),CR6130=\"\"),\"\",IF(ISERROR(-LOOKUP(1,-LEFT(CR6130,ROW($1:$80)))),0,-LOOKUP(1,-LEFT(CR6130,ROW($1:$80)))))","v":""},{"$f":"IF(OR(ISBLANK(CS100),CS6130=\"\"),\"\",IF(ISERROR(-LOOKUP(1,-LEFT(CS6130,ROW($1:$80)))),0,-LOOKUP(1,-LEFT(CS6130,ROW($1:$80)))))","v":""},{"$f":"IF(OR(ISBLANK(CT100),CT6130=\"\"),\"\",IF(ISERROR(-LOOKUP(1,-LEFT(CT6130,ROW($1:$80)))),0,-LOOKUP(1,-LEFT(CT6130,ROW($1:$80)))))","v":""},{"$f":"IF(OR(ISBLANK(CU100),CU6130=\"\"),\"\",IF(ISERROR(-LOOKUP(1,-LEFT(CU6130,ROW($1:$80)))),0,-LOOKUP(1,-LEFT(CU6130,ROW($1:$80)))))","v":""},{"$f":"IF(OR(ISBLANK(CV100),CV6130=\"\"),\"\",IF(ISERROR(-LOOKUP(1,-LEFT(CV6130,ROW($1:$80)))),0,-LOOKUP(1,-LEFT(CV6130,ROW($1:$80)))))","v":""},{"$f":"IF(OR(ISBLANK(CW100),CW6130=\"\"),\"\",IF(ISERROR(-LOOKUP(1,-LEFT(CW6130,ROW($1:$80)))),0,-LOOKUP(1,-LEFT(CW6130,ROW($1:$80)))))","v":""},{"$f":"IF(OR(ISBLANK(CX100),CX6130=\"\"),\"\",IF(ISERROR(-LOOKUP(1,-LEFT(CX6130,ROW($1:$80)))),0,-LOOKUP(1,-LEFT(CX6130,ROW($1:$80)))))","v":""},{"$f":"IF(OR(ISBLANK(CY100),CY6130=\"\"),\"\",IF(ISERROR(-LOOKUP(1,-LEFT(CY6130,ROW($1:$80)))),0,-LOOKUP(1,-LEFT(CY6130,ROW($1:$80)))))","v":""},{"$f":"IF(OR(ISBLANK(CZ100),CZ6130=\"\"),\"\",IF(ISERROR(-LOOKUP(1,-LEFT(CZ6130,ROW($1:$80)))),0,-LOOKUP(1,-LEFT(CZ6130,ROW($1:$80)))))","v":""},{"$f":"IF(OR(ISBLANK(DA100),DA6130=\"\"),\"\",IF(ISERROR(-LOOKUP(1,-LEFT(DA6130,ROW($1:$80)))),0,-LOOKUP(1,-LEFT(DA6130,ROW($1:$80)))))","v":""},{"$f":"IF(OR(ISBLANK(DB100),DB6130=\"\"),\"\",IF(ISERROR(-LOOKUP(1,-LEFT(DB6130,ROW($1:$80)))),0,-LOOKUP(1,-LEFT(DB6130,ROW($1:$80)))))","v":""},{"$f":"IF(OR(ISBLANK(DC100),DC6130=\"\"),\"\",IF(ISERROR(-LOOKUP(1,-LEFT(DC6130,ROW($1:$80)))),0,-LOOKUP(1,-LEFT(DC6130,ROW($1:$80)))))","v":""},{"$f":"IF(OR(ISBLANK(DD100),DD6130=\"\"),\"\",IF(ISERROR(-LOOKUP(1,-LEFT(DD6130,ROW($1:$80)))),0,-LOOKUP(1,-LEFT(DD6130,ROW($1:$80)))))","v":""},{"$f":"IF(OR(ISBLANK(DE100),DE6130=\"\"),\"\",IF(ISERROR(-LOOKUP(1,-LEFT(DE6130,ROW($1:$80)))),0,-LOOKUP(1,-LEFT(DE6130,ROW($1:$80)))))","v":""},{"$f":"IF(OR(ISBLANK(DF100),DF6130=\"\"),\"\",IF(ISERROR(-LOOKUP(1,-LEFT(DF6130,ROW($1:$80)))),0,-LOOKUP(1,-LEFT(DF6130,ROW($1:$80)))))","v":""},{"$f":"IF(OR(ISBLANK(DG100),DG6130=\"\"),\"\",IF(ISERROR(-LOOKUP(1,-LEFT(DG6130,ROW($1:$80)))),0,-LOOKUP(1,-LEFT(DG6130,ROW($1:$80)))))","v":""},{"$f":"IF(OR(ISBLANK(DH100),DH6130=\"\"),\"\",IF(ISERROR(-LOOKUP(1,-LEFT(DH6130,ROW($1:$80)))),0,-LOOKUP(1,-LEFT(DH6130,ROW($1:$80)))))","v":""},{"$f":"IF(OR(ISBLANK(DI100),DI6130=\"\"),\"\",IF(ISERROR(-LOOKUP(1,-LEFT(DI6130,ROW($1:$80)))),0,-LOOKUP(1,-LEFT(DI6130,ROW($1:$80)))))","v":""},{"$f":"IF(OR(ISBLANK(DJ100),DJ6130=\"\"),\"\",IF(ISERROR(-LOOKUP(1,-LEFT(DJ6130,ROW($1:$80)))),0,-LOOKUP(1,-LEFT(DJ6130,ROW($1:$80)))))","v":""},{"$f":"IF(OR(ISBLANK(DK100),DK6130=\"\"),\"\",IF(ISERROR(-LOOKUP(1,-LEFT(DK6130,ROW($1:$80)))),0,-LOOKUP(1,-LEFT(DK6130,ROW($1:$80)))))","v":""},{"$f":"IF(OR(ISBLANK(DL100),DL6130=\"\"),\"\",IF(ISERROR(-LOOKUP(1,-LEFT(DL6130,ROW($1:$80)))),0,-LOOKUP(1,-LEFT(DL6130,ROW($1:$80)))))","v":""},{"$f":"IF(OR(ISBLANK(DM100),DM6130=\"\"),\"\",IF(ISERROR(-LOOKUP(1,-LEFT(DM6130,ROW($1:$80)))),0,-LOOKUP(1,-LEFT(DM6130,ROW($1:$80)))))","v":""},{"$f":"IF(OR(ISBLANK(DN100),DN6130=\"\"),\"\",IF(ISERROR(-LOOKUP(1,-LEFT(DN6130,ROW($1:$80)))),0,-LOOKUP(1,-LEFT(DN6130,ROW($1:$80)))))","v":""},{"$f":"IF(OR(ISBLANK(DO100),DO6130=\"\"),\"\",IF(ISERROR(-LOOKUP(1,-LEFT(DO6130,ROW($1:$80)))),0,-LOOKUP(1,-LEFT(DO6130,ROW($1:$80)))))","v":""},{"$f":"IF(OR(ISBLANK(DP100),DP6130=\"\"),\"\",IF(ISERROR(-LOOKUP(1,-LEFT(DP6130,ROW($1:$80)))),0,-LOOKUP(1,-LEFT(DP6130,ROW($1:$80)))))","v":""},{"$f":"IF(OR(ISBLANK(DQ100),DQ6130=\"\"),\"\",IF(ISERROR(-LOOKUP(1,-LEFT(DQ6130,ROW($1:$80)))),0,-LOOKUP(1,-LEFT(DQ6130,ROW($1:$80)))))","v":""},{"$f":"IF(OR(ISBLANK(DR100),DR6130=\"\"),\"\",IF(ISERROR(-LOOKUP(1,-LEFT(DR6130,ROW($1:$80)))),0,-LOOKUP(1,-LEFT(DR6130,ROW($1:$80)))))","v":""},{"$f":"IF(OR(ISBLANK(DS100),DS6130=\"\"),\"\",IF(ISERROR(-LOOKUP(1,-LEFT(DS6130,ROW($1:$80)))),0,-LOOKUP(1,-LEFT(DS6130,ROW($1:$80)))))","v":""},{"$f":"IF(OR(ISBLANK(DT100),DT6130=\"\"),\"\",IF(ISERROR(-LOOKUP(1,-LEFT(DT6130,ROW($1:$80)))),0,-LOOKUP(1,-LEFT(DT6130,ROW($1:$80)))))","v":""},{"$f":"IF(OR(ISBLANK(DU100),DU6130=\"\"),\"\",IF(ISERROR(-LOOKUP(1,-LEFT(DU6130,ROW($1:$80)))),0,-LOOKUP(1,-LEFT(DU6130,ROW($1:$80)))))","v":""},{"$f":"IF(OR(ISBLANK(DV100),DV6130=\"\"),\"\",IF(ISERROR(-LOOKUP(1,-LEFT(DV6130,ROW($1:$80)))),0,-LOOKUP(1,-LEFT(DV6130,ROW($1:$80)))))","v":""},{"$f":"IF(OR(ISBLANK(DW100),DW6130=\"\"),\"\",IF(ISERROR(-LOOKUP(1,-LEFT(DW6130,ROW($1:$80)))),0,-LOOKUP(1,-LEFT(DW6130,ROW($1:$80)))))","v":""},{"$f":"IF(OR(ISBLANK(DX100),DX6130=\"\"),\"\",IF(ISERROR(-LOOKUP(1,-LEFT(DX6130,ROW($1:$80)))),0,-LOOKUP(1,-LEFT(DX6130,ROW($1:$80)))))","v":""},{"$f":"IF(OR(ISBLANK(DY100),DY6130=\"\"),\"\",IF(ISERROR(-LOOKUP(1,-LEFT(DY6130,ROW($1:$80)))),0,-LOOKUP(1,-LEFT(DY6130,ROW($1:$80)))))","v":""},{"$f":"IF(OR(ISBLANK(DZ100),DZ6130=\"\"),\"\",IF(ISERROR(-LOOKUP(1,-LEFT(DZ6130,ROW($1:$80)))),0,-LOOKUP(1,-LEFT(DZ6130,ROW($1:$80)))))","v":""},{"$f":"IF(OR(ISBLANK(EA100),EA6130=\"\"),\"\",IF(ISERROR(-LOOKUP(1,-LEFT(EA6130,ROW($1:$80)))),0,-LOOKUP(1,-LEFT(EA6130,ROW($1:$80)))))","v":""},{"$f":"IF(OR(ISBLANK(EB100),EB6130=\"\"),\"\",IF(ISERROR(-LOOKUP(1,-LEFT(EB6130,ROW($1:$80)))),0,-LOOKUP(1,-LEFT(EB6130,ROW($1:$80)))))","v":""},{"$f":"IF(OR(ISBLANK(EC100),EC6130=\"\"),\"\",IF(ISERROR(-LOOKUP(1,-LEFT(EC6130,ROW($1:$80)))),0,-LOOKUP(1,-LEFT(EC6130,ROW($1:$80)))))","v":""},{"$f":"IF(OR(ISBLANK(ED100),ED6130=\"\"),\"\",IF(ISERROR(-LOOKUP(1,-LEFT(ED6130,ROW($1:$80)))),0,-LOOKUP(1,-LEFT(ED6130,ROW($1:$80)))))","v":""},{"$f":"IF(OR(ISBLANK(EE100),EE6130=\"\"),\"\",IF(ISERROR(-LOOKUP(1,-LEFT(EE6130,ROW($1:$80)))),0,-LOOKUP(1,-LEFT(EE6130,ROW($1:$80)))))","v":""},{"$f":"IF(OR(ISBLANK(EF100),EF6130=\"\"),\"\",IF(ISERROR(-LOOKUP(1,-LEFT(EF6130,ROW($1:$80)))),0,-LOOKUP(1,-LEFT(EF6130,ROW($1:$80)))))","v":""},{"$f":"IF(OR(ISBLANK(EG100),EG6130=\"\"),\"\",IF(ISERROR(-LOOKUP(1,-LEFT(EG6130,ROW($1:$80)))),0,-LOOKUP(1,-LEFT(EG6130,ROW($1:$80)))))","v":""},{"$f":"IF(OR(ISBLANK(EH100),EH6130=\"\"),\"\",IF(ISERROR(-LOOKUP(1,-LEFT(EH6130,ROW($1:$80)))),0,-LOOKUP(1,-LEFT(EH6130,ROW($1:$80)))))","v":""},{"$f":"IF(OR(ISBLANK(EI100),EI6130=\"\"),\"\",IF(ISERROR(-LOOKUP(1,-LEFT(EI6130,ROW($1:$80)))),0,-LOOKUP(1,-LEFT(EI6130,ROW($1:$80)))))","v":""},{"$f":"IF(OR(ISBLANK(EJ100),EJ6130=\"\"),\"\",IF(ISERROR(-LOOKUP(1,-LEFT(EJ6130,ROW($1:$80)))),0,-LOOKUP(1,-LEFT(EJ6130,ROW($1:$80)))))","v":""},{"$f":"IF(OR(ISBLANK(EK100),EK6130=\"\"),\"\",IF(ISERROR(-LOOKUP(1,-LEFT(EK6130,ROW($1:$80)))),0,-LOOKUP(1,-LEFT(EK6130,ROW($1:$80)))))","v":""},{"$f":"IF(OR(ISBLANK(EL100),EL6130=\"\"),\"\",IF(ISERROR(-LOOKUP(1,-LEFT(EL6130,ROW($1:$80)))),0,-LOOKUP(1,-LEFT(EL6130,ROW($1:$80)))))","v":""},{"$f":"IF(OR(ISBLANK(EM100),EM6130=\"\"),\"\",IF(ISERROR(-LOOKUP(1,-LEFT(EM6130,ROW($1:$80)))),0,-LOOKUP(1,-LEFT(EM6130,ROW($1:$80)))))","v":""},{"$f":"IF(OR(ISBLANK(EN100),EN6130=\"\"),\"\",IF(ISERROR(-LOOKUP(1,-LEFT(EN6130,ROW($1:$80)))),0,-LOOKUP(1,-LEFT(EN6130,ROW($1:$80)))))","v":""},{"$f":"IF(OR(ISBLANK(EO100),EO6130=\"\"),\"\",IF(ISERROR(-LOOKUP(1,-LEFT(EO6130,ROW($1:$80)))),0,-LOOKUP(1,-LEFT(EO6130,ROW($1:$80)))))","v":""},{"$f":"IF(OR(ISBLANK(EP100),EP6130=\"\"),\"\",IF(ISERROR(-LOOKUP(1,-LEFT(EP6130,ROW($1:$80)))),0,-LOOKUP(1,-LEFT(EP6130,ROW($1:$80)))))","v":""},{"$f":"IF(OR(ISBLANK(EQ100),EQ6130=\"\"),\"\",IF(ISERROR(-LOOKUP(1,-LEFT(EQ6130,ROW($1:$80)))),0,-LOOKUP(1,-LEFT(EQ6130,ROW($1:$80)))))","v":""},{"$f":"IF(OR(ISBLANK(ER100),ER6130=\"\"),\"\",IF(ISERROR(-LOOKUP(1,-LEFT(ER6130,ROW($1:$80)))),0,-LOOKUP(1,-LEFT(ER6130,ROW($1:$80)))))","v":""},{"$f":"IF(OR(ISBLANK(ES100),ES6130=\"\"),\"\",IF(ISERROR(-LOOKUP(1,-LEFT(ES6130,ROW($1:$80)))),0,-LOOKUP(1,-LEFT(ES6130,ROW($1:$80)))))","v":""},{"$f":"IF(OR(ISBLANK(ET100),ET6130=\"\"),\"\",IF(ISERROR(-LOOKUP(1,-LEFT(ET6130,ROW($1:$80)))),0,-LOOKUP(1,-LEFT(ET6130,ROW($1:$80)))))","v":""},{"$f":"IF(OR(ISBLANK(EU100),EU6130=\"\"),\"\",IF(ISERROR(-LOOKUP(1,-LEFT(EU6130,ROW($1:$80)))),0,-LOOKUP(1,-LEFT(EU6130,ROW($1:$80)))))","v":""},{"$f":"IF(OR(ISBLANK(EV100),EV6130=\"\"),\"\",IF(ISERROR(-LOOKUP(1,-LEFT(EV6130,ROW($1:$80)))),0,-LOOKUP(1,-LEFT(EV6130,ROW($1:$80)))))","v":""},{"$f":"IF(OR(ISBLANK(EW100),EW6130=\"\"),\"\",IF(ISERROR(-LOOKUP(1,-LEFT(EW6130,ROW($1:$80)))),0,-LOOKUP(1,-LEFT(EW6130,ROW($1:$80)))))","v":""},{"$f":"IF(OR(ISBLANK(EX100),EX6130=\"\"),\"\",IF(ISERROR(-LOOKUP(1,-LEFT(EX6130,ROW($1:$80)))),0,-LOOKUP(1,-LEFT(EX6130,ROW($1:$80)))))","v":""},{"$f":"IF(OR(ISBLANK(EY100),EY6130=\"\"),\"\",IF(ISERROR(-LOOKUP(1,-LEFT(EY6130,ROW($1:$80)))),0,-LOOKUP(1,-LEFT(EY6130,ROW($1:$80)))))","v":""},{"$f":"IF(OR(ISBLANK(EZ100),EZ6130=\"\"),\"\",IF(ISERROR(-LOOKUP(1,-LEFT(EZ6130,ROW($1:$80)))),0,-LOOKUP(1,-LEFT(EZ6130,ROW($1:$80)))))","v":""},{"$f":"IF(OR(ISBLANK(FA100),FA6130=\"\"),\"\",IF(ISERROR(-LOOKUP(1,-LEFT(FA6130,ROW($1:$80)))),0,-LOOKUP(1,-LEFT(FA6130,ROW($1:$80)))))","v":""},{"$f":"IF(OR(ISBLANK(FB100),FB6130=\"\"),\"\",IF(ISERROR(-LOOKUP(1,-LEFT(FB6130,ROW($1:$80)))),0,-LOOKUP(1,-LEFT(FB6130,ROW($1:$80)))))","v":""},{"$f":"IF(OR(ISBLANK(FC100),FC6130=\"\"),\"\",IF(ISERROR(-LOOKUP(1,-LEFT(FC6130,ROW($1:$80)))),0,-LOOKUP(1,-LEFT(FC6130,ROW($1:$80)))))","v":""},{"$f":"IF(OR(ISBLANK(FD100),FD6130=\"\"),\"\",IF(ISERROR(-LOOKUP(1,-LEFT(FD6130,ROW($1:$80)))),0,-LOOKUP(1,-LEFT(FD6130,ROW($1:$80)))))","v":""},{"$f":"IF(OR(ISBLANK(FE100),FE6130=\"\"),\"\",IF(ISERROR(-LOOKUP(1,-LEFT(FE6130,ROW($1:$80)))),0,-LOOKUP(1,-LEFT(FE6130,ROW($1:$80)))))","v":""},{"$f":"IF(OR(ISBLANK(FF100),FF6130=\"\"),\"\",IF(ISERROR(-LOOKUP(1,-LEFT(FF6130,ROW($1:$80)))),0,-LOOKUP(1,-LEFT(FF6130,ROW($1:$80)))))","v":""},{"$f":"IF(OR(ISBLANK(FG100),FG6130=\"\"),\"\",IF(ISERROR(-LOOKUP(1,-LEFT(FG6130,ROW($1:$80)))),0,-LOOKUP(1,-LEFT(FG6130,ROW($1:$80)))))","v":""},{"$f":"IF(OR(ISBLANK(FH100),FH6130=\"\"),\"\",IF(ISERROR(-LOOKUP(1,-LEFT(FH6130,ROW($1:$80)))),0,-LOOKUP(1,-LEFT(FH6130,ROW($1:$80)))))","v":""},{"$f":"IF(OR(ISBLANK(FI100),FI6130=\"\"),\"\",IF(ISERROR(-LOOKUP(1,-LEFT(FI6130,ROW($1:$80)))),0,-LOOKUP(1,-LEFT(FI6130,ROW($1:$80)))))","v":""},{"$f":"IF(OR(ISBLANK(FJ100),FJ6130=\"\"),\"\",IF(ISERROR(-LOOKUP(1,-LEFT(FJ6130,ROW($1:$80)))),0,-LOOKUP(1,-LEFT(FJ6130,ROW($1:$80)))))","v":""},{"$f":"IF(OR(ISBLANK(FK100),FK6130=\"\"),\"\",IF(ISERROR(-LOOKUP(1,-LEFT(FK6130,ROW($1:$80)))),0,-LOOKUP(1,-LEFT(FK6130,ROW($1:$80)))))","v":""},{"$f":"IF(OR(ISBLANK(FL100),FL6130=\"\"),\"\",IF(ISERROR(-LOOKUP(1,-LEFT(FL6130,ROW($1:$80)))),0,-LOOKUP(1,-LEFT(FL6130,ROW($1:$80)))))","v":""},{"$f":"IF(OR(ISBLANK(FM100),FM6130=\"\"),\"\",IF(ISERROR(-LOOKUP(1,-LEFT(FM6130,ROW($1:$80)))),0,-LOOKUP(1,-LEFT(FM6130,ROW($1:$80)))))","v":""},{"$f":"IF(OR(ISBLANK(FN100),FN6130=\"\"),\"\",IF(ISERROR(-LOOKUP(1,-LEFT(FN6130,ROW($1:$80)))),0,-LOOKUP(1,-LEFT(FN6130,ROW($1:$80)))))","v":""},{"$f":"IF(OR(ISBLANK(FO100),FO6130=\"\"),\"\",IF(ISERROR(-LOOKUP(1,-LEFT(FO6130,ROW($1:$80)))),0,-LOOKUP(1,-LEFT(FO6130,ROW($1:$80)))))","v":""},{"$f":"IF(OR(ISBLANK(FP100),FP6130=\"\"),\"\",IF(ISERROR(-LOOKUP(1,-LEFT(FP6130,ROW($1:$80)))),0,-LOOKUP(1,-LEFT(FP6130,ROW($1:$80)))))","v":""},{"$f":"IF(OR(ISBLANK(FQ100),FQ6130=\"\"),\"\",IF(ISERROR(-LOOKUP(1,-LEFT(FQ6130,ROW($1:$80)))),0,-LOOKUP(1,-LEFT(FQ6130,ROW($1:$80)))))","v":""},{"$f":"IF(OR(ISBLANK(FR100),FR6130=\"\"),\"\",IF(ISERROR(-LOOKUP(1,-LEFT(FR6130,ROW($1:$80)))),0,-LOOKUP(1,-LEFT(FR6130,ROW($1:$80)))))","v":""},{"$f":"IF(OR(ISBLANK(FS100),FS6130=\"\"),\"\",IF(ISERROR(-LOOKUP(1,-LEFT(FS6130,ROW($1:$80)))),0,-LOOKUP(1,-LEFT(FS6130,ROW($1:$80)))))","v":""},{"$f":"IF(OR(ISBLANK(FT100),FT6130=\"\"),\"\",IF(ISERROR(-LOOKUP(1,-LEFT(FT6130,ROW($1:$80)))),0,-LOOKUP(1,-LEFT(FT6130,ROW($1:$80)))))","v":""},{"$f":"IF(OR(ISBLANK(FU100),FU6130=\"\"),\"\",IF(ISERROR(-LOOKUP(1,-LEFT(FU6130,ROW($1:$80)))),0,-LOOKUP(1,-LEFT(FU6130,ROW($1:$80)))))","v":""},{"$f":"IF(OR(ISBLANK(FV100),FV6130=\"\"),\"\",IF(ISERROR(-LOOKUP(1,-LEFT(FV6130,ROW($1:$80)))),0,-LOOKUP(1,-LEFT(FV6130,ROW($1:$80)))))","v":""},{"$f":"IF(OR(ISBLANK(FW100),FW6130=\"\"),\"\",IF(ISERROR(-LOOKUP(1,-LEFT(FW6130,ROW($1:$80)))),0,-LOOKUP(1,-LEFT(FW6130,ROW($1:$80)))))","v":""},{"$f":"IF(OR(ISBLANK(FX100),FX6130=\"\"),\"\",IF(ISERROR(-LOOKUP(1,-LEFT(FX6130,ROW($1:$80)))),0,-LOOKUP(1,-LEFT(FX6130,ROW($1:$80)))))","v":""},{"$f":"IF(OR(ISBLANK(FY100),FY6130=\"\"),\"\",IF(ISERROR(-LOOKUP(1,-LEFT(FY6130,ROW($1:$80)))),0,-LOOKUP(1,-LEFT(FY6130,ROW($1:$80)))))","v":""},{"$f":"IF(OR(ISBLANK(FZ100),FZ6130=\"\"),\"\",IF(ISERROR(-LOOKUP(1,-LEFT(FZ6130,ROW($1:$80)))),0,-LOOKUP(1,-LEFT(FZ6130,ROW($1:$80)))))","v":""},{"$f":"IF(OR(ISBLANK(GA100),GA6130=\"\"),\"\",IF(ISERROR(-LOOKUP(1,-LEFT(GA6130,ROW($1:$80)))),0,-LOOKUP(1,-LEFT(GA6130,ROW($1:$80)))))","v":""},{"$f":"IF(OR(ISBLANK(GB100),GB6130=\"\"),\"\",IF(ISERROR(-LOOKUP(1,-LEFT(GB6130,ROW($1:$80)))),0,-LOOKUP(1,-LEFT(GB6130,ROW($1:$80)))))","v":""},{"$f":"IF(OR(ISBLANK(GC100),GC6130=\"\"),\"\",IF(ISERROR(-LOOKUP(1,-LEFT(GC6130,ROW($1:$80)))),0,-LOOKUP(1,-LEFT(GC6130,ROW($1:$80)))))","v":""},{"$f":"IF(OR(ISBLANK(GD100),GD6130=\"\"),\"\",IF(ISERROR(-LOOKUP(1,-LEFT(GD6130,ROW($1:$80)))),0,-LOOKUP(1,-LEFT(GD6130,ROW($1:$80)))))","v":""},{"$f":"IF(OR(ISBLANK(GE100),GE6130=\"\"),\"\",IF(ISERROR(-LOOKUP(1,-LEFT(GE6130,ROW($1:$80)))),0,-LOOKUP(1,-LEFT(GE6130,ROW($1:$80)))))","v":""},{"$f":"IF(OR(ISBLANK(GF100),GF6130=\"\"),\"\",IF(ISERROR(-LOOKUP(1,-LEFT(GF6130,ROW($1:$80)))),0,-LOOKUP(1,-LEFT(GF6130,ROW($1:$80)))))","v":""},{"$f":"IF(OR(ISBLANK(GG100),GG6130=\"\"),\"\",IF(ISERROR(-LOOKUP(1,-LEFT(GG6130,ROW($1:$80)))),0,-LOOKUP(1,-LEFT(GG6130,ROW($1:$80)))))","v":""},{"$f":"IF(OR(ISBLANK(GH100),GH6130=\"\"),\"\",IF(ISERROR(-LOOKUP(1,-LEFT(GH6130,ROW($1:$80)))),0,-LOOKUP(1,-LEFT(GH6130,ROW($1:$80)))))","v":""},{"$f":"IF(OR(ISBLANK(GI100),GI6130=\"\"),\"\",IF(ISERROR(-LOOKUP(1,-LEFT(GI6130,ROW($1:$80)))),0,-LOOKUP(1,-LEFT(GI6130,ROW($1:$80)))))","v":""},{"$f":"IF(OR(ISBLANK(GJ100),GJ6130=\"\"),\"\",IF(ISERROR(-LOOKUP(1,-LEFT(GJ6130,ROW($1:$80)))),0,-LOOKUP(1,-LEFT(GJ6130,ROW($1:$80)))))","v":""},{"$f":"IF(OR(ISBLANK(GK100),GK6130=\"\"),\"\",IF(ISERROR(-LOOKUP(1,-LEFT(GK6130,ROW($1:$80)))),0,-LOOKUP(1,-LEFT(GK6130,ROW($1:$80)))))","v":""},{"$f":"IF(OR(ISBLANK(GL100),GL6130=\"\"),\"\",IF(ISERROR(-LOOKUP(1,-LEFT(GL6130,ROW($1:$80)))),0,-LOOKUP(1,-LEFT(GL6130,ROW($1:$80)))))","v":""},{"$f":"IF(OR(ISBLANK(GM100),GM6130=\"\"),\"\",IF(ISERROR(-LOOKUP(1,-LEFT(GM6130,ROW($1:$80)))),0,-LOOKUP(1,-LEFT(GM6130,ROW($1:$80)))))","v":""},{"$f":"IF(OR(ISBLANK(GN100),GN6130=\"\"),\"\",IF(ISERROR(-LOOKUP(1,-LEFT(GN6130,ROW($1:$80)))),0,-LOOKUP(1,-LEFT(GN6130,ROW($1:$80)))))","v":""},{"$f":"IF(OR(ISBLANK(GO100),GO6130=\"\"),\"\",IF(ISERROR(-LOOKUP(1,-LEFT(GO6130,ROW($1:$80)))),0,-LOOKUP(1,-LEFT(GO6130,ROW($1:$80)))))","v":""},{"$f":"IF(OR(ISBLANK(GP100),GP6130=\"\"),\"\",IF(ISERROR(-LOOKUP(1,-LEFT(GP6130,ROW($1:$80)))),0,-LOOKUP(1,-LEFT(GP6130,ROW($1:$80)))))","v":""},{"$f":"IF(OR(ISBLANK(GQ100),GQ6130=\"\"),\"\",IF(ISERROR(-LOOKUP(1,-LEFT(GQ6130,ROW($1:$80)))),0,-LOOKUP(1,-LEFT(GQ6130,ROW($1:$80)))))","v":""},{"$f":"IF(OR(ISBLANK(GR100),GR6130=\"\"),\"\",IF(ISERROR(-LOOKUP(1,-LEFT(GR6130,ROW($1:$80)))),0,-LOOKUP(1,-LEFT(GR6130,ROW($1:$80)))))","v":""},{"$f":"IF(OR(ISBLANK(GS100),GS6130=\"\"),\"\",IF(ISERROR(-LOOKUP(1,-LEFT(GS6130,ROW($1:$80)))),0,-LOOKUP(1,-LEFT(GS6130,ROW($1:$80)))))","v":""},{"$f":"IF(OR(ISBLANK(GT100),GT6130=\"\"),\"\",IF(ISERROR(-LOOKUP(1,-LEFT(GT6130,ROW($1:$80)))),0,-LOOKUP(1,-LEFT(GT6130,ROW($1:$80)))))","v":""},{"$f":"IF(OR(ISBLANK(GU100),GU6130=\"\"),\"\",IF(ISERROR(-LOOKUP(1,-LEFT(GU6130,ROW($1:$80)))),0,-LOOKUP(1,-LEFT(GU6130,ROW($1:$80)))))","v":""},{"$f":"IF(OR(ISBLANK(GV100),GV6130=\"\"),\"\",IF(ISERROR(-LOOKUP(1,-LEFT(GV6130,ROW($1:$80)))),0,-LOOKUP(1,-LEFT(GV6130,ROW($1:$80)))))","v":""},{"$f":"IF(OR(ISBLANK(GW100),GW6130=\"\"),\"\",IF(ISERROR(-LOOKUP(1,-LEFT(GW6130,ROW($1:$80)))),0,-LOOKUP(1,-LEFT(GW6130,ROW($1:$80)))))","v":""},{"$f":"IF(OR(ISBLANK(GX100),GX6130=\"\"),\"\",IF(ISERROR(-LOOKUP(1,-LEFT(GX6130,ROW($1:$80)))),0,-LOOKUP(1,-LEFT(GX6130,ROW($1:$80)))))","v":""},{"$f":"IF(OR(ISBLANK(GY100),GY6130=\"\"),\"\",IF(ISERROR(-LOOKUP(1,-LEFT(GY6130,ROW($1:$80)))),0,-LOOKUP(1,-LEFT(GY6130,ROW($1:$80)))))","v":""},{"$f":"IF(OR(ISBLANK(GZ100),GZ6130=\"\"),\"\",IF(ISERROR(-LOOKUP(1,-LEFT(GZ6130,ROW($1:$80)))),0,-LOOKUP(1,-LEFT(GZ6130,ROW($1:$80)))))","v":""},{"$f":"IF(OR(ISBLANK(HA100),HA6130=\"\"),\"\",IF(ISERROR(-LOOKUP(1,-LEFT(HA6130,ROW($1:$80)))),0,-LOOKUP(1,-LEFT(HA6130,ROW($1:$80)))))","v":""},{"$f":"IF(OR(ISBLANK(HB100),HB6130=\"\"),\"\",IF(ISERROR(-LOOKUP(1,-LEFT(HB6130,ROW($1:$80)))),0,-LOOKUP(1,-LEFT(HB6130,ROW($1:$80)))))","v":""},{"$f":"IF(OR(ISBLANK(HC100),HC6130=\"\"),\"\",IF(ISERROR(-LOOKUP(1,-LEFT(HC6130,ROW($1:$80)))),0,-LOOKUP(1,-LEFT(HC6130,ROW($1:$80)))))","v":""},{"$f":"IF(OR(ISBLANK(HD100),HD6130=\"\"),\"\",IF(ISERROR(-LOOKUP(1,-LEFT(HD6130,ROW($1:$80)))),0,-LOOKUP(1,-LEFT(HD6130,ROW($1:$80)))))","v":""},{"$f":"IF(OR(ISBLANK(HE100),HE6130=\"\"),\"\",IF(ISERROR(-LOOKUP(1,-LEFT(HE6130,ROW($1:$80)))),0,-LOOKUP(1,-LEFT(HE6130,ROW($1:$80)))))","v":""},{"$f":"IF(OR(ISBLANK(HF100),HF6130=\"\"),\"\",IF(ISERROR(-LOOKUP(1,-LEFT(HF6130,ROW($1:$80)))),0,-LOOKUP(1,-LEFT(HF6130,ROW($1:$80)))))","v":""},{"$f":"IF(OR(ISBLANK(HG100),HG6130=\"\"),\"\",IF(ISERROR(-LOOKUP(1,-LEFT(HG6130,ROW($1:$80)))),0,-LOOKUP(1,-LEFT(HG6130,ROW($1:$80)))))","v":""},{"$f":"IF(OR(ISBLANK(HH100),HH6130=\"\"),\"\",IF(ISERROR(-LOOKUP(1,-LEFT(HH6130,ROW($1:$80)))),0,-LOOKUP(1,-LEFT(HH6130,ROW($1:$80)))))","v":""},{"$f":"IF(OR(ISBLANK(HI100),HI6130=\"\"),\"\",IF(ISERROR(-LOOKUP(1,-LEFT(HI6130,ROW($1:$80)))),0,-LOOKUP(1,-LEFT(HI6130,ROW($1:$80)))))","v":""},{"$f":"IF(OR(ISBLANK(HJ100),HJ6130=\"\"),\"\",IF(ISERROR(-LOOKUP(1,-LEFT(HJ6130,ROW($1:$80)))),0,-LOOKUP(1,-LEFT(HJ6130,ROW($1:$80)))))","v":""},{"$f":"IF(OR(ISBLANK(HK100),HK6130=\"\"),\"\",IF(ISERROR(-LOOKUP(1,-LEFT(HK6130,ROW($1:$80)))),0,-LOOKUP(1,-LEFT(HK6130,ROW($1:$80)))))","v":""},{"$f":"IF(OR(ISBLANK(HL100),HL6130=\"\"),\"\",IF(ISERROR(-LOOKUP(1,-LEFT(HL6130,ROW($1:$80)))),0,-LOOKUP(1,-LEFT(HL6130,ROW($1:$80)))))","v":""},{"$f":"IF(OR(ISBLANK(HM100),HM6130=\"\"),\"\",IF(ISERROR(-LOOKUP(1,-LEFT(HM6130,ROW($1:$80)))),0,-LOOKUP(1,-LEFT(HM6130,ROW($1:$80)))))","v":""},{"$f":"IF(OR(ISBLANK(HN100),HN6130=\"\"),\"\",IF(ISERROR(-LOOKUP(1,-LEFT(HN6130,ROW($1:$80)))),0,-LOOKUP(1,-LEFT(HN6130,ROW($1:$80)))))","v":""},{"$f":"IF(OR(ISBLANK(HO100),HO6130=\"\"),\"\",IF(ISERROR(-LOOKUP(1,-LEFT(HO6130,ROW($1:$80)))),0,-LOOKUP(1,-LEFT(HO6130,ROW($1:$80)))))","v":""},{"$f":"IF(OR(ISBLANK(HP100),HP6130=\"\"),\"\",IF(ISERROR(-LOOKUP(1,-LEFT(HP6130,ROW($1:$80)))),0,-LOOKUP(1,-LEFT(HP6130,ROW($1:$80)))))","v":""},{"$f":"IF(OR(ISBLANK(HQ100),HQ6130=\"\"),\"\",IF(ISERROR(-LOOKUP(1,-LEFT(HQ6130,ROW($1:$80)))),0,-LOOKUP(1,-LEFT(HQ6130,ROW($1:$80)))))","v":""},{"$f":"IF(OR(ISBLANK(HR100),HR6130=\"\"),\"\",IF(ISERROR(-LOOKUP(1,-LEFT(HR6130,ROW($1:$80)))),0,-LOOKUP(1,-LEFT(HR6130,ROW($1:$80)))))","v":""},{"$f":"IF(OR(ISBLANK(HS100),HS6130=\"\"),\"\",IF(ISERROR(-LOOKUP(1,-LEFT(HS6130,ROW($1:$80)))),0,-LOOKUP(1,-LEFT(HS6130,ROW($1:$80)))))","v":""},{"$f":"IF(OR(ISBLANK(HT100),HT6130=\"\"),\"\",IF(ISERROR(-LOOKUP(1,-LEFT(HT6130,ROW($1:$80)))),0,-LOOKUP(1,-LEFT(HT6130,ROW($1:$80)))))","v":""},{"$f":"IF(OR(ISBLANK(HU100),HU6130=\"\"),\"\",IF(ISERROR(-LOOKUP(1,-LEFT(HU6130,ROW($1:$80)))),0,-LOOKUP(1,-LEFT(HU6130,ROW($1:$80)))))","v":""},{"$f":"IF(OR(ISBLANK(HV100),HV6130=\"\"),\"\",IF(ISERROR(-LOOKUP(1,-LEFT(HV6130,ROW($1:$80)))),0,-LOOKUP(1,-LEFT(HV6130,ROW($1:$80)))))","v":""},{"$f":"IF(OR(ISBLANK(HW100),HW6130=\"\"),\"\",IF(ISERROR(-LOOKUP(1,-LEFT(HW6130,ROW($1:$80)))),0,-LOOKUP(1,-LEFT(HW6130,ROW($1:$80)))))","v":""},{"$f":"IF(OR(ISBLANK(HX100),HX6130=\"\"),\"\",IF(ISERROR(-LOOKUP(1,-LEFT(HX6130,ROW($1:$80)))),0,-LOOKUP(1,-LEFT(HX6130,ROW($1:$80)))))","v":""},{"$f":"IF(OR(ISBLANK(HY100),HY6130=\"\"),\"\",IF(ISERROR(-LOOKUP(1,-LEFT(HY6130,ROW($1:$80)))),0,-LOOKUP(1,-LEFT(HY6130,ROW($1:$80)))))","v":""},{"$f":"IF(OR(ISBLANK(HZ100),HZ6130=\"\"),\"\",IF(ISERROR(-LOOKUP(1,-LEFT(HZ6130,ROW($1:$80)))),0,-LOOKUP(1,-LEFT(HZ6130,ROW($1:$80)))))","v":""},{"$f":"IF(OR(ISBLANK(IA100),IA6130=\"\"),\"\",IF(ISERROR(-LOOKUP(1,-LEFT(IA6130,ROW($1:$80)))),0,-LOOKUP(1,-LEFT(IA6130,ROW($1:$80)))))","v":""},{"$f":"IF(OR(ISBLANK(IB100),IB6130=\"\"),\"\",IF(ISERROR(-LOOKUP(1,-LEFT(IB6130,ROW($1:$80)))),0,-LOOKUP(1,-LEFT(IB6130,ROW($1:$80)))))","v":""},{"$f":"IF(OR(ISBLANK(IC100),IC6130=\"\"),\"\",IF(ISERROR(-LOOKUP(1,-LEFT(IC6130,ROW($1:$80)))),0,-LOOKUP(1,-LEFT(IC6130,ROW($1:$80)))))","v":""},{"$f":"IF(OR(ISBLANK(ID100),ID6130=\"\"),\"\",IF(ISERROR(-LOOKUP(1,-LEFT(ID6130,ROW($1:$80)))),0,-LOOKUP(1,-LEFT(ID6130,ROW($1:$80)))))","v":""},{"$f":"IF(OR(ISBLANK(IE100),IE6130=\"\"),\"\",IF(ISERROR(-LOOKUP(1,-LEFT(IE6130,ROW($1:$80)))),0,-LOOKUP(1,-LEFT(IE6130,ROW($1:$80)))))","v":""},{"$f":"IF(OR(ISBLANK(IF100),IF6130=\"\"),\"\",IF(ISERROR(-LOOKUP(1,-LEFT(IF6130,ROW($1:$80)))),0,-LOOKUP(1,-LEFT(IF6130,ROW($1:$80)))))","v":""},{"$f":"IF(OR(ISBLANK(IG100),IG6130=\"\"),\"\",IF(ISERROR(-LOOKUP(1,-LEFT(IG6130,ROW($1:$80)))),0,-LOOKUP(1,-LEFT(IG6130,ROW($1:$80)))))","v":""},{"$f":"IF(OR(ISBLANK(IH100),IH6130=\"\"),\"\",IF(ISERROR(-LOOKUP(1,-LEFT(IH6130,ROW($1:$80)))),0,-LOOKUP(1,-LEFT(IH6130,ROW($1:$80)))))","v":""},{"$f":"IF(OR(ISBLANK(II100),II6130=\"\"),\"\",IF(ISERROR(-LOOKUP(1,-LEFT(II6130,ROW($1:$80)))),0,-LOOKUP(1,-LEFT(II6130,ROW($1:$80)))))","v":""},{"$f":"IF(OR(ISBLANK(IJ100),IJ6130=\"\"),\"\",IF(ISERROR(-LOOKUP(1,-LEFT(IJ6130,ROW($1:$80)))),0,-LOOKUP(1,-LEFT(IJ6130,ROW($1:$80)))))","v":""},{"$f":"IF(OR(ISBLANK(IK100),IK6130=\"\"),\"\",IF(ISERROR(-LOOKUP(1,-LEFT(IK6130,ROW($1:$80)))),0,-LOOKUP(1,-LEFT(IK6130,ROW($1:$80)))))","v":""},{"$f":"IF(OR(ISBLANK(IL100),IL6130=\"\"),\"\",IF(ISERROR(-LOOKUP(1,-LEFT(IL6130,ROW($1:$80)))),0,-LOOKUP(1,-LEFT(IL6130,ROW($1:$80)))))","v":""},{"$f":"IF(OR(ISBLANK(IM100),IM6130=\"\"),\"\",IF(ISERROR(-LOOKUP(1,-LEFT(IM6130,ROW($1:$80)))),0,-LOOKUP(1,-LEFT(IM6130,ROW($1:$80)))))","v":""},{"$f":"IF(OR(ISBLANK(IN100),IN6130=\"\"),\"\",IF(ISERROR(-LOOKUP(1,-LEFT(IN6130,ROW($1:$80)))),0,-LOOKUP(1,-LEFT(IN6130,ROW($1:$80)))))","v":""},{"$f":"IF(OR(ISBLANK(IO100),IO6130=\"\"),\"\",IF(ISERROR(-LOOKUP(1,-LEFT(IO6130,ROW($1:$80)))),0,-LOOKUP(1,-LEFT(IO6130,ROW($1:$80)))))","v":""},{"$f":"IF(OR(ISBLANK(IP100),IP6130=\"\"),\"\",IF(ISERROR(-LOOKUP(1,-LEFT(IP6130,ROW($1:$80)))),0,-LOOKUP(1,-LEFT(IP6130,ROW($1:$80)))))","v":""},{"$f":"IF(OR(ISBLANK(IQ100),IQ6130=\"\"),\"\",IF(ISERROR(-LOOKUP(1,-LEFT(IQ6130,ROW($1:$80)))),0,-LOOKUP(1,-LEFT(IQ6130,ROW($1:$80)))))","v":""},{"$f":"IF(OR(ISBLANK(IR100),IR6130=\"\"),\"\",IF(ISERROR(-LOOKUP(1,-LEFT(IR6130,ROW($1:$80)))),0,-LOOKUP(1,-LEFT(IR6130,ROW($1:$80)))))","v":""},{"$f":"IF(OR(ISBLANK(IS100),IS6130=\"\"),\"\",IF(ISERROR(-LOOKUP(1,-LEFT(IS6130,ROW($1:$80)))),0,-LOOKUP(1,-LEFT(IS6130,ROW($1:$80)))))","v":""},{"$f":"IF(OR(ISBLANK(IT100),IT6130=\"\"),\"\",IF(ISERROR(-LOOKUP(1,-LEFT(IT6130,ROW($1:$80)))),0,-LOOKUP(1,-LEFT(IT6130,ROW($1:$80)))))","v":""},{"$f":"IF(OR(ISBLANK(IU100),IU6130=\"\"),\"\",IF(ISERROR(-LOOKUP(1,-LEFT(IU6130,ROW($1:$80)))),0,-LOOKUP(1,-LEFT(IU6130,ROW($1:$80)))))","v":""},{"$f":"IF(OR(ISBLANK(IV100),IV6130=\"\"),\"\",IF(ISERROR(-LOOKUP(1,-LEFT(IV6130,ROW($1:$80)))),0,-LOOKUP(1,-LEFT(IV6130,ROW($1:$80)))))","v":""},{"$f":"IF(OR(ISBLANK(IW100),IW6130=\"\"),\"\",IF(ISERROR(-LOOKUP(1,-LEFT(IW6130,ROW($1:$80)))),0,-LOOKUP(1,-LEFT(IW6130,ROW($1:$80)))))","v":""},{"$f":"IF(OR(ISBLANK(IX100),IX6130=\"\"),\"\",IF(ISERROR(-LOOKUP(1,-LEFT(IX6130,ROW($1:$80)))),0,-LOOKUP(1,-LEFT(IX6130,ROW($1:$80)))))","v":""},{"$f":"IF(OR(ISBLANK(IY100),IY6130=\"\"),\"\",IF(ISERROR(-LOOKUP(1,-LEFT(IY6130,ROW($1:$80)))),0,-LOOKUP(1,-LEFT(IY6130,ROW($1:$80)))))","v":""},{"$f":"IF(OR(ISBLANK(IZ100),IZ6130=\"\"),\"\",IF(ISERROR(-LOOKUP(1,-LEFT(IZ6130,ROW($1:$80)))),0,-LOOKUP(1,-LEFT(IZ6130,ROW($1:$80)))))","v":""},{"$f":"IF(OR(ISBLANK(JA100),JA6130=\"\"),\"\",IF(ISERROR(-LOOKUP(1,-LEFT(JA6130,ROW($1:$80)))),0,-LOOKUP(1,-LEFT(JA6130,ROW($1:$80)))))","v":""},{"$f":"IF(OR(ISBLANK(JB100),JB6130=\"\"),\"\",IF(ISERROR(-LOOKUP(1,-LEFT(JB6130,ROW($1:$80)))),0,-LOOKUP(1,-LEFT(JB6130,ROW($1:$80)))))","v":""},{"$f":"IF(OR(ISBLANK(JC100),JC6130=\"\"),\"\",IF(ISERROR(-LOOKUP(1,-LEFT(JC6130,ROW($1:$80)))),0,-LOOKUP(1,-LEFT(JC6130,ROW($1:$80)))))","v":""},{"$f":"IF(OR(ISBLANK(JD100),JD6130=\"\"),\"\",IF(ISERROR(-LOOKUP(1,-LEFT(JD6130,ROW($1:$80)))),0,-LOOKUP(1,-LEFT(JD6130,ROW($1:$80)))))","v":""},{"$f":"IF(OR(ISBLANK(JE100),JE6130=\"\"),\"\",IF(ISERROR(-LOOKUP(1,-LEFT(JE6130,ROW($1:$80)))),0,-LOOKUP(1,-LEFT(JE6130,ROW($1:$80)))))","v":""},{"$f":"IF(OR(ISBLANK(JF100),JF6130=\"\"),\"\",IF(ISERROR(-LOOKUP(1,-LEFT(JF6130,ROW($1:$80)))),0,-LOOKUP(1,-LEFT(JF6130,ROW($1:$80)))))","v":""},{"$f":"IF(OR(ISBLANK(JG100),JG6130=\"\"),\"\",IF(ISERROR(-LOOKUP(1,-LEFT(JG6130,ROW($1:$80)))),0,-LOOKUP(1,-LEFT(JG6130,ROW($1:$80)))))","v":""},{"$f":"IF(OR(ISBLANK(JH100),JH6130=\"\"),\"\",IF(ISERROR(-LOOKUP(1,-LEFT(JH6130,ROW($1:$80)))),0,-LOOKUP(1,-LEFT(JH6130,ROW($1:$80)))))","v":""},{"$f":"IF(OR(ISBLANK(JI100),JI6130=\"\"),\"\",IF(ISERROR(-LOOKUP(1,-LEFT(JI6130,ROW($1:$80)))),0,-LOOKUP(1,-LEFT(JI6130,ROW($1:$80)))))","v":""},{"$f":"IF(OR(ISBLANK(JJ100),JJ6130=\"\"),\"\",IF(ISERROR(-LOOKUP(1,-LEFT(JJ6130,ROW($1:$80)))),0,-LOOKUP(1,-LEFT(JJ6130,ROW($1:$80)))))","v":""},{"$f":"IF(OR(ISBLANK(JK100),JK6130=\"\"),\"\",IF(ISERROR(-LOOKUP(1,-LEFT(JK6130,ROW($1:$80)))),0,-LOOKUP(1,-LEFT(JK6130,ROW($1:$80)))))","v":""},{"$f":"IF(OR(ISBLANK(JL100),JL6130=\"\"),\"\",IF(ISERROR(-LOOKUP(1,-LEFT(JL6130,ROW($1:$80)))),0,-LOOKUP(1,-LEFT(JL6130,ROW($1:$80)))))","v":""},{"$f":"IF(OR(ISBLANK(JM100),JM6130=\"\"),\"\",IF(ISERROR(-LOOKUP(1,-LEFT(JM6130,ROW($1:$80)))),0,-LOOKUP(1,-LEFT(JM6130,ROW($1:$80)))))","v":""},{"$f":"IF(OR(ISBLANK(JN100),JN6130=\"\"),\"\",IF(ISERROR(-LOOKUP(1,-LEFT(JN6130,ROW($1:$80)))),0,-LOOKUP(1,-LEFT(JN6130,ROW($1:$80)))))","v":""},{"$f":"IF(OR(ISBLANK(JO100),JO6130=\"\"),\"\",IF(ISERROR(-LOOKUP(1,-LEFT(JO6130,ROW($1:$80)))),0,-LOOKUP(1,-LEFT(JO6130,ROW($1:$80)))))","v":""},{"$f":"IF(OR(ISBLANK(JP100),JP6130=\"\"),\"\",IF(ISERROR(-LOOKUP(1,-LEFT(JP6130,ROW($1:$80)))),0,-LOOKUP(1,-LEFT(JP6130,ROW($1:$80)))))","v":""},{"$f":"IF(OR(ISBLANK(JQ100),JQ6130=\"\"),\"\",IF(ISERROR(-LOOKUP(1,-LEFT(JQ6130,ROW($1:$80)))),0,-LOOKUP(1,-LEFT(JQ6130,ROW($1:$80)))))","v":""},{"$f":"IF(OR(ISBLANK(JR100),JR6130=\"\"),\"\",IF(ISERROR(-LOOKUP(1,-LEFT(JR6130,ROW($1:$80)))),0,-LOOKUP(1,-LEFT(JR6130,ROW($1:$80)))))","v":""},{"$f":"IF(OR(ISBLANK(JS100),JS6130=\"\"),\"\",IF(ISERROR(-LOOKUP(1,-LEFT(JS6130,ROW($1:$80)))),0,-LOOKUP(1,-LEFT(JS6130,ROW($1:$80)))))","v":""},{"$f":"IF(OR(ISBLANK(JT100),JT6130=\"\"),\"\",IF(ISERROR(-LOOKUP(1,-LEFT(JT6130,ROW($1:$80)))),0,-LOOKUP(1,-LEFT(JT6130,ROW($1:$80)))))","v":""},{"$f":"IF(OR(ISBLANK(JU100),JU6130=\"\"),\"\",IF(ISERROR(-LOOKUP(1,-LEFT(JU6130,ROW($1:$80)))),0,-LOOKUP(1,-LEFT(JU6130,ROW($1:$80)))))","v":""},{"$f":"IF(OR(ISBLANK(JV100),JV6130=\"\"),\"\",IF(ISERROR(-LOOKUP(1,-LEFT(JV6130,ROW($1:$80)))),0,-LOOKUP(1,-LEFT(JV6130,ROW($1:$80)))))","v":""},{"$f":"IF(OR(ISBLANK(JW100),JW6130=\"\"),\"\",IF(ISERROR(-LOOKUP(1,-LEFT(JW6130,ROW($1:$80)))),0,-LOOKUP(1,-LEFT(JW6130,ROW($1:$80)))))","v":""},{"$f":"IF(OR(ISBLANK(JX100),JX6130=\"\"),\"\",IF(ISERROR(-LOOKUP(1,-LEFT(JX6130,ROW($1:$80)))),0,-LOOKUP(1,-LEFT(JX6130,ROW($1:$80)))))","v":""},{"$f":"IF(OR(ISBLANK(JY100),JY6130=\"\"),\"\",IF(ISERROR(-LOOKUP(1,-LEFT(JY6130,ROW($1:$80)))),0,-LOOKUP(1,-LEFT(JY6130,ROW($1:$80)))))","v":""},{"$f":"IF(OR(ISBLANK(JZ100),JZ6130=\"\"),\"\",IF(ISERROR(-LOOKUP(1,-LEFT(JZ6130,ROW($1:$80)))),0,-LOOKUP(1,-LEFT(JZ6130,ROW($1:$80)))))","v":""},{"$f":"IF(OR(ISBLANK(KA100),KA6130=\"\"),\"\",IF(ISERROR(-LOOKUP(1,-LEFT(KA6130,ROW($1:$80)))),0,-LOOKUP(1,-LEFT(KA6130,ROW($1:$80)))))","v":""},{"$f":"IF(OR(ISBLANK(KB100),KB6130=\"\"),\"\",IF(ISERROR(-LOOKUP(1,-LEFT(KB6130,ROW($1:$80)))),0,-LOOKUP(1,-LEFT(KB6130,ROW($1:$80)))))","v":""},{"$f":"IF(OR(ISBLANK(KC100),KC6130=\"\"),\"\",IF(ISERROR(-LOOKUP(1,-LEFT(KC6130,ROW($1:$80)))),0,-LOOKUP(1,-LEFT(KC6130,ROW($1:$80)))))","v":""},{"$f":"IF(OR(ISBLANK(KD100),KD6130=\"\"),\"\",IF(ISERROR(-LOOKUP(1,-LEFT(KD6130,ROW($1:$80)))),0,-LOOKUP(1,-LEFT(KD6130,ROW($1:$80)))))","v":""},{"$f":"IF(OR(ISBLANK(KE100),KE6130=\"\"),\"\",IF(ISERROR(-LOOKUP(1,-LEFT(KE6130,ROW($1:$80)))),0,-LOOKUP(1,-LEFT(KE6130,ROW($1:$80)))))","v":""},{"$f":"IF(OR(ISBLANK(KF100),KF6130=\"\"),\"\",IF(ISERROR(-LOOKUP(1,-LEFT(KF6130,ROW($1:$80)))),0,-LOOKUP(1,-LEFT(KF6130,ROW($1:$80)))))","v":""},{"$f":"IF(OR(ISBLANK(KG100),KG6130=\"\"),\"\",IF(ISERROR(-LOOKUP(1,-LEFT(KG6130,ROW($1:$80)))),0,-LOOKUP(1,-LEFT(KG6130,ROW($1:$80)))))","v":""},{"$f":"IF(OR(ISBLANK(KH100),KH6130=\"\"),\"\",IF(ISERROR(-LOOKUP(1,-LEFT(KH6130,ROW($1:$80)))),0,-LOOKUP(1,-LEFT(KH6130,ROW($1:$80)))))","v":""},{"$f":"IF(OR(ISBLANK(KI100),KI6130=\"\"),\"\",IF(ISERROR(-LOOKUP(1,-LEFT(KI6130,ROW($1:$80)))),0,-LOOKUP(1,-LEFT(KI6130,ROW($1:$80)))))","v":""},{"$f":"IF(OR(ISBLANK(KJ100),KJ6130=\"\"),\"\",IF(ISERROR(-LOOKUP(1,-LEFT(KJ6130,ROW($1:$80)))),0,-LOOKUP(1,-LEFT(KJ6130,ROW($1:$80)))))","v":""},{"$f":"IF(OR(ISBLANK(KK100),KK6130=\"\"),\"\",IF(ISERROR(-LOOKUP(1,-LEFT(KK6130,ROW($1:$80)))),0,-LOOKUP(1,-LEFT(KK6130,ROW($1:$80)))))","v":""},{"$f":"IF(OR(ISBLANK(KL100),KL6130=\"\"),\"\",IF(ISERROR(-LOOKUP(1,-LEFT(KL6130,ROW($1:$80)))),0,-LOOKUP(1,-LEFT(KL6130,ROW($1:$80)))))","v":""},{"$f":"IF(OR(ISBLANK(KM100),KM6130=\"\"),\"\",IF(ISERROR(-LOOKUP(1,-LEFT(KM6130,ROW($1:$80)))),0,-LOOKUP(1,-LEFT(KM6130,ROW($1:$80)))))","v":""},{"$f":"IF(OR(ISBLANK(KN100),KN6130=\"\"),\"\",IF(ISERROR(-LOOKUP(1,-LEFT(KN6130,ROW($1:$80)))),0,-LOOKUP(1,-LEFT(KN6130,ROW($1:$80)))))","v":""},{"$f":"IF(OR(ISBLANK(KO100),KO6130=\"\"),\"\",IF(ISERROR(-LOOKUP(1,-LEFT(KO6130,ROW($1:$80)))),0,-LOOKUP(1,-LEFT(KO6130,ROW($1:$80)))))","v":""},{"$f":"IF(OR(ISBLANK(KP100),KP6130=\"\"),\"\",IF(ISERROR(-LOOKUP(1,-LEFT(KP6130,ROW($1:$80)))),0,-LOOKUP(1,-LEFT(KP6130,ROW($1:$80)))))","v":""},{"$f":"IF(OR(ISBLANK(KQ100),KQ6130=\"\"),\"\",IF(ISERROR(-LOOKUP(1,-LEFT(KQ6130,ROW($1:$80)))),0,-LOOKUP(1,-LEFT(KQ6130,ROW($1:$80)))))","v":""},{"$f":"IF(OR(ISBLANK(KR100),KR6130=\"\"),\"\",IF(ISERROR(-LOOKUP(1,-LEFT(KR6130,ROW($1:$80)))),0,-LOOKUP(1,-LEFT(KR6130,ROW($1:$80)))))","v":""},{"$f":"IF(OR(ISBLANK(KS100),KS6130=\"\"),\"\",IF(ISERROR(-LOOKUP(1,-LEFT(KS6130,ROW($1:$80)))),0,-LOOKUP(1,-LEFT(KS6130,ROW($1:$80)))))","v":""},{"$f":"IF(OR(ISBLANK(KT100),KT6130=\"\"),\"\",IF(ISERROR(-LOOKUP(1,-LEFT(KT6130,ROW($1:$80)))),0,-LOOKUP(1,-LEFT(KT6130,ROW($1:$80)))))","v":""},{"$f":"IF(OR(ISBLANK(KU100),KU6130=\"\"),\"\",IF(ISERROR(-LOOKUP(1,-LEFT(KU6130,ROW($1:$80)))),0,-LOOKUP(1,-LEFT(KU6130,ROW($1:$80)))))","v":""},{"$f":"IF(OR(ISBLANK(KV100),KV6130=\"\"),\"\",IF(ISERROR(-LOOKUP(1,-LEFT(KV6130,ROW($1:$80)))),0,-LOOKUP(1,-LEFT(KV6130,ROW($1:$80)))))","v":""},{"$f":"IF(OR(ISBLANK(KW100),KW6130=\"\"),\"\",IF(ISERROR(-LOOKUP(1,-LEFT(KW6130,ROW($1:$80)))),0,-LOOKUP(1,-LEFT(KW6130,ROW($1:$80)))))","v":""},{"$f":"IF(OR(ISBLANK(KX100),KX6130=\"\"),\"\",IF(ISERROR(-LOOKUP(1,-LEFT(KX6130,ROW($1:$80)))),0,-LOOKUP(1,-LEFT(KX6130,ROW($1:$80)))))","v":""},{"$f":"IF(OR(ISBLANK(KY100),KY6130=\"\"),\"\",IF(ISERROR(-LOOKUP(1,-LEFT(KY6130,ROW($1:$80)))),0,-LOOKUP(1,-LEFT(KY6130,ROW($1:$80)))))","v":""},{"$f":"IF(OR(ISBLANK(KZ100),KZ6130=\"\"),\"\",IF(ISERROR(-LOOKUP(1,-LEFT(KZ6130,ROW($1:$80)))),0,-LOOKUP(1,-LEFT(KZ6130,ROW($1:$80)))))","v":""},{"$f":"IF(OR(ISBLANK(LA100),LA6130=\"\"),\"\",IF(ISERROR(-LOOKUP(1,-LEFT(LA6130,ROW($1:$80)))),0,-LOOKUP(1,-LEFT(LA6130,ROW($1:$80)))))","v":""},{"$f":"IF(OR(ISBLANK(LB100),LB6130=\"\"),\"\",IF(ISERROR(-LOOKUP(1,-LEFT(LB6130,ROW($1:$80)))),0,-LOOKUP(1,-LEFT(LB6130,ROW($1:$80)))))","v":""},{"$f":"IF(OR(ISBLANK(LC100),LC6130=\"\"),\"\",IF(ISERROR(-LOOKUP(1,-LEFT(LC6130,ROW($1:$80)))),0,-LOOKUP(1,-LEFT(LC6130,ROW($1:$80)))))","v":""},{"$f":"IF(OR(ISBLANK(LD100),LD6130=\"\"),\"\",IF(ISERROR(-LOOKUP(1,-LEFT(LD6130,ROW($1:$80)))),0,-LOOKUP(1,-LEFT(LD6130,ROW($1:$80)))))","v":""},{"$f":"IF(OR(ISBLANK(LE100),LE6130=\"\"),\"\",IF(ISERROR(-LOOKUP(1,-LEFT(LE6130,ROW($1:$80)))),0,-LOOKUP(1,-LEFT(LE6130,ROW($1:$80)))))","v":""},{"$f":"IF(OR(ISBLANK(LF100),LF6130=\"\"),\"\",IF(ISERROR(-LOOKUP(1,-LEFT(LF6130,ROW($1:$80)))),0,-LOOKUP(1,-LEFT(LF6130,ROW($1:$80)))))","v":""},{"$f":"IF(OR(ISBLANK(LG100),LG6130=\"\"),\"\",IF(ISERROR(-LOOKUP(1,-LEFT(LG6130,ROW($1:$80)))),0,-LOOKUP(1,-LEFT(LG6130,ROW($1:$80)))))","v":""},{"$f":"IF(OR(ISBLANK(LH100),LH6130=\"\"),\"\",IF(ISERROR(-LOOKUP(1,-LEFT(LH6130,ROW($1:$80)))),0,-LOOKUP(1,-LEFT(LH6130,ROW($1:$80)))))","v":""},{"$f":"IF(OR(ISBLANK(LI100),LI6130=\"\"),\"\",IF(ISERROR(-LOOKUP(1,-LEFT(LI6130,ROW($1:$80)))),0,-LOOKUP(1,-LEFT(LI6130,ROW($1:$80)))))","v":""},{"$f":"IF(OR(ISBLANK(LJ100),LJ6130=\"\"),\"\",IF(ISERROR(-LOOKUP(1,-LEFT(LJ6130,ROW($1:$80)))),0,-LOOKUP(1,-LEFT(LJ6130,ROW($1:$80)))))","v":""},{"$f":"IF(OR(ISBLANK(LK100),LK6130=\"\"),\"\",IF(ISERROR(-LOOKUP(1,-LEFT(LK6130,ROW($1:$80)))),0,-LOOKUP(1,-LEFT(LK6130,ROW($1:$80)))))","v":""},{"$f":"IF(OR(ISBLANK(LL100),LL6130=\"\"),\"\",IF(ISERROR(-LOOKUP(1,-LEFT(LL6130,ROW($1:$80)))),0,-LOOKUP(1,-LEFT(LL6130,ROW($1:$80)))))","v":""},{"$f":"IF(OR(ISBLANK(LM100),LM6130=\"\"),\"\",IF(ISERROR(-LOOKUP(1,-LEFT(LM6130,ROW($1:$80)))),0,-LOOKUP(1,-LEFT(LM6130,ROW($1:$80)))))","v":""},{"$f":"IF(OR(ISBLANK(LN100),LN6130=\"\"),\"\",IF(ISERROR(-LOOKUP(1,-LEFT(LN6130,ROW($1:$80)))),0,-LOOKUP(1,-LEFT(LN6130,ROW($1:$80)))))","v":""},{"$f":"IF(OR(ISBLANK(LO100),LO6130=\"\"),\"\",IF(ISERROR(-LOOKUP(1,-LEFT(LO6130,ROW($1:$80)))),0,-LOOKUP(1,-LEFT(LO6130,ROW($1:$80)))))","v":""},{"$f":"IF(OR(ISBLANK(LP100),LP6130=\"\"),\"\",IF(ISERROR(-LOOKUP(1,-LEFT(LP6130,ROW($1:$80)))),0,-LOOKUP(1,-LEFT(LP6130,ROW($1:$80)))))","v":""},{"$f":"IF(OR(ISBLANK(LQ100),LQ6130=\"\"),\"\",IF(ISERROR(-LOOKUP(1,-LEFT(LQ6130,ROW($1:$80)))),0,-LOOKUP(1,-LEFT(LQ6130,ROW($1:$80)))))","v":""},{"$f":"IF(OR(ISBLANK(LR100),LR6130=\"\"),\"\",IF(ISERROR(-LOOKUP(1,-LEFT(LR6130,ROW($1:$80)))),0,-LOOKUP(1,-LEFT(LR6130,ROW($1:$80)))))","v":""},{"$f":"IF(OR(ISBLANK(LS100),LS6130=\"\"),\"\",IF(ISERROR(-LOOKUP(1,-LEFT(LS6130,ROW($1:$80)))),0,-LOOKUP(1,-LEFT(LS6130,ROW($1:$80)))))","v":""},{"$f":"IF(OR(ISBLANK(LT100),LT6130=\"\"),\"\",IF(ISERROR(-LOOKUP(1,-LEFT(LT6130,ROW($1:$80)))),0,-LOOKUP(1,-LEFT(LT6130,ROW($1:$80)))))","v":""},{"$f":"IF(OR(ISBLANK(LU100),LU6130=\"\"),\"\",IF(ISERROR(-LOOKUP(1,-LEFT(LU6130,ROW($1:$80)))),0,-LOOKUP(1,-LEFT(LU6130,ROW($1:$80)))))","v":""},{"$f":"IF(OR(ISBLANK(LV100),LV6130=\"\"),\"\",IF(ISERROR(-LOOKUP(1,-LEFT(LV6130,ROW($1:$80)))),0,-LOOKUP(1,-LEFT(LV6130,ROW($1:$80)))))","v":""},{"$f":"IF(OR(ISBLANK(LW100),LW6130=\"\"),\"\",IF(ISERROR(-LOOKUP(1,-LEFT(LW6130,ROW($1:$80)))),0,-LOOKUP(1,-LEFT(LW6130,ROW($1:$80)))))","v":""},{"$f":"IF(OR(ISBLANK(LX100),LX6130=\"\"),\"\",IF(ISERROR(-LOOKUP(1,-LEFT(LX6130,ROW($1:$80)))),0,-LOOKUP(1,-LEFT(LX6130,ROW($1:$80)))))","v":""},{"$f":"IF(OR(ISBLANK(LY100),LY6130=\"\"),\"\",IF(ISERROR(-LOOKUP(1,-LEFT(LY6130,ROW($1:$80)))),0,-LOOKUP(1,-LEFT(LY6130,ROW($1:$80)))))","v":""},{"$f":"IF(OR(ISBLANK(LZ100),LZ6130=\"\"),\"\",IF(ISERROR(-LOOKUP(1,-LEFT(LZ6130,ROW($1:$80)))),0,-LOOKUP(1,-LEFT(LZ6130,ROW($1:$80)))))","v":""},{"$f":"IF(OR(ISBLANK(MA100),MA6130=\"\"),\"\",IF(ISERROR(-LOOKUP(1,-LEFT(MA6130,ROW($1:$80)))),0,-LOOKUP(1,-LEFT(MA6130,ROW($1:$80)))))","v":""},{"$f":"IF(OR(ISBLANK(MB100),MB6130=\"\"),\"\",IF(ISERROR(-LOOKUP(1,-LEFT(MB6130,ROW($1:$80)))),0,-LOOKUP(1,-LEFT(MB6130,ROW($1:$80)))))","v":""},{"$f":"IF(OR(ISBLANK(MC100),MC6130=\"\"),\"\",IF(ISERROR(-LOOKUP(1,-LEFT(MC6130,ROW($1:$80)))),0,-LOOKUP(1,-LEFT(MC6130,ROW($1:$80)))))","v":""},{"$f":"IF(OR(ISBLANK(MD100),MD6130=\"\"),\"\",IF(ISERROR(-LOOKUP(1,-LEFT(MD6130,ROW($1:$80)))),0,-LOOKUP(1,-LEFT(MD6130,ROW($1:$80)))))","v":""},{"$f":"IF(OR(ISBLANK(ME100),ME6130=\"\"),\"\",IF(ISERROR(-LOOKUP(1,-LEFT(ME6130,ROW($1:$80)))),0,-LOOKUP(1,-LEFT(ME6130,ROW($1:$80)))))","v":""},{"$f":"IF(OR(ISBLANK(MF100),MF6130=\"\"),\"\",IF(ISERROR(-LOOKUP(1,-LEFT(MF6130,ROW($1:$80)))),0,-LOOKUP(1,-LEFT(MF6130,ROW($1:$80)))))","v":""},{"$f":"IF(OR(ISBLANK(MG100),MG6130=\"\"),\"\",IF(ISERROR(-LOOKUP(1,-LEFT(MG6130,ROW($1:$80)))),0,-LOOKUP(1,-LEFT(MG6130,ROW($1:$80)))))","v":""},{"$f":"IF(OR(ISBLANK(MH100),MH6130=\"\"),\"\",IF(ISERROR(-LOOKUP(1,-LEFT(MH6130,ROW($1:$80)))),0,-LOOKUP(1,-LEFT(MH6130,ROW($1:$80)))))","v":""},{"$f":"IF(OR(ISBLANK(MI100),MI6130=\"\"),\"\",IF(ISERROR(-LOOKUP(1,-LEFT(MI6130,ROW($1:$80)))),0,-LOOKUP(1,-LEFT(MI6130,ROW($1:$80)))))","v":""},{"$f":"IF(OR(ISBLANK(MJ100),MJ6130=\"\"),\"\",IF(ISERROR(-LOOKUP(1,-LEFT(MJ6130,ROW($1:$80)))),0,-LOOKUP(1,-LEFT(MJ6130,ROW($1:$80)))))","v":""},{"$f":"IF(OR(ISBLANK(MK100),MK6130=\"\"),\"\",IF(ISERROR(-LOOKUP(1,-LEFT(MK6130,ROW($1:$80)))),0,-LOOKUP(1,-LEFT(MK6130,ROW($1:$80)))))","v":""},{"$f":"IF(OR(ISBLANK(ML100),ML6130=\"\"),\"\",IF(ISERROR(-LOOKUP(1,-LEFT(ML6130,ROW($1:$80)))),0,-LOOKUP(1,-LEFT(ML6130,ROW($1:$80)))))","v":""},{"$f":"IF(OR(ISBLANK(MM100),MM6130=\"\"),\"\",IF(ISERROR(-LOOKUP(1,-LEFT(MM6130,ROW($1:$80)))),0,-LOOKUP(1,-LEFT(MM6130,ROW($1:$80)))))","v":""},{"$f":"IF(OR(ISBLANK(MN100),MN6130=\"\"),\"\",IF(ISERROR(-LOOKUP(1,-LEFT(MN6130,ROW($1:$80)))),0,-LOOKUP(1,-LEFT(MN6130,ROW($1:$80)))))","v":""},{"$f":"IF(OR(ISBLANK(MO100),MO6130=\"\"),\"\",IF(ISERROR(-LOOKUP(1,-LEFT(MO6130,ROW($1:$80)))),0,-LOOKUP(1,-LEFT(MO6130,ROW($1:$80)))))","v":""},{"$f":"IF(OR(ISBLANK(MP100),MP6130=\"\"),\"\",IF(ISERROR(-LOOKUP(1,-LEFT(MP6130,ROW($1:$80)))),0,-LOOKUP(1,-LEFT(MP6130,ROW($1:$80)))))","v":""},{"$f":"IF(OR(ISBLANK(MQ100),MQ6130=\"\"),\"\",IF(ISERROR(-LOOKUP(1,-LEFT(MQ6130,ROW($1:$80)))),0,-LOOKUP(1,-LEFT(MQ6130,ROW($1:$80)))))","v":""},{"$f":"IF(OR(ISBLANK(MR100),MR6130=\"\"),\"\",IF(ISERROR(-LOOKUP(1,-LEFT(MR6130,ROW($1:$80)))),0,-LOOKUP(1,-LEFT(MR6130,ROW($1:$80)))))","v":""},{"$f":"IF(OR(ISBLANK(MS100),MS6130=\"\"),\"\",IF(ISERROR(-LOOKUP(1,-LEFT(MS6130,ROW($1:$80)))),0,-LOOKUP(1,-LEFT(MS6130,ROW($1:$80)))))","v":""},{"$f":"IF(OR(ISBLANK(MT100),MT6130=\"\"),\"\",IF(ISERROR(-LOOKUP(1,-LEFT(MT6130,ROW($1:$80)))),0,-LOOKUP(1,-LEFT(MT6130,ROW($1:$80)))))","v":""},{"$f":"IF(OR(ISBLANK(MU100),MU6130=\"\"),\"\",IF(ISERROR(-LOOKUP(1,-LEFT(MU6130,ROW($1:$80)))),0,-LOOKUP(1,-LEFT(MU6130,ROW($1:$80)))))","v":""},{"$f":"IF(OR(ISBLANK(MV100),MV6130=\"\"),\"\",IF(ISERROR(-LOOKUP(1,-LEFT(MV6130,ROW($1:$80)))),0,-LOOKUP(1,-LEFT(MV6130,ROW($1:$80)))))","v":""},{"$f":"IF(OR(ISBLANK(MW100),MW6130=\"\"),\"\",IF(ISERROR(-LOOKUP(1,-LEFT(MW6130,ROW($1:$80)))),0,-LOOKUP(1,-LEFT(MW6130,ROW($1:$80)))))","v":""},{"$f":"IF(OR(ISBLANK(MX100),MX6130=\"\"),\"\",IF(ISERROR(-LOOKUP(1,-LEFT(MX6130,ROW($1:$80)))),0,-LOOKUP(1,-LEFT(MX6130,ROW($1:$80)))))","v":""},{"$f":"IF(OR(ISBLANK(MY100),MY6130=\"\"),\"\",IF(ISERROR(-LOOKUP(1,-LEFT(MY6130,ROW($1:$80)))),0,-LOOKUP(1,-LEFT(MY6130,ROW($1:$80)))))","v":""},{"$f":"IF(OR(ISBLANK(MZ100),MZ6130=\"\"),\"\",IF(ISERROR(-LOOKUP(1,-LEFT(MZ6130,ROW($1:$80)))),0,-LOOKUP(1,-LEFT(MZ6130,ROW($1:$80)))))","v":""},{"$f":"IF(OR(ISBLANK(NA100),NA6130=\"\"),\"\",IF(ISERROR(-LOOKUP(1,-LEFT(NA6130,ROW($1:$80)))),0,-LOOKUP(1,-LEFT(NA6130,ROW($1:$80)))))","v":""},{"$f":"IF(OR(ISBLANK(NB100),NB6130=\"\"),\"\",IF(ISERROR(-LOOKUP(1,-LEFT(NB6130,ROW($1:$80)))),0,-LOOKUP(1,-LEFT(NB6130,ROW($1:$80)))))","v":""},{"$f":"IF(OR(ISBLANK(NC100),NC6130=\"\"),\"\",IF(ISERROR(-LOOKUP(1,-LEFT(NC6130,ROW($1:$80)))),0,-LOOKUP(1,-LEFT(NC6130,ROW($1:$80)))))","v":""},{"$f":"IF(OR(ISBLANK(ND100),ND6130=\"\"),\"\",IF(ISERROR(-LOOKUP(1,-LEFT(ND6130,ROW($1:$80)))),0,-LOOKUP(1,-LEFT(ND6130,ROW($1:$80)))))","v":""},{"$f":"IF(OR(ISBLANK(NE100),NE6130=\"\"),\"\",IF(ISERROR(-LOOKUP(1,-LEFT(NE6130,ROW($1:$80)))),0,-LOOKUP(1,-LEFT(NE6130,ROW($1:$80)))))","v":""},{"$f":"IF(OR(ISBLANK(NF100),NF6130=\"\"),\"\",IF(ISERROR(-LOOKUP(1,-LEFT(NF6130,ROW($1:$80)))),0,-LOOKUP(1,-LEFT(NF6130,ROW($1:$80)))))","v":""},{"$f":"IF(OR(ISBLANK(NG100),NG6130=\"\"),\"\",IF(ISERROR(-LOOKUP(1,-LEFT(NG6130,ROW($1:$80)))),0,-LOOKUP(1,-LEFT(NG6130,ROW($1:$80)))))","v":""},{"$f":"IF(OR(ISBLANK(NH100),NH6130=\"\"),\"\",IF(ISERROR(-LOOKUP(1,-LEFT(NH6130,ROW($1:$80)))),0,-LOOKUP(1,-LEFT(NH6130,ROW($1:$80)))))","v":""},{"$f":"IF(OR(ISBLANK(NI100),NI6130=\"\"),\"\",IF(ISERROR(-LOOKUP(1,-LEFT(NI6130,ROW($1:$80)))),0,-LOOKUP(1,-LEFT(NI6130,ROW($1:$80)))))","v":""},{"$f":"IF(OR(ISBLANK(NJ100),NJ6130=\"\"),\"\",IF(ISERROR(-LOOKUP(1,-LEFT(NJ6130,ROW($1:$80)))),0,-LOOKUP(1,-LEFT(NJ6130,ROW($1:$80)))))","v":""},{"$f":"IF(OR(ISBLANK(NK100),NK6130=\"\"),\"\",IF(ISERROR(-LOOKUP(1,-LEFT(NK6130,ROW($1:$80)))),0,-LOOKUP(1,-LEFT(NK6130,ROW($1:$80)))))","v":""},{"$f":"IF(OR(ISBLANK(NL100),NL6130=\"\"),\"\",IF(ISERROR(-LOOKUP(1,-LEFT(NL6130,ROW($1:$80)))),0,-LOOKUP(1,-LEFT(NL6130,ROW($1:$80)))))","v":""},{"$f":"IF(OR(ISBLANK(NM100),NM6130=\"\"),\"\",IF(ISERROR(-LOOKUP(1,-LEFT(NM6130,ROW($1:$80)))),0,-LOOKUP(1,-LEFT(NM6130,ROW($1:$80)))))","v":""},{"$f":"IF(OR(ISBLANK(NN100),NN6130=\"\"),\"\",IF(ISERROR(-LOOKUP(1,-LEFT(NN6130,ROW($1:$80)))),0,-LOOKUP(1,-LEFT(NN6130,ROW($1:$80)))))","v":""},{"$f":"IF(OR(ISBLANK(NO100),NO6130=\"\"),\"\",IF(ISERROR(-LOOKUP(1,-LEFT(NO6130,ROW($1:$80)))),0,-LOOKUP(1,-LEFT(NO6130,ROW($1:$80)))))","v":""},{"$f":"IF(OR(ISBLANK(NP100),NP6130=\"\"),\"\",IF(ISERROR(-LOOKUP(1,-LEFT(NP6130,ROW($1:$80)))),0,-LOOKUP(1,-LEFT(NP6130,ROW($1:$80)))))","v":""},{"$f":"IF(OR(ISBLANK(NQ100),NQ6130=\"\"),\"\",IF(ISERROR(-LOOKUP(1,-LEFT(NQ6130,ROW($1:$80)))),0,-LOOKUP(1,-LEFT(NQ6130,ROW($1:$80)))))","v":""},{"$f":"IF(OR(ISBLANK(NR100),NR6130=\"\"),\"\",IF(ISERROR(-LOOKUP(1,-LEFT(NR6130,ROW($1:$80)))),0,-LOOKUP(1,-LEFT(NR6130,ROW($1:$80)))))","v":""},{"$f":"IF(OR(ISBLANK(NS100),NS6130=\"\"),\"\",IF(ISERROR(-LOOKUP(1,-LEFT(NS6130,ROW($1:$80)))),0,-LOOKUP(1,-LEFT(NS6130,ROW($1:$80)))))","v":""},{"$f":"IF(OR(ISBLANK(NT100),NT6130=\"\"),\"\",IF(ISERROR(-LOOKUP(1,-LEFT(NT6130,ROW($1:$80)))),0,-LOOKUP(1,-LEFT(NT6130,ROW($1:$80)))))","v":""},{"$f":"IF(OR(ISBLANK(NU100),NU6130=\"\"),\"\",IF(ISERROR(-LOOKUP(1,-LEFT(NU6130,ROW($1:$80)))),0,-LOOKUP(1,-LEFT(NU6130,ROW($1:$80)))))","v":""},{"$f":"IF(OR(ISBLANK(NV100),NV6130=\"\"),\"\",IF(ISERROR(-LOOKUP(1,-LEFT(NV6130,ROW($1:$80)))),0,-LOOKUP(1,-LEFT(NV6130,ROW($1:$80)))))","v":""},{"$f":"IF(OR(ISBLANK(NW100),NW6130=\"\"),\"\",IF(ISERROR(-LOOKUP(1,-LEFT(NW6130,ROW($1:$80)))),0,-LOOKUP(1,-LEFT(NW6130,ROW($1:$80)))))","v":""},{"$f":"IF(OR(ISBLANK(NX100),NX6130=\"\"),\"\",IF(ISERROR(-LOOKUP(1,-LEFT(NX6130,ROW($1:$80)))),0,-LOOKUP(1,-LEFT(NX6130,ROW($1:$80)))))","v":""},{"$f":"IF(OR(ISBLANK(NY100),NY6130=\"\"),\"\",IF(ISERROR(-LOOKUP(1,-LEFT(NY6130,ROW($1:$80)))),0,-LOOKUP(1,-LEFT(NY6130,ROW($1:$80)))))","v":""},{"$f":"IF(OR(ISBLANK(NZ100),NZ6130=\"\"),\"\",IF(ISERROR(-LOOKUP(1,-LEFT(NZ6130,ROW($1:$80)))),0,-LOOKUP(1,-LEFT(NZ6130,ROW($1:$80)))))","v":""},{"$f":"IF(OR(ISBLANK(OA100),OA6130=\"\"),\"\",IF(ISERROR(-LOOKUP(1,-LEFT(OA6130,ROW($1:$80)))),0,-LOOKUP(1,-LEFT(OA6130,ROW($1:$80)))))","v":""},{"$f":"IF(OR(ISBLANK(OB100),OB6130=\"\"),\"\",IF(ISERROR(-LOOKUP(1,-LEFT(OB6130,ROW($1:$80)))),0,-LOOKUP(1,-LEFT(OB6130,ROW($1:$80)))))","v":""},{"$f":"IF(OR(ISBLANK(OC100),OC6130=\"\"),\"\",IF(ISERROR(-LOOKUP(1,-LEFT(OC6130,ROW($1:$80)))),0,-LOOKUP(1,-LEFT(OC6130,ROW($1:$80)))))","v":""},{"$f":"IF(OR(ISBLANK(OD100),OD6130=\"\"),\"\",IF(ISERROR(-LOOKUP(1,-LEFT(OD6130,ROW($1:$80)))),0,-LOOKUP(1,-LEFT(OD6130,ROW($1:$80)))))","v":""},{"$f":"IF(OR(ISBLANK(OE100),OE6130=\"\"),\"\",IF(ISERROR(-LOOKUP(1,-LEFT(OE6130,ROW($1:$80)))),0,-LOOKUP(1,-LEFT(OE6130,ROW($1:$80)))))","v":""},{"$f":"IF(OR(ISBLANK(OF100),OF6130=\"\"),\"\",IF(ISERROR(-LOOKUP(1,-LEFT(OF6130,ROW($1:$80)))),0,-LOOKUP(1,-LEFT(OF6130,ROW($1:$80)))))","v":""},{"$f":"IF(OR(ISBLANK(OG100),OG6130=\"\"),\"\",IF(ISERROR(-LOOKUP(1,-LEFT(OG6130,ROW($1:$80)))),0,-LOOKUP(1,-LEFT(OG6130,ROW($1:$80)))))","v":""},{"$f":"IF(OR(ISBLANK(OH100),OH6130=\"\"),\"\",IF(ISERROR(-LOOKUP(1,-LEFT(OH6130,ROW($1:$80)))),0,-LOOKUP(1,-LEFT(OH6130,ROW($1:$80)))))","v":""},{"$f":"IF(OR(ISBLANK(OI100),OI6130=\"\"),\"\",IF(ISERROR(-LOOKUP(1,-LEFT(OI6130,ROW($1:$80)))),0,-LOOKUP(1,-LEFT(OI6130,ROW($1:$80)))))","v":""},{"$f":"IF(OR(ISBLANK(OJ100),OJ6130=\"\"),\"\",IF(ISERROR(-LOOKUP(1,-LEFT(OJ6130,ROW($1:$80)))),0,-LOOKUP(1,-LEFT(OJ6130,ROW($1:$80)))))","v":""},{"$f":"IF(OR(ISBLANK(OK100),OK6130=\"\"),\"\",IF(ISERROR(-LOOKUP(1,-LEFT(OK6130,ROW($1:$80)))),0,-LOOKUP(1,-LEFT(OK6130,ROW($1:$80)))))","v":""},{"$f":"IF(OR(ISBLANK(OL100),OL6130=\"\"),\"\",IF(ISERROR(-LOOKUP(1,-LEFT(OL6130,ROW($1:$80)))),0,-LOOKUP(1,-LEFT(OL6130,ROW($1:$80)))))","v":""},{"$f":"IF(OR(ISBLANK(OM100),OM6130=\"\"),\"\",IF(ISERROR(-LOOKUP(1,-LEFT(OM6130,ROW($1:$80)))),0,-LOOKUP(1,-LEFT(OM6130,ROW($1:$80)))))","v":""},{"$f":"IF(OR(ISBLANK(ON100),ON6130=\"\"),\"\",IF(ISERROR(-LOOKUP(1,-LEFT(ON6130,ROW($1:$80)))),0,-LOOKUP(1,-LEFT(ON6130,ROW($1:$80)))))","v":""},{"$f":"IF(OR(ISBLANK(OO100),OO6130=\"\"),\"\",IF(ISERROR(-LOOKUP(1,-LEFT(OO6130,ROW($1:$80)))),0,-LOOKUP(1,-LEFT(OO6130,ROW($1:$80)))))","v":""},{"$f":"IF(OR(ISBLANK(OP100),OP6130=\"\"),\"\",IF(ISERROR(-LOOKUP(1,-LEFT(OP6130,ROW($1:$80)))),0,-LOOKUP(1,-LEFT(OP6130,ROW($1:$80)))))","v":""},{"$f":"IF(OR(ISBLANK(OQ100),OQ6130=\"\"),\"\",IF(ISERROR(-LOOKUP(1,-LEFT(OQ6130,ROW($1:$80)))),0,-LOOKUP(1,-LEFT(OQ6130,ROW($1:$80)))))","v":""}]
[null,null," 売電量(コージェネレーション)[MJ]",null,null,null,{"$f":"IF(OR(E$6<>$D$6009,COUNTBLANK(H31)=1),\"\",G6155)","v":""},{"$f":"IF(OR(ISBLANK(H100),H6131=\"\"),\"\",IF(ISERROR(-LOOKUP(1,-LEFT(H6131,ROW($1:$80)))),0,-LOOKUP(1,-LEFT(H6131,ROW($1:$80)))))","v":""},{"$f":"IF(OR(ISBLANK(I100),I6131=\"\"),\"\",IF(ISERROR(-LOOKUP(1,-LEFT(I6131,ROW($1:$80)))),0,-LOOKUP(1,-LEFT(I6131,ROW($1:$80)))))","v":""},{"$f":"IF(OR(ISBLANK(J100),J6131=\"\"),\"\",IF(ISERROR(-LOOKUP(1,-LEFT(J6131,ROW($1:$80)))),0,-LOOKUP(1,-LEFT(J6131,ROW($1:$80)))))","v":""},{"$f":"IF(OR(ISBLANK(K100),K6131=\"\"),\"\",IF(ISERROR(-LOOKUP(1,-LEFT(K6131,ROW($1:$80)))),0,-LOOKUP(1,-LEFT(K6131,ROW($1:$80)))))","v":""},{"$f":"IF(OR(ISBLANK(L100),L6131=\"\"),\"\",IF(ISERROR(-LOOKUP(1,-LEFT(L6131,ROW($1:$80)))),0,-LOOKUP(1,-LEFT(L6131,ROW($1:$80)))))","v":""},{"$f":"IF(OR(ISBLANK(M100),M6131=\"\"),\"\",IF(ISERROR(-LOOKUP(1,-LEFT(M6131,ROW($1:$80)))),0,-LOOKUP(1,-LEFT(M6131,ROW($1:$80)))))","v":""},{"$f":"IF(OR(ISBLANK(N100),N6131=\"\"),\"\",IF(ISERROR(-LOOKUP(1,-LEFT(N6131,ROW($1:$80)))),0,-LOOKUP(1,-LEFT(N6131,ROW($1:$80)))))","v":""},{"$f":"IF(OR(ISBLANK(O100),O6131=\"\"),\"\",IF(ISERROR(-LOOKUP(1,-LEFT(O6131,ROW($1:$80)))),0,-LOOKUP(1,-LEFT(O6131,ROW($1:$80)))))","v":""},{"$f":"IF(OR(ISBLANK(P100),P6131=\"\"),\"\",IF(ISERROR(-LOOKUP(1,-LEFT(P6131,ROW($1:$80)))),0,-LOOKUP(1,-LEFT(P6131,ROW($1:$80)))))","v":""},{"$f":"IF(OR(ISBLANK(Q100),Q6131=\"\"),\"\",IF(ISERROR(-LOOKUP(1,-LEFT(Q6131,ROW($1:$80)))),0,-LOOKUP(1,-LEFT(Q6131,ROW($1:$80)))))","v":""},{"$f":"IF(OR(ISBLANK(R100),R6131=\"\"),\"\",IF(ISERROR(-LOOKUP(1,-LEFT(R6131,ROW($1:$80)))),0,-LOOKUP(1,-LEFT(R6131,ROW($1:$80)))))","v":""},{"$f":"IF(OR(ISBLANK(S100),S6131=\"\"),\"\",IF(ISERROR(-LOOKUP(1,-LEFT(S6131,ROW($1:$80)))),0,-LOOKUP(1,-LEFT(S6131,ROW($1:$80)))))","v":""},{"$f":"IF(OR(ISBLANK(T100),T6131=\"\"),\"\",IF(ISERROR(-LOOKUP(1,-LEFT(T6131,ROW($1:$80)))),0,-LOOKUP(1,-LEFT(T6131,ROW($1:$80)))))","v":""},{"$f":"IF(OR(ISBLANK(U100),U6131=\"\"),\"\",IF(ISERROR(-LOOKUP(1,-LEFT(U6131,ROW($1:$80)))),0,-LOOKUP(1,-LEFT(U6131,ROW($1:$80)))))","v":""},{"$f":"IF(OR(ISBLANK(V100),V6131=\"\"),\"\",IF(ISERROR(-LOOKUP(1,-LEFT(V6131,ROW($1:$80)))),0,-LOOKUP(1,-LEFT(V6131,ROW($1:$80)))))","v":""},{"$f":"IF(OR(ISBLANK(W100),W6131=\"\"),\"\",IF(ISERROR(-LOOKUP(1,-LEFT(W6131,ROW($1:$80)))),0,-LOOKUP(1,-LEFT(W6131,ROW($1:$80)))))","v":""},{"$f":"IF(OR(ISBLANK(X100),X6131=\"\"),\"\",IF(ISERROR(-LOOKUP(1,-LEFT(X6131,ROW($1:$80)))),0,-LOOKUP(1,-LEFT(X6131,ROW($1:$80)))))","v":""},{"$f":"IF(OR(ISBLANK(Y100),Y6131=\"\"),\"\",IF(ISERROR(-LOOKUP(1,-LEFT(Y6131,ROW($1:$80)))),0,-LOOKUP(1,-LEFT(Y6131,ROW($1:$80)))))","v":""},{"$f":"IF(OR(ISBLANK(Z100),Z6131=\"\"),\"\",IF(ISERROR(-LOOKUP(1,-LEFT(Z6131,ROW($1:$80)))),0,-LOOKUP(1,-LEFT(Z6131,ROW($1:$80)))))","v":""},{"$f":"IF(OR(ISBLANK(AA100),AA6131=\"\"),\"\",IF(ISERROR(-LOOKUP(1,-LEFT(AA6131,ROW($1:$80)))),0,-LOOKUP(1,-LEFT(AA6131,ROW($1:$80)))))","v":""},{"$f":"IF(OR(ISBLANK(AB100),AB6131=\"\"),\"\",IF(ISERROR(-LOOKUP(1,-LEFT(AB6131,ROW($1:$80)))),0,-LOOKUP(1,-LEFT(AB6131,ROW($1:$80)))))","v":""},{"$f":"IF(OR(ISBLANK(AC100),AC6131=\"\"),\"\",IF(ISERROR(-LOOKUP(1,-LEFT(AC6131,ROW($1:$80)))),0,-LOOKUP(1,-LEFT(AC6131,ROW($1:$80)))))","v":""},{"$f":"IF(OR(ISBLANK(AD100),AD6131=\"\"),\"\",IF(ISERROR(-LOOKUP(1,-LEFT(AD6131,ROW($1:$80)))),0,-LOOKUP(1,-LEFT(AD6131,ROW($1:$80)))))","v":""},{"$f":"IF(OR(ISBLANK(AE100),AE6131=\"\"),\"\",IF(ISERROR(-LOOKUP(1,-LEFT(AE6131,ROW($1:$80)))),0,-LOOKUP(1,-LEFT(AE6131,ROW($1:$80)))))","v":""},{"$f":"IF(OR(ISBLANK(AF100),AF6131=\"\"),\"\",IF(ISERROR(-LOOKUP(1,-LEFT(AF6131,ROW($1:$80)))),0,-LOOKUP(1,-LEFT(AF6131,ROW($1:$80)))))","v":""},{"$f":"IF(OR(ISBLANK(AG100),AG6131=\"\"),\"\",IF(ISERROR(-LOOKUP(1,-LEFT(AG6131,ROW($1:$80)))),0,-LOOKUP(1,-LEFT(AG6131,ROW($1:$80)))))","v":""},{"$f":"IF(OR(ISBLANK(AH100),AH6131=\"\"),\"\",IF(ISERROR(-LOOKUP(1,-LEFT(AH6131,ROW($1:$80)))),0,-LOOKUP(1,-LEFT(AH6131,ROW($1:$80)))))","v":""},{"$f":"IF(OR(ISBLANK(AI100),AI6131=\"\"),\"\",IF(ISERROR(-LOOKUP(1,-LEFT(AI6131,ROW($1:$80)))),0,-LOOKUP(1,-LEFT(AI6131,ROW($1:$80)))))","v":""},{"$f":"IF(OR(ISBLANK(AJ100),AJ6131=\"\"),\"\",IF(ISERROR(-LOOKUP(1,-LEFT(AJ6131,ROW($1:$80)))),0,-LOOKUP(1,-LEFT(AJ6131,ROW($1:$80)))))","v":""},{"$f":"IF(OR(ISBLANK(AK100),AK6131=\"\"),\"\",IF(ISERROR(-LOOKUP(1,-LEFT(AK6131,ROW($1:$80)))),0,-LOOKUP(1,-LEFT(AK6131,ROW($1:$80)))))","v":""},{"$f":"IF(OR(ISBLANK(AL100),AL6131=\"\"),\"\",IF(ISERROR(-LOOKUP(1,-LEFT(AL6131,ROW($1:$80)))),0,-LOOKUP(1,-LEFT(AL6131,ROW($1:$80)))))","v":""},{"$f":"IF(OR(ISBLANK(AM100),AM6131=\"\"),\"\",IF(ISERROR(-LOOKUP(1,-LEFT(AM6131,ROW($1:$80)))),0,-LOOKUP(1,-LEFT(AM6131,ROW($1:$80)))))","v":""},{"$f":"IF(OR(ISBLANK(AN100),AN6131=\"\"),\"\",IF(ISERROR(-LOOKUP(1,-LEFT(AN6131,ROW($1:$80)))),0,-LOOKUP(1,-LEFT(AN6131,ROW($1:$80)))))","v":""},{"$f":"IF(OR(ISBLANK(AO100),AO6131=\"\"),\"\",IF(ISERROR(-LOOKUP(1,-LEFT(AO6131,ROW($1:$80)))),0,-LOOKUP(1,-LEFT(AO6131,ROW($1:$80)))))","v":""},{"$f":"IF(OR(ISBLANK(AP100),AP6131=\"\"),\"\",IF(ISERROR(-LOOKUP(1,-LEFT(AP6131,ROW($1:$80)))),0,-LOOKUP(1,-LEFT(AP6131,ROW($1:$80)))))","v":""},{"$f":"IF(OR(ISBLANK(AQ100),AQ6131=\"\"),\"\",IF(ISERROR(-LOOKUP(1,-LEFT(AQ6131,ROW($1:$80)))),0,-LOOKUP(1,-LEFT(AQ6131,ROW($1:$80)))))","v":""},{"$f":"IF(OR(ISBLANK(AR100),AR6131=\"\"),\"\",IF(ISERROR(-LOOKUP(1,-LEFT(AR6131,ROW($1:$80)))),0,-LOOKUP(1,-LEFT(AR6131,ROW($1:$80)))))","v":""},{"$f":"IF(OR(ISBLANK(AS100),AS6131=\"\"),\"\",IF(ISERROR(-LOOKUP(1,-LEFT(AS6131,ROW($1:$80)))),0,-LOOKUP(1,-LEFT(AS6131,ROW($1:$80)))))","v":""},{"$f":"IF(OR(ISBLANK(AT100),AT6131=\"\"),\"\",IF(ISERROR(-LOOKUP(1,-LEFT(AT6131,ROW($1:$80)))),0,-LOOKUP(1,-LEFT(AT6131,ROW($1:$80)))))","v":""},{"$f":"IF(OR(ISBLANK(AU100),AU6131=\"\"),\"\",IF(ISERROR(-LOOKUP(1,-LEFT(AU6131,ROW($1:$80)))),0,-LOOKUP(1,-LEFT(AU6131,ROW($1:$80)))))","v":""},{"$f":"IF(OR(ISBLANK(AV100),AV6131=\"\"),\"\",IF(ISERROR(-LOOKUP(1,-LEFT(AV6131,ROW($1:$80)))),0,-LOOKUP(1,-LEFT(AV6131,ROW($1:$80)))))","v":""},{"$f":"IF(OR(ISBLANK(AW100),AW6131=\"\"),\"\",IF(ISERROR(-LOOKUP(1,-LEFT(AW6131,ROW($1:$80)))),0,-LOOKUP(1,-LEFT(AW6131,ROW($1:$80)))))","v":""},{"$f":"IF(OR(ISBLANK(AX100),AX6131=\"\"),\"\",IF(ISERROR(-LOOKUP(1,-LEFT(AX6131,ROW($1:$80)))),0,-LOOKUP(1,-LEFT(AX6131,ROW($1:$80)))))","v":""},{"$f":"IF(OR(ISBLANK(AY100),AY6131=\"\"),\"\",IF(ISERROR(-LOOKUP(1,-LEFT(AY6131,ROW($1:$80)))),0,-LOOKUP(1,-LEFT(AY6131,ROW($1:$80)))))","v":""},{"$f":"IF(OR(ISBLANK(AZ100),AZ6131=\"\"),\"\",IF(ISERROR(-LOOKUP(1,-LEFT(AZ6131,ROW($1:$80)))),0,-LOOKUP(1,-LEFT(AZ6131,ROW($1:$80)))))","v":""},{"$f":"IF(OR(ISBLANK(BA100),BA6131=\"\"),\"\",IF(ISERROR(-LOOKUP(1,-LEFT(BA6131,ROW($1:$80)))),0,-LOOKUP(1,-LEFT(BA6131,ROW($1:$80)))))","v":""},{"$f":"IF(OR(ISBLANK(BB100),BB6131=\"\"),\"\",IF(ISERROR(-LOOKUP(1,-LEFT(BB6131,ROW($1:$80)))),0,-LOOKUP(1,-LEFT(BB6131,ROW($1:$80)))))","v":""},{"$f":"IF(OR(ISBLANK(BC100),BC6131=\"\"),\"\",IF(ISERROR(-LOOKUP(1,-LEFT(BC6131,ROW($1:$80)))),0,-LOOKUP(1,-LEFT(BC6131,ROW($1:$80)))))","v":""},{"$f":"IF(OR(ISBLANK(BD100),BD6131=\"\"),\"\",IF(ISERROR(-LOOKUP(1,-LEFT(BD6131,ROW($1:$80)))),0,-LOOKUP(1,-LEFT(BD6131,ROW($1:$80)))))","v":""},{"$f":"IF(OR(ISBLANK(BE100),BE6131=\"\"),\"\",IF(ISERROR(-LOOKUP(1,-LEFT(BE6131,ROW($1:$80)))),0,-LOOKUP(1,-LEFT(BE6131,ROW($1:$80)))))","v":""},{"$f":"IF(OR(ISBLANK(BF100),BF6131=\"\"),\"\",IF(ISERROR(-LOOKUP(1,-LEFT(BF6131,ROW($1:$80)))),0,-LOOKUP(1,-LEFT(BF6131,ROW($1:$80)))))","v":""},{"$f":"IF(OR(ISBLANK(BG100),BG6131=\"\"),\"\",IF(ISERROR(-LOOKUP(1,-LEFT(BG6131,ROW($1:$80)))),0,-LOOKUP(1,-LEFT(BG6131,ROW($1:$80)))))","v":""},{"$f":"IF(OR(ISBLANK(BH100),BH6131=\"\"),\"\",IF(ISERROR(-LOOKUP(1,-LEFT(BH6131,ROW($1:$80)))),0,-LOOKUP(1,-LEFT(BH6131,ROW($1:$80)))))","v":""},{"$f":"IF(OR(ISBLANK(BI100),BI6131=\"\"),\"\",IF(ISERROR(-LOOKUP(1,-LEFT(BI6131,ROW($1:$80)))),0,-LOOKUP(1,-LEFT(BI6131,ROW($1:$80)))))","v":""},{"$f":"IF(OR(ISBLANK(BJ100),BJ6131=\"\"),\"\",IF(ISERROR(-LOOKUP(1,-LEFT(BJ6131,ROW($1:$80)))),0,-LOOKUP(1,-LEFT(BJ6131,ROW($1:$80)))))","v":""},{"$f":"IF(OR(ISBLANK(BK100),BK6131=\"\"),\"\",IF(ISERROR(-LOOKUP(1,-LEFT(BK6131,ROW($1:$80)))),0,-LOOKUP(1,-LEFT(BK6131,ROW($1:$80)))))","v":""},{"$f":"IF(OR(ISBLANK(BL100),BL6131=\"\"),\"\",IF(ISERROR(-LOOKUP(1,-LEFT(BL6131,ROW($1:$80)))),0,-LOOKUP(1,-LEFT(BL6131,ROW($1:$80)))))","v":""},{"$f":"IF(OR(ISBLANK(BM100),BM6131=\"\"),\"\",IF(ISERROR(-LOOKUP(1,-LEFT(BM6131,ROW($1:$80)))),0,-LOOKUP(1,-LEFT(BM6131,ROW($1:$80)))))","v":""},{"$f":"IF(OR(ISBLANK(BN100),BN6131=\"\"),\"\",IF(ISERROR(-LOOKUP(1,-LEFT(BN6131,ROW($1:$80)))),0,-LOOKUP(1,-LEFT(BN6131,ROW($1:$80)))))","v":""},{"$f":"IF(OR(ISBLANK(BO100),BO6131=\"\"),\"\",IF(ISERROR(-LOOKUP(1,-LEFT(BO6131,ROW($1:$80)))),0,-LOOKUP(1,-LEFT(BO6131,ROW($1:$80)))))","v":""},{"$f":"IF(OR(ISBLANK(BP100),BP6131=\"\"),\"\",IF(ISERROR(-LOOKUP(1,-LEFT(BP6131,ROW($1:$80)))),0,-LOOKUP(1,-LEFT(BP6131,ROW($1:$80)))))","v":""},{"$f":"IF(OR(ISBLANK(BQ100),BQ6131=\"\"),\"\",IF(ISERROR(-LOOKUP(1,-LEFT(BQ6131,ROW($1:$80)))),0,-LOOKUP(1,-LEFT(BQ6131,ROW($1:$80)))))","v":""},{"$f":"IF(OR(ISBLANK(BR100),BR6131=\"\"),\"\",IF(ISERROR(-LOOKUP(1,-LEFT(BR6131,ROW($1:$80)))),0,-LOOKUP(1,-LEFT(BR6131,ROW($1:$80)))))","v":""},{"$f":"IF(OR(ISBLANK(BS100),BS6131=\"\"),\"\",IF(ISERROR(-LOOKUP(1,-LEFT(BS6131,ROW($1:$80)))),0,-LOOKUP(1,-LEFT(BS6131,ROW($1:$80)))))","v":""},{"$f":"IF(OR(ISBLANK(BT100),BT6131=\"\"),\"\",IF(ISERROR(-LOOKUP(1,-LEFT(BT6131,ROW($1:$80)))),0,-LOOKUP(1,-LEFT(BT6131,ROW($1:$80)))))","v":""},{"$f":"IF(OR(ISBLANK(BU100),BU6131=\"\"),\"\",IF(ISERROR(-LOOKUP(1,-LEFT(BU6131,ROW($1:$80)))),0,-LOOKUP(1,-LEFT(BU6131,ROW($1:$80)))))","v":""},{"$f":"IF(OR(ISBLANK(BV100),BV6131=\"\"),\"\",IF(ISERROR(-LOOKUP(1,-LEFT(BV6131,ROW($1:$80)))),0,-LOOKUP(1,-LEFT(BV6131,ROW($1:$80)))))","v":""},{"$f":"IF(OR(ISBLANK(BW100),BW6131=\"\"),\"\",IF(ISERROR(-LOOKUP(1,-LEFT(BW6131,ROW($1:$80)))),0,-LOOKUP(1,-LEFT(BW6131,ROW($1:$80)))))","v":""},{"$f":"IF(OR(ISBLANK(BX100),BX6131=\"\"),\"\",IF(ISERROR(-LOOKUP(1,-LEFT(BX6131,ROW($1:$80)))),0,-LOOKUP(1,-LEFT(BX6131,ROW($1:$80)))))","v":""},{"$f":"IF(OR(ISBLANK(BY100),BY6131=\"\"),\"\",IF(ISERROR(-LOOKUP(1,-LEFT(BY6131,ROW($1:$80)))),0,-LOOKUP(1,-LEFT(BY6131,ROW($1:$80)))))","v":""},{"$f":"IF(OR(ISBLANK(BZ100),BZ6131=\"\"),\"\",IF(ISERROR(-LOOKUP(1,-LEFT(BZ6131,ROW($1:$80)))),0,-LOOKUP(1,-LEFT(BZ6131,ROW($1:$80)))))","v":""},{"$f":"IF(OR(ISBLANK(CA100),CA6131=\"\"),\"\",IF(ISERROR(-LOOKUP(1,-LEFT(CA6131,ROW($1:$80)))),0,-LOOKUP(1,-LEFT(CA6131,ROW($1:$80)))))","v":""},{"$f":"IF(OR(ISBLANK(CB100),CB6131=\"\"),\"\",IF(ISERROR(-LOOKUP(1,-LEFT(CB6131,ROW($1:$80)))),0,-LOOKUP(1,-LEFT(CB6131,ROW($1:$80)))))","v":""},{"$f":"IF(OR(ISBLANK(CC100),CC6131=\"\"),\"\",IF(ISERROR(-LOOKUP(1,-LEFT(CC6131,ROW($1:$80)))),0,-LOOKUP(1,-LEFT(CC6131,ROW($1:$80)))))","v":""},{"$f":"IF(OR(ISBLANK(CD100),CD6131=\"\"),\"\",IF(ISERROR(-LOOKUP(1,-LEFT(CD6131,ROW($1:$80)))),0,-LOOKUP(1,-LEFT(CD6131,ROW($1:$80)))))","v":""},{"$f":"IF(OR(ISBLANK(CE100),CE6131=\"\"),\"\",IF(ISERROR(-LOOKUP(1,-LEFT(CE6131,ROW($1:$80)))),0,-LOOKUP(1,-LEFT(CE6131,ROW($1:$80)))))","v":""},{"$f":"IF(OR(ISBLANK(CF100),CF6131=\"\"),\"\",IF(ISERROR(-LOOKUP(1,-LEFT(CF6131,ROW($1:$80)))),0,-LOOKUP(1,-LEFT(CF6131,ROW($1:$80)))))","v":""},{"$f":"IF(OR(ISBLANK(CG100),CG6131=\"\"),\"\",IF(ISERROR(-LOOKUP(1,-LEFT(CG6131,ROW($1:$80)))),0,-LOOKUP(1,-LEFT(CG6131,ROW($1:$80)))))","v":""},{"$f":"IF(OR(ISBLANK(CH100),CH6131=\"\"),\"\",IF(ISERROR(-LOOKUP(1,-LEFT(CH6131,ROW($1:$80)))),0,-LOOKUP(1,-LEFT(CH6131,ROW($1:$80)))))","v":""},{"$f":"IF(OR(ISBLANK(CI100),CI6131=\"\"),\"\",IF(ISERROR(-LOOKUP(1,-LEFT(CI6131,ROW($1:$80)))),0,-LOOKUP(1,-LEFT(CI6131,ROW($1:$80)))))","v":""},{"$f":"IF(OR(ISBLANK(CJ100),CJ6131=\"\"),\"\",IF(ISERROR(-LOOKUP(1,-LEFT(CJ6131,ROW($1:$80)))),0,-LOOKUP(1,-LEFT(CJ6131,ROW($1:$80)))))","v":""},{"$f":"IF(OR(ISBLANK(CK100),CK6131=\"\"),\"\",IF(ISERROR(-LOOKUP(1,-LEFT(CK6131,ROW($1:$80)))),0,-LOOKUP(1,-LEFT(CK6131,ROW($1:$80)))))","v":""},{"$f":"IF(OR(ISBLANK(CL100),CL6131=\"\"),\"\",IF(ISERROR(-LOOKUP(1,-LEFT(CL6131,ROW($1:$80)))),0,-LOOKUP(1,-LEFT(CL6131,ROW($1:$80)))))","v":""},{"$f":"IF(OR(ISBLANK(CM100),CM6131=\"\"),\"\",IF(ISERROR(-LOOKUP(1,-LEFT(CM6131,ROW($1:$80)))),0,-LOOKUP(1,-LEFT(CM6131,ROW($1:$80)))))","v":""},{"$f":"IF(OR(ISBLANK(CN100),CN6131=\"\"),\"\",IF(ISERROR(-LOOKUP(1,-LEFT(CN6131,ROW($1:$80)))),0,-LOOKUP(1,-LEFT(CN6131,ROW($1:$80)))))","v":""},{"$f":"IF(OR(ISBLANK(CO100),CO6131=\"\"),\"\",IF(ISERROR(-LOOKUP(1,-LEFT(CO6131,ROW($1:$80)))),0,-LOOKUP(1,-LEFT(CO6131,ROW($1:$80)))))","v":""},{"$f":"IF(OR(ISBLANK(CP100),CP6131=\"\"),\"\",IF(ISERROR(-LOOKUP(1,-LEFT(CP6131,ROW($1:$80)))),0,-LOOKUP(1,-LEFT(CP6131,ROW($1:$80)))))","v":""},{"$f":"IF(OR(ISBLANK(CQ100),CQ6131=\"\"),\"\",IF(ISERROR(-LOOKUP(1,-LEFT(CQ6131,ROW($1:$80)))),0,-LOOKUP(1,-LEFT(CQ6131,ROW($1:$80)))))","v":""},{"$f":"IF(OR(ISBLANK(CR100),CR6131=\"\"),\"\",IF(ISERROR(-LOOKUP(1,-LEFT(CR6131,ROW($1:$80)))),0,-LOOKUP(1,-LEFT(CR6131,ROW($1:$80)))))","v":""},{"$f":"IF(OR(ISBLANK(CS100),CS6131=\"\"),\"\",IF(ISERROR(-LOOKUP(1,-LEFT(CS6131,ROW($1:$80)))),0,-LOOKUP(1,-LEFT(CS6131,ROW($1:$80)))))","v":""},{"$f":"IF(OR(ISBLANK(CT100),CT6131=\"\"),\"\",IF(ISERROR(-LOOKUP(1,-LEFT(CT6131,ROW($1:$80)))),0,-LOOKUP(1,-LEFT(CT6131,ROW($1:$80)))))","v":""},{"$f":"IF(OR(ISBLANK(CU100),CU6131=\"\"),\"\",IF(ISERROR(-LOOKUP(1,-LEFT(CU6131,ROW($1:$80)))),0,-LOOKUP(1,-LEFT(CU6131,ROW($1:$80)))))","v":""},{"$f":"IF(OR(ISBLANK(CV100),CV6131=\"\"),\"\",IF(ISERROR(-LOOKUP(1,-LEFT(CV6131,ROW($1:$80)))),0,-LOOKUP(1,-LEFT(CV6131,ROW($1:$80)))))","v":""},{"$f":"IF(OR(ISBLANK(CW100),CW6131=\"\"),\"\",IF(ISERROR(-LOOKUP(1,-LEFT(CW6131,ROW($1:$80)))),0,-LOOKUP(1,-LEFT(CW6131,ROW($1:$80)))))","v":""},{"$f":"IF(OR(ISBLANK(CX100),CX6131=\"\"),\"\",IF(ISERROR(-LOOKUP(1,-LEFT(CX6131,ROW($1:$80)))),0,-LOOKUP(1,-LEFT(CX6131,ROW($1:$80)))))","v":""},{"$f":"IF(OR(ISBLANK(CY100),CY6131=\"\"),\"\",IF(ISERROR(-LOOKUP(1,-LEFT(CY6131,ROW($1:$80)))),0,-LOOKUP(1,-LEFT(CY6131,ROW($1:$80)))))","v":""},{"$f":"IF(OR(ISBLANK(CZ100),CZ6131=\"\"),\"\",IF(ISERROR(-LOOKUP(1,-LEFT(CZ6131,ROW($1:$80)))),0,-LOOKUP(1,-LEFT(CZ6131,ROW($1:$80)))))","v":""},{"$f":"IF(OR(ISBLANK(DA100),DA6131=\"\"),\"\",IF(ISERROR(-LOOKUP(1,-LEFT(DA6131,ROW($1:$80)))),0,-LOOKUP(1,-LEFT(DA6131,ROW($1:$80)))))","v":""},{"$f":"IF(OR(ISBLANK(DB100),DB6131=\"\"),\"\",IF(ISERROR(-LOOKUP(1,-LEFT(DB6131,ROW($1:$80)))),0,-LOOKUP(1,-LEFT(DB6131,ROW($1:$80)))))","v":""},{"$f":"IF(OR(ISBLANK(DC100),DC6131=\"\"),\"\",IF(ISERROR(-LOOKUP(1,-LEFT(DC6131,ROW($1:$80)))),0,-LOOKUP(1,-LEFT(DC6131,ROW($1:$80)))))","v":""},{"$f":"IF(OR(ISBLANK(DD100),DD6131=\"\"),\"\",IF(ISERROR(-LOOKUP(1,-LEFT(DD6131,ROW($1:$80)))),0,-LOOKUP(1,-LEFT(DD6131,ROW($1:$80)))))","v":""},{"$f":"IF(OR(ISBLANK(DE100),DE6131=\"\"),\"\",IF(ISERROR(-LOOKUP(1,-LEFT(DE6131,ROW($1:$80)))),0,-LOOKUP(1,-LEFT(DE6131,ROW($1:$80)))))","v":""},{"$f":"IF(OR(ISBLANK(DF100),DF6131=\"\"),\"\",IF(ISERROR(-LOOKUP(1,-LEFT(DF6131,ROW($1:$80)))),0,-LOOKUP(1,-LEFT(DF6131,ROW($1:$80)))))","v":""},{"$f":"IF(OR(ISBLANK(DG100),DG6131=\"\"),\"\",IF(ISERROR(-LOOKUP(1,-LEFT(DG6131,ROW($1:$80)))),0,-LOOKUP(1,-LEFT(DG6131,ROW($1:$80)))))","v":""},{"$f":"IF(OR(ISBLANK(DH100),DH6131=\"\"),\"\",IF(ISERROR(-LOOKUP(1,-LEFT(DH6131,ROW($1:$80)))),0,-LOOKUP(1,-LEFT(DH6131,ROW($1:$80)))))","v":""},{"$f":"IF(OR(ISBLANK(DI100),DI6131=\"\"),\"\",IF(ISERROR(-LOOKUP(1,-LEFT(DI6131,ROW($1:$80)))),0,-LOOKUP(1,-LEFT(DI6131,ROW($1:$80)))))","v":""},{"$f":"IF(OR(ISBLANK(DJ100),DJ6131=\"\"),\"\",IF(ISERROR(-LOOKUP(1,-LEFT(DJ6131,ROW($1:$80)))),0,-LOOKUP(1,-LEFT(DJ6131,ROW($1:$80)))))","v":""},{"$f":"IF(OR(ISBLANK(DK100),DK6131=\"\"),\"\",IF(ISERROR(-LOOKUP(1,-LEFT(DK6131,ROW($1:$80)))),0,-LOOKUP(1,-LEFT(DK6131,ROW($1:$80)))))","v":""},{"$f":"IF(OR(ISBLANK(DL100),DL6131=\"\"),\"\",IF(ISERROR(-LOOKUP(1,-LEFT(DL6131,ROW($1:$80)))),0,-LOOKUP(1,-LEFT(DL6131,ROW($1:$80)))))","v":""},{"$f":"IF(OR(ISBLANK(DM100),DM6131=\"\"),\"\",IF(ISERROR(-LOOKUP(1,-LEFT(DM6131,ROW($1:$80)))),0,-LOOKUP(1,-LEFT(DM6131,ROW($1:$80)))))","v":""},{"$f":"IF(OR(ISBLANK(DN100),DN6131=\"\"),\"\",IF(ISERROR(-LOOKUP(1,-LEFT(DN6131,ROW($1:$80)))),0,-LOOKUP(1,-LEFT(DN6131,ROW($1:$80)))))","v":""},{"$f":"IF(OR(ISBLANK(DO100),DO6131=\"\"),\"\",IF(ISERROR(-LOOKUP(1,-LEFT(DO6131,ROW($1:$80)))),0,-LOOKUP(1,-LEFT(DO6131,ROW($1:$80)))))","v":""},{"$f":"IF(OR(ISBLANK(DP100),DP6131=\"\"),\"\",IF(ISERROR(-LOOKUP(1,-LEFT(DP6131,ROW($1:$80)))),0,-LOOKUP(1,-LEFT(DP6131,ROW($1:$80)))))","v":""},{"$f":"IF(OR(ISBLANK(DQ100),DQ6131=\"\"),\"\",IF(ISERROR(-LOOKUP(1,-LEFT(DQ6131,ROW($1:$80)))),0,-LOOKUP(1,-LEFT(DQ6131,ROW($1:$80)))))","v":""},{"$f":"IF(OR(ISBLANK(DR100),DR6131=\"\"),\"\",IF(ISERROR(-LOOKUP(1,-LEFT(DR6131,ROW($1:$80)))),0,-LOOKUP(1,-LEFT(DR6131,ROW($1:$80)))))","v":""},{"$f":"IF(OR(ISBLANK(DS100),DS6131=\"\"),\"\",IF(ISERROR(-LOOKUP(1,-LEFT(DS6131,ROW($1:$80)))),0,-LOOKUP(1,-LEFT(DS6131,ROW($1:$80)))))","v":""},{"$f":"IF(OR(ISBLANK(DT100),DT6131=\"\"),\"\",IF(ISERROR(-LOOKUP(1,-LEFT(DT6131,ROW($1:$80)))),0,-LOOKUP(1,-LEFT(DT6131,ROW($1:$80)))))","v":""},{"$f":"IF(OR(ISBLANK(DU100),DU6131=\"\"),\"\",IF(ISERROR(-LOOKUP(1,-LEFT(DU6131,ROW($1:$80)))),0,-LOOKUP(1,-LEFT(DU6131,ROW($1:$80)))))","v":""},{"$f":"IF(OR(ISBLANK(DV100),DV6131=\"\"),\"\",IF(ISERROR(-LOOKUP(1,-LEFT(DV6131,ROW($1:$80)))),0,-LOOKUP(1,-LEFT(DV6131,ROW($1:$80)))))","v":""},{"$f":"IF(OR(ISBLANK(DW100),DW6131=\"\"),\"\",IF(ISERROR(-LOOKUP(1,-LEFT(DW6131,ROW($1:$80)))),0,-LOOKUP(1,-LEFT(DW6131,ROW($1:$80)))))","v":""},{"$f":"IF(OR(ISBLANK(DX100),DX6131=\"\"),\"\",IF(ISERROR(-LOOKUP(1,-LEFT(DX6131,ROW($1:$80)))),0,-LOOKUP(1,-LEFT(DX6131,ROW($1:$80)))))","v":""},{"$f":"IF(OR(ISBLANK(DY100),DY6131=\"\"),\"\",IF(ISERROR(-LOOKUP(1,-LEFT(DY6131,ROW($1:$80)))),0,-LOOKUP(1,-LEFT(DY6131,ROW($1:$80)))))","v":""},{"$f":"IF(OR(ISBLANK(DZ100),DZ6131=\"\"),\"\",IF(ISERROR(-LOOKUP(1,-LEFT(DZ6131,ROW($1:$80)))),0,-LOOKUP(1,-LEFT(DZ6131,ROW($1:$80)))))","v":""},{"$f":"IF(OR(ISBLANK(EA100),EA6131=\"\"),\"\",IF(ISERROR(-LOOKUP(1,-LEFT(EA6131,ROW($1:$80)))),0,-LOOKUP(1,-LEFT(EA6131,ROW($1:$80)))))","v":""},{"$f":"IF(OR(ISBLANK(EB100),EB6131=\"\"),\"\",IF(ISERROR(-LOOKUP(1,-LEFT(EB6131,ROW($1:$80)))),0,-LOOKUP(1,-LEFT(EB6131,ROW($1:$80)))))","v":""},{"$f":"IF(OR(ISBLANK(EC100),EC6131=\"\"),\"\",IF(ISERROR(-LOOKUP(1,-LEFT(EC6131,ROW($1:$80)))),0,-LOOKUP(1,-LEFT(EC6131,ROW($1:$80)))))","v":""},{"$f":"IF(OR(ISBLANK(ED100),ED6131=\"\"),\"\",IF(ISERROR(-LOOKUP(1,-LEFT(ED6131,ROW($1:$80)))),0,-LOOKUP(1,-LEFT(ED6131,ROW($1:$80)))))","v":""},{"$f":"IF(OR(ISBLANK(EE100),EE6131=\"\"),\"\",IF(ISERROR(-LOOKUP(1,-LEFT(EE6131,ROW($1:$80)))),0,-LOOKUP(1,-LEFT(EE6131,ROW($1:$80)))))","v":""},{"$f":"IF(OR(ISBLANK(EF100),EF6131=\"\"),\"\",IF(ISERROR(-LOOKUP(1,-LEFT(EF6131,ROW($1:$80)))),0,-LOOKUP(1,-LEFT(EF6131,ROW($1:$80)))))","v":""},{"$f":"IF(OR(ISBLANK(EG100),EG6131=\"\"),\"\",IF(ISERROR(-LOOKUP(1,-LEFT(EG6131,ROW($1:$80)))),0,-LOOKUP(1,-LEFT(EG6131,ROW($1:$80)))))","v":""},{"$f":"IF(OR(ISBLANK(EH100),EH6131=\"\"),\"\",IF(ISERROR(-LOOKUP(1,-LEFT(EH6131,ROW($1:$80)))),0,-LOOKUP(1,-LEFT(EH6131,ROW($1:$80)))))","v":""},{"$f":"IF(OR(ISBLANK(EI100),EI6131=\"\"),\"\",IF(ISERROR(-LOOKUP(1,-LEFT(EI6131,ROW($1:$80)))),0,-LOOKUP(1,-LEFT(EI6131,ROW($1:$80)))))","v":""},{"$f":"IF(OR(ISBLANK(EJ100),EJ6131=\"\"),\"\",IF(ISERROR(-LOOKUP(1,-LEFT(EJ6131,ROW($1:$80)))),0,-LOOKUP(1,-LEFT(EJ6131,ROW($1:$80)))))","v":""},{"$f":"IF(OR(ISBLANK(EK100),EK6131=\"\"),\"\",IF(ISERROR(-LOOKUP(1,-LEFT(EK6131,ROW($1:$80)))),0,-LOOKUP(1,-LEFT(EK6131,ROW($1:$80)))))","v":""},{"$f":"IF(OR(ISBLANK(EL100),EL6131=\"\"),\"\",IF(ISERROR(-LOOKUP(1,-LEFT(EL6131,ROW($1:$80)))),0,-LOOKUP(1,-LEFT(EL6131,ROW($1:$80)))))","v":""},{"$f":"IF(OR(ISBLANK(EM100),EM6131=\"\"),\"\",IF(ISERROR(-LOOKUP(1,-LEFT(EM6131,ROW($1:$80)))),0,-LOOKUP(1,-LEFT(EM6131,ROW($1:$80)))))","v":""},{"$f":"IF(OR(ISBLANK(EN100),EN6131=\"\"),\"\",IF(ISERROR(-LOOKUP(1,-LEFT(EN6131,ROW($1:$80)))),0,-LOOKUP(1,-LEFT(EN6131,ROW($1:$80)))))","v":""},{"$f":"IF(OR(ISBLANK(EO100),EO6131=\"\"),\"\",IF(ISERROR(-LOOKUP(1,-LEFT(EO6131,ROW($1:$80)))),0,-LOOKUP(1,-LEFT(EO6131,ROW($1:$80)))))","v":""},{"$f":"IF(OR(ISBLANK(EP100),EP6131=\"\"),\"\",IF(ISERROR(-LOOKUP(1,-LEFT(EP6131,ROW($1:$80)))),0,-LOOKUP(1,-LEFT(EP6131,ROW($1:$80)))))","v":""},{"$f":"IF(OR(ISBLANK(EQ100),EQ6131=\"\"),\"\",IF(ISERROR(-LOOKUP(1,-LEFT(EQ6131,ROW($1:$80)))),0,-LOOKUP(1,-LEFT(EQ6131,ROW($1:$80)))))","v":""},{"$f":"IF(OR(ISBLANK(ER100),ER6131=\"\"),\"\",IF(ISERROR(-LOOKUP(1,-LEFT(ER6131,ROW($1:$80)))),0,-LOOKUP(1,-LEFT(ER6131,ROW($1:$80)))))","v":""},{"$f":"IF(OR(ISBLANK(ES100),ES6131=\"\"),\"\",IF(ISERROR(-LOOKUP(1,-LEFT(ES6131,ROW($1:$80)))),0,-LOOKUP(1,-LEFT(ES6131,ROW($1:$80)))))","v":""},{"$f":"IF(OR(ISBLANK(ET100),ET6131=\"\"),\"\",IF(ISERROR(-LOOKUP(1,-LEFT(ET6131,ROW($1:$80)))),0,-LOOKUP(1,-LEFT(ET6131,ROW($1:$80)))))","v":""},{"$f":"IF(OR(ISBLANK(EU100),EU6131=\"\"),\"\",IF(ISERROR(-LOOKUP(1,-LEFT(EU6131,ROW($1:$80)))),0,-LOOKUP(1,-LEFT(EU6131,ROW($1:$80)))))","v":""},{"$f":"IF(OR(ISBLANK(EV100),EV6131=\"\"),\"\",IF(ISERROR(-LOOKUP(1,-LEFT(EV6131,ROW($1:$80)))),0,-LOOKUP(1,-LEFT(EV6131,ROW($1:$80)))))","v":""},{"$f":"IF(OR(ISBLANK(EW100),EW6131=\"\"),\"\",IF(ISERROR(-LOOKUP(1,-LEFT(EW6131,ROW($1:$80)))),0,-LOOKUP(1,-LEFT(EW6131,ROW($1:$80)))))","v":""},{"$f":"IF(OR(ISBLANK(EX100),EX6131=\"\"),\"\",IF(ISERROR(-LOOKUP(1,-LEFT(EX6131,ROW($1:$80)))),0,-LOOKUP(1,-LEFT(EX6131,ROW($1:$80)))))","v":""},{"$f":"IF(OR(ISBLANK(EY100),EY6131=\"\"),\"\",IF(ISERROR(-LOOKUP(1,-LEFT(EY6131,ROW($1:$80)))),0,-LOOKUP(1,-LEFT(EY6131,ROW($1:$80)))))","v":""},{"$f":"IF(OR(ISBLANK(EZ100),EZ6131=\"\"),\"\",IF(ISERROR(-LOOKUP(1,-LEFT(EZ6131,ROW($1:$80)))),0,-LOOKUP(1,-LEFT(EZ6131,ROW($1:$80)))))","v":""},{"$f":"IF(OR(ISBLANK(FA100),FA6131=\"\"),\"\",IF(ISERROR(-LOOKUP(1,-LEFT(FA6131,ROW($1:$80)))),0,-LOOKUP(1,-LEFT(FA6131,ROW($1:$80)))))","v":""},{"$f":"IF(OR(ISBLANK(FB100),FB6131=\"\"),\"\",IF(ISERROR(-LOOKUP(1,-LEFT(FB6131,ROW($1:$80)))),0,-LOOKUP(1,-LEFT(FB6131,ROW($1:$80)))))","v":""},{"$f":"IF(OR(ISBLANK(FC100),FC6131=\"\"),\"\",IF(ISERROR(-LOOKUP(1,-LEFT(FC6131,ROW($1:$80)))),0,-LOOKUP(1,-LEFT(FC6131,ROW($1:$80)))))","v":""},{"$f":"IF(OR(ISBLANK(FD100),FD6131=\"\"),\"\",IF(ISERROR(-LOOKUP(1,-LEFT(FD6131,ROW($1:$80)))),0,-LOOKUP(1,-LEFT(FD6131,ROW($1:$80)))))","v":""},{"$f":"IF(OR(ISBLANK(FE100),FE6131=\"\"),\"\",IF(ISERROR(-LOOKUP(1,-LEFT(FE6131,ROW($1:$80)))),0,-LOOKUP(1,-LEFT(FE6131,ROW($1:$80)))))","v":""},{"$f":"IF(OR(ISBLANK(FF100),FF6131=\"\"),\"\",IF(ISERROR(-LOOKUP(1,-LEFT(FF6131,ROW($1:$80)))),0,-LOOKUP(1,-LEFT(FF6131,ROW($1:$80)))))","v":""},{"$f":"IF(OR(ISBLANK(FG100),FG6131=\"\"),\"\",IF(ISERROR(-LOOKUP(1,-LEFT(FG6131,ROW($1:$80)))),0,-LOOKUP(1,-LEFT(FG6131,ROW($1:$80)))))","v":""},{"$f":"IF(OR(ISBLANK(FH100),FH6131=\"\"),\"\",IF(ISERROR(-LOOKUP(1,-LEFT(FH6131,ROW($1:$80)))),0,-LOOKUP(1,-LEFT(FH6131,ROW($1:$80)))))","v":""},{"$f":"IF(OR(ISBLANK(FI100),FI6131=\"\"),\"\",IF(ISERROR(-LOOKUP(1,-LEFT(FI6131,ROW($1:$80)))),0,-LOOKUP(1,-LEFT(FI6131,ROW($1:$80)))))","v":""},{"$f":"IF(OR(ISBLANK(FJ100),FJ6131=\"\"),\"\",IF(ISERROR(-LOOKUP(1,-LEFT(FJ6131,ROW($1:$80)))),0,-LOOKUP(1,-LEFT(FJ6131,ROW($1:$80)))))","v":""},{"$f":"IF(OR(ISBLANK(FK100),FK6131=\"\"),\"\",IF(ISERROR(-LOOKUP(1,-LEFT(FK6131,ROW($1:$80)))),0,-LOOKUP(1,-LEFT(FK6131,ROW($1:$80)))))","v":""},{"$f":"IF(OR(ISBLANK(FL100),FL6131=\"\"),\"\",IF(ISERROR(-LOOKUP(1,-LEFT(FL6131,ROW($1:$80)))),0,-LOOKUP(1,-LEFT(FL6131,ROW($1:$80)))))","v":""},{"$f":"IF(OR(ISBLANK(FM100),FM6131=\"\"),\"\",IF(ISERROR(-LOOKUP(1,-LEFT(FM6131,ROW($1:$80)))),0,-LOOKUP(1,-LEFT(FM6131,ROW($1:$80)))))","v":""},{"$f":"IF(OR(ISBLANK(FN100),FN6131=\"\"),\"\",IF(ISERROR(-LOOKUP(1,-LEFT(FN6131,ROW($1:$80)))),0,-LOOKUP(1,-LEFT(FN6131,ROW($1:$80)))))","v":""},{"$f":"IF(OR(ISBLANK(FO100),FO6131=\"\"),\"\",IF(ISERROR(-LOOKUP(1,-LEFT(FO6131,ROW($1:$80)))),0,-LOOKUP(1,-LEFT(FO6131,ROW($1:$80)))))","v":""},{"$f":"IF(OR(ISBLANK(FP100),FP6131=\"\"),\"\",IF(ISERROR(-LOOKUP(1,-LEFT(FP6131,ROW($1:$80)))),0,-LOOKUP(1,-LEFT(FP6131,ROW($1:$80)))))","v":""},{"$f":"IF(OR(ISBLANK(FQ100),FQ6131=\"\"),\"\",IF(ISERROR(-LOOKUP(1,-LEFT(FQ6131,ROW($1:$80)))),0,-LOOKUP(1,-LEFT(FQ6131,ROW($1:$80)))))","v":""},{"$f":"IF(OR(ISBLANK(FR100),FR6131=\"\"),\"\",IF(ISERROR(-LOOKUP(1,-LEFT(FR6131,ROW($1:$80)))),0,-LOOKUP(1,-LEFT(FR6131,ROW($1:$80)))))","v":""},{"$f":"IF(OR(ISBLANK(FS100),FS6131=\"\"),\"\",IF(ISERROR(-LOOKUP(1,-LEFT(FS6131,ROW($1:$80)))),0,-LOOKUP(1,-LEFT(FS6131,ROW($1:$80)))))","v":""},{"$f":"IF(OR(ISBLANK(FT100),FT6131=\"\"),\"\",IF(ISERROR(-LOOKUP(1,-LEFT(FT6131,ROW($1:$80)))),0,-LOOKUP(1,-LEFT(FT6131,ROW($1:$80)))))","v":""},{"$f":"IF(OR(ISBLANK(FU100),FU6131=\"\"),\"\",IF(ISERROR(-LOOKUP(1,-LEFT(FU6131,ROW($1:$80)))),0,-LOOKUP(1,-LEFT(FU6131,ROW($1:$80)))))","v":""},{"$f":"IF(OR(ISBLANK(FV100),FV6131=\"\"),\"\",IF(ISERROR(-LOOKUP(1,-LEFT(FV6131,ROW($1:$80)))),0,-LOOKUP(1,-LEFT(FV6131,ROW($1:$80)))))","v":""},{"$f":"IF(OR(ISBLANK(FW100),FW6131=\"\"),\"\",IF(ISERROR(-LOOKUP(1,-LEFT(FW6131,ROW($1:$80)))),0,-LOOKUP(1,-LEFT(FW6131,ROW($1:$80)))))","v":""},{"$f":"IF(OR(ISBLANK(FX100),FX6131=\"\"),\"\",IF(ISERROR(-LOOKUP(1,-LEFT(FX6131,ROW($1:$80)))),0,-LOOKUP(1,-LEFT(FX6131,ROW($1:$80)))))","v":""},{"$f":"IF(OR(ISBLANK(FY100),FY6131=\"\"),\"\",IF(ISERROR(-LOOKUP(1,-LEFT(FY6131,ROW($1:$80)))),0,-LOOKUP(1,-LEFT(FY6131,ROW($1:$80)))))","v":""},{"$f":"IF(OR(ISBLANK(FZ100),FZ6131=\"\"),\"\",IF(ISERROR(-LOOKUP(1,-LEFT(FZ6131,ROW($1:$80)))),0,-LOOKUP(1,-LEFT(FZ6131,ROW($1:$80)))))","v":""},{"$f":"IF(OR(ISBLANK(GA100),GA6131=\"\"),\"\",IF(ISERROR(-LOOKUP(1,-LEFT(GA6131,ROW($1:$80)))),0,-LOOKUP(1,-LEFT(GA6131,ROW($1:$80)))))","v":""},{"$f":"IF(OR(ISBLANK(GB100),GB6131=\"\"),\"\",IF(ISERROR(-LOOKUP(1,-LEFT(GB6131,ROW($1:$80)))),0,-LOOKUP(1,-LEFT(GB6131,ROW($1:$80)))))","v":""},{"$f":"IF(OR(ISBLANK(GC100),GC6131=\"\"),\"\",IF(ISERROR(-LOOKUP(1,-LEFT(GC6131,ROW($1:$80)))),0,-LOOKUP(1,-LEFT(GC6131,ROW($1:$80)))))","v":""},{"$f":"IF(OR(ISBLANK(GD100),GD6131=\"\"),\"\",IF(ISERROR(-LOOKUP(1,-LEFT(GD6131,ROW($1:$80)))),0,-LOOKUP(1,-LEFT(GD6131,ROW($1:$80)))))","v":""},{"$f":"IF(OR(ISBLANK(GE100),GE6131=\"\"),\"\",IF(ISERROR(-LOOKUP(1,-LEFT(GE6131,ROW($1:$80)))),0,-LOOKUP(1,-LEFT(GE6131,ROW($1:$80)))))","v":""},{"$f":"IF(OR(ISBLANK(GF100),GF6131=\"\"),\"\",IF(ISERROR(-LOOKUP(1,-LEFT(GF6131,ROW($1:$80)))),0,-LOOKUP(1,-LEFT(GF6131,ROW($1:$80)))))","v":""},{"$f":"IF(OR(ISBLANK(GG100),GG6131=\"\"),\"\",IF(ISERROR(-LOOKUP(1,-LEFT(GG6131,ROW($1:$80)))),0,-LOOKUP(1,-LEFT(GG6131,ROW($1:$80)))))","v":""},{"$f":"IF(OR(ISBLANK(GH100),GH6131=\"\"),\"\",IF(ISERROR(-LOOKUP(1,-LEFT(GH6131,ROW($1:$80)))),0,-LOOKUP(1,-LEFT(GH6131,ROW($1:$80)))))","v":""},{"$f":"IF(OR(ISBLANK(GI100),GI6131=\"\"),\"\",IF(ISERROR(-LOOKUP(1,-LEFT(GI6131,ROW($1:$80)))),0,-LOOKUP(1,-LEFT(GI6131,ROW($1:$80)))))","v":""},{"$f":"IF(OR(ISBLANK(GJ100),GJ6131=\"\"),\"\",IF(ISERROR(-LOOKUP(1,-LEFT(GJ6131,ROW($1:$80)))),0,-LOOKUP(1,-LEFT(GJ6131,ROW($1:$80)))))","v":""},{"$f":"IF(OR(ISBLANK(GK100),GK6131=\"\"),\"\",IF(ISERROR(-LOOKUP(1,-LEFT(GK6131,ROW($1:$80)))),0,-LOOKUP(1,-LEFT(GK6131,ROW($1:$80)))))","v":""},{"$f":"IF(OR(ISBLANK(GL100),GL6131=\"\"),\"\",IF(ISERROR(-LOOKUP(1,-LEFT(GL6131,ROW($1:$80)))),0,-LOOKUP(1,-LEFT(GL6131,ROW($1:$80)))))","v":""},{"$f":"IF(OR(ISBLANK(GM100),GM6131=\"\"),\"\",IF(ISERROR(-LOOKUP(1,-LEFT(GM6131,ROW($1:$80)))),0,-LOOKUP(1,-LEFT(GM6131,ROW($1:$80)))))","v":""},{"$f":"IF(OR(ISBLANK(GN100),GN6131=\"\"),\"\",IF(ISERROR(-LOOKUP(1,-LEFT(GN6131,ROW($1:$80)))),0,-LOOKUP(1,-LEFT(GN6131,ROW($1:$80)))))","v":""},{"$f":"IF(OR(ISBLANK(GO100),GO6131=\"\"),\"\",IF(ISERROR(-LOOKUP(1,-LEFT(GO6131,ROW($1:$80)))),0,-LOOKUP(1,-LEFT(GO6131,ROW($1:$80)))))","v":""},{"$f":"IF(OR(ISBLANK(GP100),GP6131=\"\"),\"\",IF(ISERROR(-LOOKUP(1,-LEFT(GP6131,ROW($1:$80)))),0,-LOOKUP(1,-LEFT(GP6131,ROW($1:$80)))))","v":""},{"$f":"IF(OR(ISBLANK(GQ100),GQ6131=\"\"),\"\",IF(ISERROR(-LOOKUP(1,-LEFT(GQ6131,ROW($1:$80)))),0,-LOOKUP(1,-LEFT(GQ6131,ROW($1:$80)))))","v":""},{"$f":"IF(OR(ISBLANK(GR100),GR6131=\"\"),\"\",IF(ISERROR(-LOOKUP(1,-LEFT(GR6131,ROW($1:$80)))),0,-LOOKUP(1,-LEFT(GR6131,ROW($1:$80)))))","v":""},{"$f":"IF(OR(ISBLANK(GS100),GS6131=\"\"),\"\",IF(ISERROR(-LOOKUP(1,-LEFT(GS6131,ROW($1:$80)))),0,-LOOKUP(1,-LEFT(GS6131,ROW($1:$80)))))","v":""},{"$f":"IF(OR(ISBLANK(GT100),GT6131=\"\"),\"\",IF(ISERROR(-LOOKUP(1,-LEFT(GT6131,ROW($1:$80)))),0,-LOOKUP(1,-LEFT(GT6131,ROW($1:$80)))))","v":""},{"$f":"IF(OR(ISBLANK(GU100),GU6131=\"\"),\"\",IF(ISERROR(-LOOKUP(1,-LEFT(GU6131,ROW($1:$80)))),0,-LOOKUP(1,-LEFT(GU6131,ROW($1:$80)))))","v":""},{"$f":"IF(OR(ISBLANK(GV100),GV6131=\"\"),\"\",IF(ISERROR(-LOOKUP(1,-LEFT(GV6131,ROW($1:$80)))),0,-LOOKUP(1,-LEFT(GV6131,ROW($1:$80)))))","v":""},{"$f":"IF(OR(ISBLANK(GW100),GW6131=\"\"),\"\",IF(ISERROR(-LOOKUP(1,-LEFT(GW6131,ROW($1:$80)))),0,-LOOKUP(1,-LEFT(GW6131,ROW($1:$80)))))","v":""},{"$f":"IF(OR(ISBLANK(GX100),GX6131=\"\"),\"\",IF(ISERROR(-LOOKUP(1,-LEFT(GX6131,ROW($1:$80)))),0,-LOOKUP(1,-LEFT(GX6131,ROW($1:$80)))))","v":""},{"$f":"IF(OR(ISBLANK(GY100),GY6131=\"\"),\"\",IF(ISERROR(-LOOKUP(1,-LEFT(GY6131,ROW($1:$80)))),0,-LOOKUP(1,-LEFT(GY6131,ROW($1:$80)))))","v":""},{"$f":"IF(OR(ISBLANK(GZ100),GZ6131=\"\"),\"\",IF(ISERROR(-LOOKUP(1,-LEFT(GZ6131,ROW($1:$80)))),0,-LOOKUP(1,-LEFT(GZ6131,ROW($1:$80)))))","v":""},{"$f":"IF(OR(ISBLANK(HA100),HA6131=\"\"),\"\",IF(ISERROR(-LOOKUP(1,-LEFT(HA6131,ROW($1:$80)))),0,-LOOKUP(1,-LEFT(HA6131,ROW($1:$80)))))","v":""},{"$f":"IF(OR(ISBLANK(HB100),HB6131=\"\"),\"\",IF(ISERROR(-LOOKUP(1,-LEFT(HB6131,ROW($1:$80)))),0,-LOOKUP(1,-LEFT(HB6131,ROW($1:$80)))))","v":""},{"$f":"IF(OR(ISBLANK(HC100),HC6131=\"\"),\"\",IF(ISERROR(-LOOKUP(1,-LEFT(HC6131,ROW($1:$80)))),0,-LOOKUP(1,-LEFT(HC6131,ROW($1:$80)))))","v":""},{"$f":"IF(OR(ISBLANK(HD100),HD6131=\"\"),\"\",IF(ISERROR(-LOOKUP(1,-LEFT(HD6131,ROW($1:$80)))),0,-LOOKUP(1,-LEFT(HD6131,ROW($1:$80)))))","v":""},{"$f":"IF(OR(ISBLANK(HE100),HE6131=\"\"),\"\",IF(ISERROR(-LOOKUP(1,-LEFT(HE6131,ROW($1:$80)))),0,-LOOKUP(1,-LEFT(HE6131,ROW($1:$80)))))","v":""},{"$f":"IF(OR(ISBLANK(HF100),HF6131=\"\"),\"\",IF(ISERROR(-LOOKUP(1,-LEFT(HF6131,ROW($1:$80)))),0,-LOOKUP(1,-LEFT(HF6131,ROW($1:$80)))))","v":""},{"$f":"IF(OR(ISBLANK(HG100),HG6131=\"\"),\"\",IF(ISERROR(-LOOKUP(1,-LEFT(HG6131,ROW($1:$80)))),0,-LOOKUP(1,-LEFT(HG6131,ROW($1:$80)))))","v":""},{"$f":"IF(OR(ISBLANK(HH100),HH6131=\"\"),\"\",IF(ISERROR(-LOOKUP(1,-LEFT(HH6131,ROW($1:$80)))),0,-LOOKUP(1,-LEFT(HH6131,ROW($1:$80)))))","v":""},{"$f":"IF(OR(ISBLANK(HI100),HI6131=\"\"),\"\",IF(ISERROR(-LOOKUP(1,-LEFT(HI6131,ROW($1:$80)))),0,-LOOKUP(1,-LEFT(HI6131,ROW($1:$80)))))","v":""},{"$f":"IF(OR(ISBLANK(HJ100),HJ6131=\"\"),\"\",IF(ISERROR(-LOOKUP(1,-LEFT(HJ6131,ROW($1:$80)))),0,-LOOKUP(1,-LEFT(HJ6131,ROW($1:$80)))))","v":""},{"$f":"IF(OR(ISBLANK(HK100),HK6131=\"\"),\"\",IF(ISERROR(-LOOKUP(1,-LEFT(HK6131,ROW($1:$80)))),0,-LOOKUP(1,-LEFT(HK6131,ROW($1:$80)))))","v":""},{"$f":"IF(OR(ISBLANK(HL100),HL6131=\"\"),\"\",IF(ISERROR(-LOOKUP(1,-LEFT(HL6131,ROW($1:$80)))),0,-LOOKUP(1,-LEFT(HL6131,ROW($1:$80)))))","v":""},{"$f":"IF(OR(ISBLANK(HM100),HM6131=\"\"),\"\",IF(ISERROR(-LOOKUP(1,-LEFT(HM6131,ROW($1:$80)))),0,-LOOKUP(1,-LEFT(HM6131,ROW($1:$80)))))","v":""},{"$f":"IF(OR(ISBLANK(HN100),HN6131=\"\"),\"\",IF(ISERROR(-LOOKUP(1,-LEFT(HN6131,ROW($1:$80)))),0,-LOOKUP(1,-LEFT(HN6131,ROW($1:$80)))))","v":""},{"$f":"IF(OR(ISBLANK(HO100),HO6131=\"\"),\"\",IF(ISERROR(-LOOKUP(1,-LEFT(HO6131,ROW($1:$80)))),0,-LOOKUP(1,-LEFT(HO6131,ROW($1:$80)))))","v":""},{"$f":"IF(OR(ISBLANK(HP100),HP6131=\"\"),\"\",IF(ISERROR(-LOOKUP(1,-LEFT(HP6131,ROW($1:$80)))),0,-LOOKUP(1,-LEFT(HP6131,ROW($1:$80)))))","v":""},{"$f":"IF(OR(ISBLANK(HQ100),HQ6131=\"\"),\"\",IF(ISERROR(-LOOKUP(1,-LEFT(HQ6131,ROW($1:$80)))),0,-LOOKUP(1,-LEFT(HQ6131,ROW($1:$80)))))","v":""},{"$f":"IF(OR(ISBLANK(HR100),HR6131=\"\"),\"\",IF(ISERROR(-LOOKUP(1,-LEFT(HR6131,ROW($1:$80)))),0,-LOOKUP(1,-LEFT(HR6131,ROW($1:$80)))))","v":""},{"$f":"IF(OR(ISBLANK(HS100),HS6131=\"\"),\"\",IF(ISERROR(-LOOKUP(1,-LEFT(HS6131,ROW($1:$80)))),0,-LOOKUP(1,-LEFT(HS6131,ROW($1:$80)))))","v":""},{"$f":"IF(OR(ISBLANK(HT100),HT6131=\"\"),\"\",IF(ISERROR(-LOOKUP(1,-LEFT(HT6131,ROW($1:$80)))),0,-LOOKUP(1,-LEFT(HT6131,ROW($1:$80)))))","v":""},{"$f":"IF(OR(ISBLANK(HU100),HU6131=\"\"),\"\",IF(ISERROR(-LOOKUP(1,-LEFT(HU6131,ROW($1:$80)))),0,-LOOKUP(1,-LEFT(HU6131,ROW($1:$80)))))","v":""},{"$f":"IF(OR(ISBLANK(HV100),HV6131=\"\"),\"\",IF(ISERROR(-LOOKUP(1,-LEFT(HV6131,ROW($1:$80)))),0,-LOOKUP(1,-LEFT(HV6131,ROW($1:$80)))))","v":""},{"$f":"IF(OR(ISBLANK(HW100),HW6131=\"\"),\"\",IF(ISERROR(-LOOKUP(1,-LEFT(HW6131,ROW($1:$80)))),0,-LOOKUP(1,-LEFT(HW6131,ROW($1:$80)))))","v":""},{"$f":"IF(OR(ISBLANK(HX100),HX6131=\"\"),\"\",IF(ISERROR(-LOOKUP(1,-LEFT(HX6131,ROW($1:$80)))),0,-LOOKUP(1,-LEFT(HX6131,ROW($1:$80)))))","v":""},{"$f":"IF(OR(ISBLANK(HY100),HY6131=\"\"),\"\",IF(ISERROR(-LOOKUP(1,-LEFT(HY6131,ROW($1:$80)))),0,-LOOKUP(1,-LEFT(HY6131,ROW($1:$80)))))","v":""},{"$f":"IF(OR(ISBLANK(HZ100),HZ6131=\"\"),\"\",IF(ISERROR(-LOOKUP(1,-LEFT(HZ6131,ROW($1:$80)))),0,-LOOKUP(1,-LEFT(HZ6131,ROW($1:$80)))))","v":""},{"$f":"IF(OR(ISBLANK(IA100),IA6131=\"\"),\"\",IF(ISERROR(-LOOKUP(1,-LEFT(IA6131,ROW($1:$80)))),0,-LOOKUP(1,-LEFT(IA6131,ROW($1:$80)))))","v":""},{"$f":"IF(OR(ISBLANK(IB100),IB6131=\"\"),\"\",IF(ISERROR(-LOOKUP(1,-LEFT(IB6131,ROW($1:$80)))),0,-LOOKUP(1,-LEFT(IB6131,ROW($1:$80)))))","v":""},{"$f":"IF(OR(ISBLANK(IC100),IC6131=\"\"),\"\",IF(ISERROR(-LOOKUP(1,-LEFT(IC6131,ROW($1:$80)))),0,-LOOKUP(1,-LEFT(IC6131,ROW($1:$80)))))","v":""},{"$f":"IF(OR(ISBLANK(ID100),ID6131=\"\"),\"\",IF(ISERROR(-LOOKUP(1,-LEFT(ID6131,ROW($1:$80)))),0,-LOOKUP(1,-LEFT(ID6131,ROW($1:$80)))))","v":""},{"$f":"IF(OR(ISBLANK(IE100),IE6131=\"\"),\"\",IF(ISERROR(-LOOKUP(1,-LEFT(IE6131,ROW($1:$80)))),0,-LOOKUP(1,-LEFT(IE6131,ROW($1:$80)))))","v":""},{"$f":"IF(OR(ISBLANK(IF100),IF6131=\"\"),\"\",IF(ISERROR(-LOOKUP(1,-LEFT(IF6131,ROW($1:$80)))),0,-LOOKUP(1,-LEFT(IF6131,ROW($1:$80)))))","v":""},{"$f":"IF(OR(ISBLANK(IG100),IG6131=\"\"),\"\",IF(ISERROR(-LOOKUP(1,-LEFT(IG6131,ROW($1:$80)))),0,-LOOKUP(1,-LEFT(IG6131,ROW($1:$80)))))","v":""},{"$f":"IF(OR(ISBLANK(IH100),IH6131=\"\"),\"\",IF(ISERROR(-LOOKUP(1,-LEFT(IH6131,ROW($1:$80)))),0,-LOOKUP(1,-LEFT(IH6131,ROW($1:$80)))))","v":""},{"$f":"IF(OR(ISBLANK(II100),II6131=\"\"),\"\",IF(ISERROR(-LOOKUP(1,-LEFT(II6131,ROW($1:$80)))),0,-LOOKUP(1,-LEFT(II6131,ROW($1:$80)))))","v":""},{"$f":"IF(OR(ISBLANK(IJ100),IJ6131=\"\"),\"\",IF(ISERROR(-LOOKUP(1,-LEFT(IJ6131,ROW($1:$80)))),0,-LOOKUP(1,-LEFT(IJ6131,ROW($1:$80)))))","v":""},{"$f":"IF(OR(ISBLANK(IK100),IK6131=\"\"),\"\",IF(ISERROR(-LOOKUP(1,-LEFT(IK6131,ROW($1:$80)))),0,-LOOKUP(1,-LEFT(IK6131,ROW($1:$80)))))","v":""},{"$f":"IF(OR(ISBLANK(IL100),IL6131=\"\"),\"\",IF(ISERROR(-LOOKUP(1,-LEFT(IL6131,ROW($1:$80)))),0,-LOOKUP(1,-LEFT(IL6131,ROW($1:$80)))))","v":""},{"$f":"IF(OR(ISBLANK(IM100),IM6131=\"\"),\"\",IF(ISERROR(-LOOKUP(1,-LEFT(IM6131,ROW($1:$80)))),0,-LOOKUP(1,-LEFT(IM6131,ROW($1:$80)))))","v":""},{"$f":"IF(OR(ISBLANK(IN100),IN6131=\"\"),\"\",IF(ISERROR(-LOOKUP(1,-LEFT(IN6131,ROW($1:$80)))),0,-LOOKUP(1,-LEFT(IN6131,ROW($1:$80)))))","v":""},{"$f":"IF(OR(ISBLANK(IO100),IO6131=\"\"),\"\",IF(ISERROR(-LOOKUP(1,-LEFT(IO6131,ROW($1:$80)))),0,-LOOKUP(1,-LEFT(IO6131,ROW($1:$80)))))","v":""},{"$f":"IF(OR(ISBLANK(IP100),IP6131=\"\"),\"\",IF(ISERROR(-LOOKUP(1,-LEFT(IP6131,ROW($1:$80)))),0,-LOOKUP(1,-LEFT(IP6131,ROW($1:$80)))))","v":""},{"$f":"IF(OR(ISBLANK(IQ100),IQ6131=\"\"),\"\",IF(ISERROR(-LOOKUP(1,-LEFT(IQ6131,ROW($1:$80)))),0,-LOOKUP(1,-LEFT(IQ6131,ROW($1:$80)))))","v":""},{"$f":"IF(OR(ISBLANK(IR100),IR6131=\"\"),\"\",IF(ISERROR(-LOOKUP(1,-LEFT(IR6131,ROW($1:$80)))),0,-LOOKUP(1,-LEFT(IR6131,ROW($1:$80)))))","v":""},{"$f":"IF(OR(ISBLANK(IS100),IS6131=\"\"),\"\",IF(ISERROR(-LOOKUP(1,-LEFT(IS6131,ROW($1:$80)))),0,-LOOKUP(1,-LEFT(IS6131,ROW($1:$80)))))","v":""},{"$f":"IF(OR(ISBLANK(IT100),IT6131=\"\"),\"\",IF(ISERROR(-LOOKUP(1,-LEFT(IT6131,ROW($1:$80)))),0,-LOOKUP(1,-LEFT(IT6131,ROW($1:$80)))))","v":""},{"$f":"IF(OR(ISBLANK(IU100),IU6131=\"\"),\"\",IF(ISERROR(-LOOKUP(1,-LEFT(IU6131,ROW($1:$80)))),0,-LOOKUP(1,-LEFT(IU6131,ROW($1:$80)))))","v":""},{"$f":"IF(OR(ISBLANK(IV100),IV6131=\"\"),\"\",IF(ISERROR(-LOOKUP(1,-LEFT(IV6131,ROW($1:$80)))),0,-LOOKUP(1,-LEFT(IV6131,ROW($1:$80)))))","v":""},{"$f":"IF(OR(ISBLANK(IW100),IW6131=\"\"),\"\",IF(ISERROR(-LOOKUP(1,-LEFT(IW6131,ROW($1:$80)))),0,-LOOKUP(1,-LEFT(IW6131,ROW($1:$80)))))","v":""},{"$f":"IF(OR(ISBLANK(IX100),IX6131=\"\"),\"\",IF(ISERROR(-LOOKUP(1,-LEFT(IX6131,ROW($1:$80)))),0,-LOOKUP(1,-LEFT(IX6131,ROW($1:$80)))))","v":""},{"$f":"IF(OR(ISBLANK(IY100),IY6131=\"\"),\"\",IF(ISERROR(-LOOKUP(1,-LEFT(IY6131,ROW($1:$80)))),0,-LOOKUP(1,-LEFT(IY6131,ROW($1:$80)))))","v":""},{"$f":"IF(OR(ISBLANK(IZ100),IZ6131=\"\"),\"\",IF(ISERROR(-LOOKUP(1,-LEFT(IZ6131,ROW($1:$80)))),0,-LOOKUP(1,-LEFT(IZ6131,ROW($1:$80)))))","v":""},{"$f":"IF(OR(ISBLANK(JA100),JA6131=\"\"),\"\",IF(ISERROR(-LOOKUP(1,-LEFT(JA6131,ROW($1:$80)))),0,-LOOKUP(1,-LEFT(JA6131,ROW($1:$80)))))","v":""},{"$f":"IF(OR(ISBLANK(JB100),JB6131=\"\"),\"\",IF(ISERROR(-LOOKUP(1,-LEFT(JB6131,ROW($1:$80)))),0,-LOOKUP(1,-LEFT(JB6131,ROW($1:$80)))))","v":""},{"$f":"IF(OR(ISBLANK(JC100),JC6131=\"\"),\"\",IF(ISERROR(-LOOKUP(1,-LEFT(JC6131,ROW($1:$80)))),0,-LOOKUP(1,-LEFT(JC6131,ROW($1:$80)))))","v":""},{"$f":"IF(OR(ISBLANK(JD100),JD6131=\"\"),\"\",IF(ISERROR(-LOOKUP(1,-LEFT(JD6131,ROW($1:$80)))),0,-LOOKUP(1,-LEFT(JD6131,ROW($1:$80)))))","v":""},{"$f":"IF(OR(ISBLANK(JE100),JE6131=\"\"),\"\",IF(ISERROR(-LOOKUP(1,-LEFT(JE6131,ROW($1:$80)))),0,-LOOKUP(1,-LEFT(JE6131,ROW($1:$80)))))","v":""},{"$f":"IF(OR(ISBLANK(JF100),JF6131=\"\"),\"\",IF(ISERROR(-LOOKUP(1,-LEFT(JF6131,ROW($1:$80)))),0,-LOOKUP(1,-LEFT(JF6131,ROW($1:$80)))))","v":""},{"$f":"IF(OR(ISBLANK(JG100),JG6131=\"\"),\"\",IF(ISERROR(-LOOKUP(1,-LEFT(JG6131,ROW($1:$80)))),0,-LOOKUP(1,-LEFT(JG6131,ROW($1:$80)))))","v":""},{"$f":"IF(OR(ISBLANK(JH100),JH6131=\"\"),\"\",IF(ISERROR(-LOOKUP(1,-LEFT(JH6131,ROW($1:$80)))),0,-LOOKUP(1,-LEFT(JH6131,ROW($1:$80)))))","v":""},{"$f":"IF(OR(ISBLANK(JI100),JI6131=\"\"),\"\",IF(ISERROR(-LOOKUP(1,-LEFT(JI6131,ROW($1:$80)))),0,-LOOKUP(1,-LEFT(JI6131,ROW($1:$80)))))","v":""},{"$f":"IF(OR(ISBLANK(JJ100),JJ6131=\"\"),\"\",IF(ISERROR(-LOOKUP(1,-LEFT(JJ6131,ROW($1:$80)))),0,-LOOKUP(1,-LEFT(JJ6131,ROW($1:$80)))))","v":""},{"$f":"IF(OR(ISBLANK(JK100),JK6131=\"\"),\"\",IF(ISERROR(-LOOKUP(1,-LEFT(JK6131,ROW($1:$80)))),0,-LOOKUP(1,-LEFT(JK6131,ROW($1:$80)))))","v":""},{"$f":"IF(OR(ISBLANK(JL100),JL6131=\"\"),\"\",IF(ISERROR(-LOOKUP(1,-LEFT(JL6131,ROW($1:$80)))),0,-LOOKUP(1,-LEFT(JL6131,ROW($1:$80)))))","v":""},{"$f":"IF(OR(ISBLANK(JM100),JM6131=\"\"),\"\",IF(ISERROR(-LOOKUP(1,-LEFT(JM6131,ROW($1:$80)))),0,-LOOKUP(1,-LEFT(JM6131,ROW($1:$80)))))","v":""},{"$f":"IF(OR(ISBLANK(JN100),JN6131=\"\"),\"\",IF(ISERROR(-LOOKUP(1,-LEFT(JN6131,ROW($1:$80)))),0,-LOOKUP(1,-LEFT(JN6131,ROW($1:$80)))))","v":""},{"$f":"IF(OR(ISBLANK(JO100),JO6131=\"\"),\"\",IF(ISERROR(-LOOKUP(1,-LEFT(JO6131,ROW($1:$80)))),0,-LOOKUP(1,-LEFT(JO6131,ROW($1:$80)))))","v":""},{"$f":"IF(OR(ISBLANK(JP100),JP6131=\"\"),\"\",IF(ISERROR(-LOOKUP(1,-LEFT(JP6131,ROW($1:$80)))),0,-LOOKUP(1,-LEFT(JP6131,ROW($1:$80)))))","v":""},{"$f":"IF(OR(ISBLANK(JQ100),JQ6131=\"\"),\"\",IF(ISERROR(-LOOKUP(1,-LEFT(JQ6131,ROW($1:$80)))),0,-LOOKUP(1,-LEFT(JQ6131,ROW($1:$80)))))","v":""},{"$f":"IF(OR(ISBLANK(JR100),JR6131=\"\"),\"\",IF(ISERROR(-LOOKUP(1,-LEFT(JR6131,ROW($1:$80)))),0,-LOOKUP(1,-LEFT(JR6131,ROW($1:$80)))))","v":""},{"$f":"IF(OR(ISBLANK(JS100),JS6131=\"\"),\"\",IF(ISERROR(-LOOKUP(1,-LEFT(JS6131,ROW($1:$80)))),0,-LOOKUP(1,-LEFT(JS6131,ROW($1:$80)))))","v":""},{"$f":"IF(OR(ISBLANK(JT100),JT6131=\"\"),\"\",IF(ISERROR(-LOOKUP(1,-LEFT(JT6131,ROW($1:$80)))),0,-LOOKUP(1,-LEFT(JT6131,ROW($1:$80)))))","v":""},{"$f":"IF(OR(ISBLANK(JU100),JU6131=\"\"),\"\",IF(ISERROR(-LOOKUP(1,-LEFT(JU6131,ROW($1:$80)))),0,-LOOKUP(1,-LEFT(JU6131,ROW($1:$80)))))","v":""},{"$f":"IF(OR(ISBLANK(JV100),JV6131=\"\"),\"\",IF(ISERROR(-LOOKUP(1,-LEFT(JV6131,ROW($1:$80)))),0,-LOOKUP(1,-LEFT(JV6131,ROW($1:$80)))))","v":""},{"$f":"IF(OR(ISBLANK(JW100),JW6131=\"\"),\"\",IF(ISERROR(-LOOKUP(1,-LEFT(JW6131,ROW($1:$80)))),0,-LOOKUP(1,-LEFT(JW6131,ROW($1:$80)))))","v":""},{"$f":"IF(OR(ISBLANK(JX100),JX6131=\"\"),\"\",IF(ISERROR(-LOOKUP(1,-LEFT(JX6131,ROW($1:$80)))),0,-LOOKUP(1,-LEFT(JX6131,ROW($1:$80)))))","v":""},{"$f":"IF(OR(ISBLANK(JY100),JY6131=\"\"),\"\",IF(ISERROR(-LOOKUP(1,-LEFT(JY6131,ROW($1:$80)))),0,-LOOKUP(1,-LEFT(JY6131,ROW($1:$80)))))","v":""},{"$f":"IF(OR(ISBLANK(JZ100),JZ6131=\"\"),\"\",IF(ISERROR(-LOOKUP(1,-LEFT(JZ6131,ROW($1:$80)))),0,-LOOKUP(1,-LEFT(JZ6131,ROW($1:$80)))))","v":""},{"$f":"IF(OR(ISBLANK(KA100),KA6131=\"\"),\"\",IF(ISERROR(-LOOKUP(1,-LEFT(KA6131,ROW($1:$80)))),0,-LOOKUP(1,-LEFT(KA6131,ROW($1:$80)))))","v":""},{"$f":"IF(OR(ISBLANK(KB100),KB6131=\"\"),\"\",IF(ISERROR(-LOOKUP(1,-LEFT(KB6131,ROW($1:$80)))),0,-LOOKUP(1,-LEFT(KB6131,ROW($1:$80)))))","v":""},{"$f":"IF(OR(ISBLANK(KC100),KC6131=\"\"),\"\",IF(ISERROR(-LOOKUP(1,-LEFT(KC6131,ROW($1:$80)))),0,-LOOKUP(1,-LEFT(KC6131,ROW($1:$80)))))","v":""},{"$f":"IF(OR(ISBLANK(KD100),KD6131=\"\"),\"\",IF(ISERROR(-LOOKUP(1,-LEFT(KD6131,ROW($1:$80)))),0,-LOOKUP(1,-LEFT(KD6131,ROW($1:$80)))))","v":""},{"$f":"IF(OR(ISBLANK(KE100),KE6131=\"\"),\"\",IF(ISERROR(-LOOKUP(1,-LEFT(KE6131,ROW($1:$80)))),0,-LOOKUP(1,-LEFT(KE6131,ROW($1:$80)))))","v":""},{"$f":"IF(OR(ISBLANK(KF100),KF6131=\"\"),\"\",IF(ISERROR(-LOOKUP(1,-LEFT(KF6131,ROW($1:$80)))),0,-LOOKUP(1,-LEFT(KF6131,ROW($1:$80)))))","v":""},{"$f":"IF(OR(ISBLANK(KG100),KG6131=\"\"),\"\",IF(ISERROR(-LOOKUP(1,-LEFT(KG6131,ROW($1:$80)))),0,-LOOKUP(1,-LEFT(KG6131,ROW($1:$80)))))","v":""},{"$f":"IF(OR(ISBLANK(KH100),KH6131=\"\"),\"\",IF(ISERROR(-LOOKUP(1,-LEFT(KH6131,ROW($1:$80)))),0,-LOOKUP(1,-LEFT(KH6131,ROW($1:$80)))))","v":""},{"$f":"IF(OR(ISBLANK(KI100),KI6131=\"\"),\"\",IF(ISERROR(-LOOKUP(1,-LEFT(KI6131,ROW($1:$80)))),0,-LOOKUP(1,-LEFT(KI6131,ROW($1:$80)))))","v":""},{"$f":"IF(OR(ISBLANK(KJ100),KJ6131=\"\"),\"\",IF(ISERROR(-LOOKUP(1,-LEFT(KJ6131,ROW($1:$80)))),0,-LOOKUP(1,-LEFT(KJ6131,ROW($1:$80)))))","v":""},{"$f":"IF(OR(ISBLANK(KK100),KK6131=\"\"),\"\",IF(ISERROR(-LOOKUP(1,-LEFT(KK6131,ROW($1:$80)))),0,-LOOKUP(1,-LEFT(KK6131,ROW($1:$80)))))","v":""},{"$f":"IF(OR(ISBLANK(KL100),KL6131=\"\"),\"\",IF(ISERROR(-LOOKUP(1,-LEFT(KL6131,ROW($1:$80)))),0,-LOOKUP(1,-LEFT(KL6131,ROW($1:$80)))))","v":""},{"$f":"IF(OR(ISBLANK(KM100),KM6131=\"\"),\"\",IF(ISERROR(-LOOKUP(1,-LEFT(KM6131,ROW($1:$80)))),0,-LOOKUP(1,-LEFT(KM6131,ROW($1:$80)))))","v":""},{"$f":"IF(OR(ISBLANK(KN100),KN6131=\"\"),\"\",IF(ISERROR(-LOOKUP(1,-LEFT(KN6131,ROW($1:$80)))),0,-LOOKUP(1,-LEFT(KN6131,ROW($1:$80)))))","v":""},{"$f":"IF(OR(ISBLANK(KO100),KO6131=\"\"),\"\",IF(ISERROR(-LOOKUP(1,-LEFT(KO6131,ROW($1:$80)))),0,-LOOKUP(1,-LEFT(KO6131,ROW($1:$80)))))","v":""},{"$f":"IF(OR(ISBLANK(KP100),KP6131=\"\"),\"\",IF(ISERROR(-LOOKUP(1,-LEFT(KP6131,ROW($1:$80)))),0,-LOOKUP(1,-LEFT(KP6131,ROW($1:$80)))))","v":""},{"$f":"IF(OR(ISBLANK(KQ100),KQ6131=\"\"),\"\",IF(ISERROR(-LOOKUP(1,-LEFT(KQ6131,ROW($1:$80)))),0,-LOOKUP(1,-LEFT(KQ6131,ROW($1:$80)))))","v":""},{"$f":"IF(OR(ISBLANK(KR100),KR6131=\"\"),\"\",IF(ISERROR(-LOOKUP(1,-LEFT(KR6131,ROW($1:$80)))),0,-LOOKUP(1,-LEFT(KR6131,ROW($1:$80)))))","v":""},{"$f":"IF(OR(ISBLANK(KS100),KS6131=\"\"),\"\",IF(ISERROR(-LOOKUP(1,-LEFT(KS6131,ROW($1:$80)))),0,-LOOKUP(1,-LEFT(KS6131,ROW($1:$80)))))","v":""},{"$f":"IF(OR(ISBLANK(KT100),KT6131=\"\"),\"\",IF(ISERROR(-LOOKUP(1,-LEFT(KT6131,ROW($1:$80)))),0,-LOOKUP(1,-LEFT(KT6131,ROW($1:$80)))))","v":""},{"$f":"IF(OR(ISBLANK(KU100),KU6131=\"\"),\"\",IF(ISERROR(-LOOKUP(1,-LEFT(KU6131,ROW($1:$80)))),0,-LOOKUP(1,-LEFT(KU6131,ROW($1:$80)))))","v":""},{"$f":"IF(OR(ISBLANK(KV100),KV6131=\"\"),\"\",IF(ISERROR(-LOOKUP(1,-LEFT(KV6131,ROW($1:$80)))),0,-LOOKUP(1,-LEFT(KV6131,ROW($1:$80)))))","v":""},{"$f":"IF(OR(ISBLANK(KW100),KW6131=\"\"),\"\",IF(ISERROR(-LOOKUP(1,-LEFT(KW6131,ROW($1:$80)))),0,-LOOKUP(1,-LEFT(KW6131,ROW($1:$80)))))","v":""},{"$f":"IF(OR(ISBLANK(KX100),KX6131=\"\"),\"\",IF(ISERROR(-LOOKUP(1,-LEFT(KX6131,ROW($1:$80)))),0,-LOOKUP(1,-LEFT(KX6131,ROW($1:$80)))))","v":""},{"$f":"IF(OR(ISBLANK(KY100),KY6131=\"\"),\"\",IF(ISERROR(-LOOKUP(1,-LEFT(KY6131,ROW($1:$80)))),0,-LOOKUP(1,-LEFT(KY6131,ROW($1:$80)))))","v":""},{"$f":"IF(OR(ISBLANK(KZ100),KZ6131=\"\"),\"\",IF(ISERROR(-LOOKUP(1,-LEFT(KZ6131,ROW($1:$80)))),0,-LOOKUP(1,-LEFT(KZ6131,ROW($1:$80)))))","v":""},{"$f":"IF(OR(ISBLANK(LA100),LA6131=\"\"),\"\",IF(ISERROR(-LOOKUP(1,-LEFT(LA6131,ROW($1:$80)))),0,-LOOKUP(1,-LEFT(LA6131,ROW($1:$80)))))","v":""},{"$f":"IF(OR(ISBLANK(LB100),LB6131=\"\"),\"\",IF(ISERROR(-LOOKUP(1,-LEFT(LB6131,ROW($1:$80)))),0,-LOOKUP(1,-LEFT(LB6131,ROW($1:$80)))))","v":""},{"$f":"IF(OR(ISBLANK(LC100),LC6131=\"\"),\"\",IF(ISERROR(-LOOKUP(1,-LEFT(LC6131,ROW($1:$80)))),0,-LOOKUP(1,-LEFT(LC6131,ROW($1:$80)))))","v":""},{"$f":"IF(OR(ISBLANK(LD100),LD6131=\"\"),\"\",IF(ISERROR(-LOOKUP(1,-LEFT(LD6131,ROW($1:$80)))),0,-LOOKUP(1,-LEFT(LD6131,ROW($1:$80)))))","v":""},{"$f":"IF(OR(ISBLANK(LE100),LE6131=\"\"),\"\",IF(ISERROR(-LOOKUP(1,-LEFT(LE6131,ROW($1:$80)))),0,-LOOKUP(1,-LEFT(LE6131,ROW($1:$80)))))","v":""},{"$f":"IF(OR(ISBLANK(LF100),LF6131=\"\"),\"\",IF(ISERROR(-LOOKUP(1,-LEFT(LF6131,ROW($1:$80)))),0,-LOOKUP(1,-LEFT(LF6131,ROW($1:$80)))))","v":""},{"$f":"IF(OR(ISBLANK(LG100),LG6131=\"\"),\"\",IF(ISERROR(-LOOKUP(1,-LEFT(LG6131,ROW($1:$80)))),0,-LOOKUP(1,-LEFT(LG6131,ROW($1:$80)))))","v":""},{"$f":"IF(OR(ISBLANK(LH100),LH6131=\"\"),\"\",IF(ISERROR(-LOOKUP(1,-LEFT(LH6131,ROW($1:$80)))),0,-LOOKUP(1,-LEFT(LH6131,ROW($1:$80)))))","v":""},{"$f":"IF(OR(ISBLANK(LI100),LI6131=\"\"),\"\",IF(ISERROR(-LOOKUP(1,-LEFT(LI6131,ROW($1:$80)))),0,-LOOKUP(1,-LEFT(LI6131,ROW($1:$80)))))","v":""},{"$f":"IF(OR(ISBLANK(LJ100),LJ6131=\"\"),\"\",IF(ISERROR(-LOOKUP(1,-LEFT(LJ6131,ROW($1:$80)))),0,-LOOKUP(1,-LEFT(LJ6131,ROW($1:$80)))))","v":""},{"$f":"IF(OR(ISBLANK(LK100),LK6131=\"\"),\"\",IF(ISERROR(-LOOKUP(1,-LEFT(LK6131,ROW($1:$80)))),0,-LOOKUP(1,-LEFT(LK6131,ROW($1:$80)))))","v":""},{"$f":"IF(OR(ISBLANK(LL100),LL6131=\"\"),\"\",IF(ISERROR(-LOOKUP(1,-LEFT(LL6131,ROW($1:$80)))),0,-LOOKUP(1,-LEFT(LL6131,ROW($1:$80)))))","v":""},{"$f":"IF(OR(ISBLANK(LM100),LM6131=\"\"),\"\",IF(ISERROR(-LOOKUP(1,-LEFT(LM6131,ROW($1:$80)))),0,-LOOKUP(1,-LEFT(LM6131,ROW($1:$80)))))","v":""},{"$f":"IF(OR(ISBLANK(LN100),LN6131=\"\"),\"\",IF(ISERROR(-LOOKUP(1,-LEFT(LN6131,ROW($1:$80)))),0,-LOOKUP(1,-LEFT(LN6131,ROW($1:$80)))))","v":""},{"$f":"IF(OR(ISBLANK(LO100),LO6131=\"\"),\"\",IF(ISERROR(-LOOKUP(1,-LEFT(LO6131,ROW($1:$80)))),0,-LOOKUP(1,-LEFT(LO6131,ROW($1:$80)))))","v":""},{"$f":"IF(OR(ISBLANK(LP100),LP6131=\"\"),\"\",IF(ISERROR(-LOOKUP(1,-LEFT(LP6131,ROW($1:$80)))),0,-LOOKUP(1,-LEFT(LP6131,ROW($1:$80)))))","v":""},{"$f":"IF(OR(ISBLANK(LQ100),LQ6131=\"\"),\"\",IF(ISERROR(-LOOKUP(1,-LEFT(LQ6131,ROW($1:$80)))),0,-LOOKUP(1,-LEFT(LQ6131,ROW($1:$80)))))","v":""},{"$f":"IF(OR(ISBLANK(LR100),LR6131=\"\"),\"\",IF(ISERROR(-LOOKUP(1,-LEFT(LR6131,ROW($1:$80)))),0,-LOOKUP(1,-LEFT(LR6131,ROW($1:$80)))))","v":""},{"$f":"IF(OR(ISBLANK(LS100),LS6131=\"\"),\"\",IF(ISERROR(-LOOKUP(1,-LEFT(LS6131,ROW($1:$80)))),0,-LOOKUP(1,-LEFT(LS6131,ROW($1:$80)))))","v":""},{"$f":"IF(OR(ISBLANK(LT100),LT6131=\"\"),\"\",IF(ISERROR(-LOOKUP(1,-LEFT(LT6131,ROW($1:$80)))),0,-LOOKUP(1,-LEFT(LT6131,ROW($1:$80)))))","v":""},{"$f":"IF(OR(ISBLANK(LU100),LU6131=\"\"),\"\",IF(ISERROR(-LOOKUP(1,-LEFT(LU6131,ROW($1:$80)))),0,-LOOKUP(1,-LEFT(LU6131,ROW($1:$80)))))","v":""},{"$f":"IF(OR(ISBLANK(LV100),LV6131=\"\"),\"\",IF(ISERROR(-LOOKUP(1,-LEFT(LV6131,ROW($1:$80)))),0,-LOOKUP(1,-LEFT(LV6131,ROW($1:$80)))))","v":""},{"$f":"IF(OR(ISBLANK(LW100),LW6131=\"\"),\"\",IF(ISERROR(-LOOKUP(1,-LEFT(LW6131,ROW($1:$80)))),0,-LOOKUP(1,-LEFT(LW6131,ROW($1:$80)))))","v":""},{"$f":"IF(OR(ISBLANK(LX100),LX6131=\"\"),\"\",IF(ISERROR(-LOOKUP(1,-LEFT(LX6131,ROW($1:$80)))),0,-LOOKUP(1,-LEFT(LX6131,ROW($1:$80)))))","v":""},{"$f":"IF(OR(ISBLANK(LY100),LY6131=\"\"),\"\",IF(ISERROR(-LOOKUP(1,-LEFT(LY6131,ROW($1:$80)))),0,-LOOKUP(1,-LEFT(LY6131,ROW($1:$80)))))","v":""},{"$f":"IF(OR(ISBLANK(LZ100),LZ6131=\"\"),\"\",IF(ISERROR(-LOOKUP(1,-LEFT(LZ6131,ROW($1:$80)))),0,-LOOKUP(1,-LEFT(LZ6131,ROW($1:$80)))))","v":""},{"$f":"IF(OR(ISBLANK(MA100),MA6131=\"\"),\"\",IF(ISERROR(-LOOKUP(1,-LEFT(MA6131,ROW($1:$80)))),0,-LOOKUP(1,-LEFT(MA6131,ROW($1:$80)))))","v":""},{"$f":"IF(OR(ISBLANK(MB100),MB6131=\"\"),\"\",IF(ISERROR(-LOOKUP(1,-LEFT(MB6131,ROW($1:$80)))),0,-LOOKUP(1,-LEFT(MB6131,ROW($1:$80)))))","v":""},{"$f":"IF(OR(ISBLANK(MC100),MC6131=\"\"),\"\",IF(ISERROR(-LOOKUP(1,-LEFT(MC6131,ROW($1:$80)))),0,-LOOKUP(1,-LEFT(MC6131,ROW($1:$80)))))","v":""},{"$f":"IF(OR(ISBLANK(MD100),MD6131=\"\"),\"\",IF(ISERROR(-LOOKUP(1,-LEFT(MD6131,ROW($1:$80)))),0,-LOOKUP(1,-LEFT(MD6131,ROW($1:$80)))))","v":""},{"$f":"IF(OR(ISBLANK(ME100),ME6131=\"\"),\"\",IF(ISERROR(-LOOKUP(1,-LEFT(ME6131,ROW($1:$80)))),0,-LOOKUP(1,-LEFT(ME6131,ROW($1:$80)))))","v":""},{"$f":"IF(OR(ISBLANK(MF100),MF6131=\"\"),\"\",IF(ISERROR(-LOOKUP(1,-LEFT(MF6131,ROW($1:$80)))),0,-LOOKUP(1,-LEFT(MF6131,ROW($1:$80)))))","v":""},{"$f":"IF(OR(ISBLANK(MG100),MG6131=\"\"),\"\",IF(ISERROR(-LOOKUP(1,-LEFT(MG6131,ROW($1:$80)))),0,-LOOKUP(1,-LEFT(MG6131,ROW($1:$80)))))","v":""},{"$f":"IF(OR(ISBLANK(MH100),MH6131=\"\"),\"\",IF(ISERROR(-LOOKUP(1,-LEFT(MH6131,ROW($1:$80)))),0,-LOOKUP(1,-LEFT(MH6131,ROW($1:$80)))))","v":""},{"$f":"IF(OR(ISBLANK(MI100),MI6131=\"\"),\"\",IF(ISERROR(-LOOKUP(1,-LEFT(MI6131,ROW($1:$80)))),0,-LOOKUP(1,-LEFT(MI6131,ROW($1:$80)))))","v":""},{"$f":"IF(OR(ISBLANK(MJ100),MJ6131=\"\"),\"\",IF(ISERROR(-LOOKUP(1,-LEFT(MJ6131,ROW($1:$80)))),0,-LOOKUP(1,-LEFT(MJ6131,ROW($1:$80)))))","v":""},{"$f":"IF(OR(ISBLANK(MK100),MK6131=\"\"),\"\",IF(ISERROR(-LOOKUP(1,-LEFT(MK6131,ROW($1:$80)))),0,-LOOKUP(1,-LEFT(MK6131,ROW($1:$80)))))","v":""},{"$f":"IF(OR(ISBLANK(ML100),ML6131=\"\"),\"\",IF(ISERROR(-LOOKUP(1,-LEFT(ML6131,ROW($1:$80)))),0,-LOOKUP(1,-LEFT(ML6131,ROW($1:$80)))))","v":""},{"$f":"IF(OR(ISBLANK(MM100),MM6131=\"\"),\"\",IF(ISERROR(-LOOKUP(1,-LEFT(MM6131,ROW($1:$80)))),0,-LOOKUP(1,-LEFT(MM6131,ROW($1:$80)))))","v":""},{"$f":"IF(OR(ISBLANK(MN100),MN6131=\"\"),\"\",IF(ISERROR(-LOOKUP(1,-LEFT(MN6131,ROW($1:$80)))),0,-LOOKUP(1,-LEFT(MN6131,ROW($1:$80)))))","v":""},{"$f":"IF(OR(ISBLANK(MO100),MO6131=\"\"),\"\",IF(ISERROR(-LOOKUP(1,-LEFT(MO6131,ROW($1:$80)))),0,-LOOKUP(1,-LEFT(MO6131,ROW($1:$80)))))","v":""},{"$f":"IF(OR(ISBLANK(MP100),MP6131=\"\"),\"\",IF(ISERROR(-LOOKUP(1,-LEFT(MP6131,ROW($1:$80)))),0,-LOOKUP(1,-LEFT(MP6131,ROW($1:$80)))))","v":""},{"$f":"IF(OR(ISBLANK(MQ100),MQ6131=\"\"),\"\",IF(ISERROR(-LOOKUP(1,-LEFT(MQ6131,ROW($1:$80)))),0,-LOOKUP(1,-LEFT(MQ6131,ROW($1:$80)))))","v":""},{"$f":"IF(OR(ISBLANK(MR100),MR6131=\"\"),\"\",IF(ISERROR(-LOOKUP(1,-LEFT(MR6131,ROW($1:$80)))),0,-LOOKUP(1,-LEFT(MR6131,ROW($1:$80)))))","v":""},{"$f":"IF(OR(ISBLANK(MS100),MS6131=\"\"),\"\",IF(ISERROR(-LOOKUP(1,-LEFT(MS6131,ROW($1:$80)))),0,-LOOKUP(1,-LEFT(MS6131,ROW($1:$80)))))","v":""},{"$f":"IF(OR(ISBLANK(MT100),MT6131=\"\"),\"\",IF(ISERROR(-LOOKUP(1,-LEFT(MT6131,ROW($1:$80)))),0,-LOOKUP(1,-LEFT(MT6131,ROW($1:$80)))))","v":""},{"$f":"IF(OR(ISBLANK(MU100),MU6131=\"\"),\"\",IF(ISERROR(-LOOKUP(1,-LEFT(MU6131,ROW($1:$80)))),0,-LOOKUP(1,-LEFT(MU6131,ROW($1:$80)))))","v":""},{"$f":"IF(OR(ISBLANK(MV100),MV6131=\"\"),\"\",IF(ISERROR(-LOOKUP(1,-LEFT(MV6131,ROW($1:$80)))),0,-LOOKUP(1,-LEFT(MV6131,ROW($1:$80)))))","v":""},{"$f":"IF(OR(ISBLANK(MW100),MW6131=\"\"),\"\",IF(ISERROR(-LOOKUP(1,-LEFT(MW6131,ROW($1:$80)))),0,-LOOKUP(1,-LEFT(MW6131,ROW($1:$80)))))","v":""},{"$f":"IF(OR(ISBLANK(MX100),MX6131=\"\"),\"\",IF(ISERROR(-LOOKUP(1,-LEFT(MX6131,ROW($1:$80)))),0,-LOOKUP(1,-LEFT(MX6131,ROW($1:$80)))))","v":""},{"$f":"IF(OR(ISBLANK(MY100),MY6131=\"\"),\"\",IF(ISERROR(-LOOKUP(1,-LEFT(MY6131,ROW($1:$80)))),0,-LOOKUP(1,-LEFT(MY6131,ROW($1:$80)))))","v":""},{"$f":"IF(OR(ISBLANK(MZ100),MZ6131=\"\"),\"\",IF(ISERROR(-LOOKUP(1,-LEFT(MZ6131,ROW($1:$80)))),0,-LOOKUP(1,-LEFT(MZ6131,ROW($1:$80)))))","v":""},{"$f":"IF(OR(ISBLANK(NA100),NA6131=\"\"),\"\",IF(ISERROR(-LOOKUP(1,-LEFT(NA6131,ROW($1:$80)))),0,-LOOKUP(1,-LEFT(NA6131,ROW($1:$80)))))","v":""},{"$f":"IF(OR(ISBLANK(NB100),NB6131=\"\"),\"\",IF(ISERROR(-LOOKUP(1,-LEFT(NB6131,ROW($1:$80)))),0,-LOOKUP(1,-LEFT(NB6131,ROW($1:$80)))))","v":""},{"$f":"IF(OR(ISBLANK(NC100),NC6131=\"\"),\"\",IF(ISERROR(-LOOKUP(1,-LEFT(NC6131,ROW($1:$80)))),0,-LOOKUP(1,-LEFT(NC6131,ROW($1:$80)))))","v":""},{"$f":"IF(OR(ISBLANK(ND100),ND6131=\"\"),\"\",IF(ISERROR(-LOOKUP(1,-LEFT(ND6131,ROW($1:$80)))),0,-LOOKUP(1,-LEFT(ND6131,ROW($1:$80)))))","v":""},{"$f":"IF(OR(ISBLANK(NE100),NE6131=\"\"),\"\",IF(ISERROR(-LOOKUP(1,-LEFT(NE6131,ROW($1:$80)))),0,-LOOKUP(1,-LEFT(NE6131,ROW($1:$80)))))","v":""},{"$f":"IF(OR(ISBLANK(NF100),NF6131=\"\"),\"\",IF(ISERROR(-LOOKUP(1,-LEFT(NF6131,ROW($1:$80)))),0,-LOOKUP(1,-LEFT(NF6131,ROW($1:$80)))))","v":""},{"$f":"IF(OR(ISBLANK(NG100),NG6131=\"\"),\"\",IF(ISERROR(-LOOKUP(1,-LEFT(NG6131,ROW($1:$80)))),0,-LOOKUP(1,-LEFT(NG6131,ROW($1:$80)))))","v":""},{"$f":"IF(OR(ISBLANK(NH100),NH6131=\"\"),\"\",IF(ISERROR(-LOOKUP(1,-LEFT(NH6131,ROW($1:$80)))),0,-LOOKUP(1,-LEFT(NH6131,ROW($1:$80)))))","v":""},{"$f":"IF(OR(ISBLANK(NI100),NI6131=\"\"),\"\",IF(ISERROR(-LOOKUP(1,-LEFT(NI6131,ROW($1:$80)))),0,-LOOKUP(1,-LEFT(NI6131,ROW($1:$80)))))","v":""},{"$f":"IF(OR(ISBLANK(NJ100),NJ6131=\"\"),\"\",IF(ISERROR(-LOOKUP(1,-LEFT(NJ6131,ROW($1:$80)))),0,-LOOKUP(1,-LEFT(NJ6131,ROW($1:$80)))))","v":""},{"$f":"IF(OR(ISBLANK(NK100),NK6131=\"\"),\"\",IF(ISERROR(-LOOKUP(1,-LEFT(NK6131,ROW($1:$80)))),0,-LOOKUP(1,-LEFT(NK6131,ROW($1:$80)))))","v":""},{"$f":"IF(OR(ISBLANK(NL100),NL6131=\"\"),\"\",IF(ISERROR(-LOOKUP(1,-LEFT(NL6131,ROW($1:$80)))),0,-LOOKUP(1,-LEFT(NL6131,ROW($1:$80)))))","v":""},{"$f":"IF(OR(ISBLANK(NM100),NM6131=\"\"),\"\",IF(ISERROR(-LOOKUP(1,-LEFT(NM6131,ROW($1:$80)))),0,-LOOKUP(1,-LEFT(NM6131,ROW($1:$80)))))","v":""},{"$f":"IF(OR(ISBLANK(NN100),NN6131=\"\"),\"\",IF(ISERROR(-LOOKUP(1,-LEFT(NN6131,ROW($1:$80)))),0,-LOOKUP(1,-LEFT(NN6131,ROW($1:$80)))))","v":""},{"$f":"IF(OR(ISBLANK(NO100),NO6131=\"\"),\"\",IF(ISERROR(-LOOKUP(1,-LEFT(NO6131,ROW($1:$80)))),0,-LOOKUP(1,-LEFT(NO6131,ROW($1:$80)))))","v":""},{"$f":"IF(OR(ISBLANK(NP100),NP6131=\"\"),\"\",IF(ISERROR(-LOOKUP(1,-LEFT(NP6131,ROW($1:$80)))),0,-LOOKUP(1,-LEFT(NP6131,ROW($1:$80)))))","v":""},{"$f":"IF(OR(ISBLANK(NQ100),NQ6131=\"\"),\"\",IF(ISERROR(-LOOKUP(1,-LEFT(NQ6131,ROW($1:$80)))),0,-LOOKUP(1,-LEFT(NQ6131,ROW($1:$80)))))","v":""},{"$f":"IF(OR(ISBLANK(NR100),NR6131=\"\"),\"\",IF(ISERROR(-LOOKUP(1,-LEFT(NR6131,ROW($1:$80)))),0,-LOOKUP(1,-LEFT(NR6131,ROW($1:$80)))))","v":""},{"$f":"IF(OR(ISBLANK(NS100),NS6131=\"\"),\"\",IF(ISERROR(-LOOKUP(1,-LEFT(NS6131,ROW($1:$80)))),0,-LOOKUP(1,-LEFT(NS6131,ROW($1:$80)))))","v":""},{"$f":"IF(OR(ISBLANK(NT100),NT6131=\"\"),\"\",IF(ISERROR(-LOOKUP(1,-LEFT(NT6131,ROW($1:$80)))),0,-LOOKUP(1,-LEFT(NT6131,ROW($1:$80)))))","v":""},{"$f":"IF(OR(ISBLANK(NU100),NU6131=\"\"),\"\",IF(ISERROR(-LOOKUP(1,-LEFT(NU6131,ROW($1:$80)))),0,-LOOKUP(1,-LEFT(NU6131,ROW($1:$80)))))","v":""},{"$f":"IF(OR(ISBLANK(NV100),NV6131=\"\"),\"\",IF(ISERROR(-LOOKUP(1,-LEFT(NV6131,ROW($1:$80)))),0,-LOOKUP(1,-LEFT(NV6131,ROW($1:$80)))))","v":""},{"$f":"IF(OR(ISBLANK(NW100),NW6131=\"\"),\"\",IF(ISERROR(-LOOKUP(1,-LEFT(NW6131,ROW($1:$80)))),0,-LOOKUP(1,-LEFT(NW6131,ROW($1:$80)))))","v":""},{"$f":"IF(OR(ISBLANK(NX100),NX6131=\"\"),\"\",IF(ISERROR(-LOOKUP(1,-LEFT(NX6131,ROW($1:$80)))),0,-LOOKUP(1,-LEFT(NX6131,ROW($1:$80)))))","v":""},{"$f":"IF(OR(ISBLANK(NY100),NY6131=\"\"),\"\",IF(ISERROR(-LOOKUP(1,-LEFT(NY6131,ROW($1:$80)))),0,-LOOKUP(1,-LEFT(NY6131,ROW($1:$80)))))","v":""},{"$f":"IF(OR(ISBLANK(NZ100),NZ6131=\"\"),\"\",IF(ISERROR(-LOOKUP(1,-LEFT(NZ6131,ROW($1:$80)))),0,-LOOKUP(1,-LEFT(NZ6131,ROW($1:$80)))))","v":""},{"$f":"IF(OR(ISBLANK(OA100),OA6131=\"\"),\"\",IF(ISERROR(-LOOKUP(1,-LEFT(OA6131,ROW($1:$80)))),0,-LOOKUP(1,-LEFT(OA6131,ROW($1:$80)))))","v":""},{"$f":"IF(OR(ISBLANK(OB100),OB6131=\"\"),\"\",IF(ISERROR(-LOOKUP(1,-LEFT(OB6131,ROW($1:$80)))),0,-LOOKUP(1,-LEFT(OB6131,ROW($1:$80)))))","v":""},{"$f":"IF(OR(ISBLANK(OC100),OC6131=\"\"),\"\",IF(ISERROR(-LOOKUP(1,-LEFT(OC6131,ROW($1:$80)))),0,-LOOKUP(1,-LEFT(OC6131,ROW($1:$80)))))","v":""},{"$f":"IF(OR(ISBLANK(OD100),OD6131=\"\"),\"\",IF(ISERROR(-LOOKUP(1,-LEFT(OD6131,ROW($1:$80)))),0,-LOOKUP(1,-LEFT(OD6131,ROW($1:$80)))))","v":""},{"$f":"IF(OR(ISBLANK(OE100),OE6131=\"\"),\"\",IF(ISERROR(-LOOKUP(1,-LEFT(OE6131,ROW($1:$80)))),0,-LOOKUP(1,-LEFT(OE6131,ROW($1:$80)))))","v":""},{"$f":"IF(OR(ISBLANK(OF100),OF6131=\"\"),\"\",IF(ISERROR(-LOOKUP(1,-LEFT(OF6131,ROW($1:$80)))),0,-LOOKUP(1,-LEFT(OF6131,ROW($1:$80)))))","v":""},{"$f":"IF(OR(ISBLANK(OG100),OG6131=\"\"),\"\",IF(ISERROR(-LOOKUP(1,-LEFT(OG6131,ROW($1:$80)))),0,-LOOKUP(1,-LEFT(OG6131,ROW($1:$80)))))","v":""},{"$f":"IF(OR(ISBLANK(OH100),OH6131=\"\"),\"\",IF(ISERROR(-LOOKUP(1,-LEFT(OH6131,ROW($1:$80)))),0,-LOOKUP(1,-LEFT(OH6131,ROW($1:$80)))))","v":""},{"$f":"IF(OR(ISBLANK(OI100),OI6131=\"\"),\"\",IF(ISERROR(-LOOKUP(1,-LEFT(OI6131,ROW($1:$80)))),0,-LOOKUP(1,-LEFT(OI6131,ROW($1:$80)))))","v":""},{"$f":"IF(OR(ISBLANK(OJ100),OJ6131=\"\"),\"\",IF(ISERROR(-LOOKUP(1,-LEFT(OJ6131,ROW($1:$80)))),0,-LOOKUP(1,-LEFT(OJ6131,ROW($1:$80)))))","v":""},{"$f":"IF(OR(ISBLANK(OK100),OK6131=\"\"),\"\",IF(ISERROR(-LOOKUP(1,-LEFT(OK6131,ROW($1:$80)))),0,-LOOKUP(1,-LEFT(OK6131,ROW($1:$80)))))","v":""},{"$f":"IF(OR(ISBLANK(OL100),OL6131=\"\"),\"\",IF(ISERROR(-LOOKUP(1,-LEFT(OL6131,ROW($1:$80)))),0,-LOOKUP(1,-LEFT(OL6131,ROW($1:$80)))))","v":""},{"$f":"IF(OR(ISBLANK(OM100),OM6131=\"\"),\"\",IF(ISERROR(-LOOKUP(1,-LEFT(OM6131,ROW($1:$80)))),0,-LOOKUP(1,-LEFT(OM6131,ROW($1:$80)))))","v":""},{"$f":"IF(OR(ISBLANK(ON100),ON6131=\"\"),\"\",IF(ISERROR(-LOOKUP(1,-LEFT(ON6131,ROW($1:$80)))),0,-LOOKUP(1,-LEFT(ON6131,ROW($1:$80)))))","v":""},{"$f":"IF(OR(ISBLANK(OO100),OO6131=\"\"),\"\",IF(ISERROR(-LOOKUP(1,-LEFT(OO6131,ROW($1:$80)))),0,-LOOKUP(1,-LEFT(OO6131,ROW($1:$80)))))","v":""},{"$f":"IF(OR(ISBLANK(OP100),OP6131=\"\"),\"\",IF(ISERROR(-LOOKUP(1,-LEFT(OP6131,ROW($1:$80)))),0,-LOOKUP(1,-LEFT(OP6131,ROW($1:$80)))))","v":""},{"$f":"IF(OR(ISBLANK(OQ100),OQ6131=\"\"),\"\",IF(ISERROR(-LOOKUP(1,-LEFT(OQ6131,ROW($1:$80)))),0,-LOOKUP(1,-LEFT(OQ6131,ROW($1:$80)))))","v":""}]
[null,null," 売電量(太陽光発電) [MJ]",null,null,{"$f":"IF(OR(F6=\"共用部除外\",F6=\"共用部なし\",F6=\"\"),\"\",IF(OR(F9<>\"標準入力法\",ISBLANK(E100),ISERROR(E6048)),\"\",\nIF(OR(E6<>$D$6009,COUNTBLANK(E26)=1,AND(F6<>$D$6014,F6<>$D$6013,T6001=0)),\"\",\nIF(OR(G5103=D6002,G5103=D6005,G5103=D6006),\nSUM(G5107)*1000-ABS(SUM(F23)),\nIF(OR(G5103=D6003,G5103=D6004),\nSUM(G5107)*1000+SUM(G6156)*1-ABS(SUM(F23)),\n\"\")))))","v":""},{"$f":"IF(OR(E$6<>$D$6009,COUNTBLANK(H32)=1),\"\",\nIF(OR(E6<>$D$6009,COUNTBLANK(E26)=1,AND(F6<>$D$6014,F6<>$D$6013,T6001=0)),\"\",\nIF(OR(G5103=D6002,G5103=D6005,G5103=D6006),SUM(G6156)*1,\nIF(OR(G5103=D6003,G5103=D6004),0,\n\"\"))))","v":""},{"$f":"IF(OR(ISBLANK(H100),H6132=\"\"),\"\",IF(ISERROR(-LOOKUP(1,-LEFT(H6132,ROW($1:$80)))),0,-LOOKUP(1,-LEFT(H6132,ROW($1:$80)))))","v":""},{"$f":"IF(OR(ISBLANK(I100),I6132=\"\"),\"\",IF(ISERROR(-LOOKUP(1,-LEFT(I6132,ROW($1:$80)))),0,-LOOKUP(1,-LEFT(I6132,ROW($1:$80)))))","v":""},{"$f":"IF(OR(ISBLANK(J100),J6132=\"\"),\"\",IF(ISERROR(-LOOKUP(1,-LEFT(J6132,ROW($1:$80)))),0,-LOOKUP(1,-LEFT(J6132,ROW($1:$80)))))","v":""},{"$f":"IF(OR(ISBLANK(K100),K6132=\"\"),\"\",IF(ISERROR(-LOOKUP(1,-LEFT(K6132,ROW($1:$80)))),0,-LOOKUP(1,-LEFT(K6132,ROW($1:$80)))))","v":""},{"$f":"IF(OR(ISBLANK(L100),L6132=\"\"),\"\",IF(ISERROR(-LOOKUP(1,-LEFT(L6132,ROW($1:$80)))),0,-LOOKUP(1,-LEFT(L6132,ROW($1:$80)))))","v":""},{"$f":"IF(OR(ISBLANK(M100),M6132=\"\"),\"\",IF(ISERROR(-LOOKUP(1,-LEFT(M6132,ROW($1:$80)))),0,-LOOKUP(1,-LEFT(M6132,ROW($1:$80)))))","v":""},{"$f":"IF(OR(ISBLANK(N100),N6132=\"\"),\"\",IF(ISERROR(-LOOKUP(1,-LEFT(N6132,ROW($1:$80)))),0,-LOOKUP(1,-LEFT(N6132,ROW($1:$80)))))","v":""},{"$f":"IF(OR(ISBLANK(O100),O6132=\"\"),\"\",IF(ISERROR(-LOOKUP(1,-LEFT(O6132,ROW($1:$80)))),0,-LOOKUP(1,-LEFT(O6132,ROW($1:$80)))))","v":""},{"$f":"IF(OR(ISBLANK(P100),P6132=\"\"),\"\",IF(ISERROR(-LOOKUP(1,-LEFT(P6132,ROW($1:$80)))),0,-LOOKUP(1,-LEFT(P6132,ROW($1:$80)))))","v":""},{"$f":"IF(OR(ISBLANK(Q100),Q6132=\"\"),\"\",IF(ISERROR(-LOOKUP(1,-LEFT(Q6132,ROW($1:$80)))),0,-LOOKUP(1,-LEFT(Q6132,ROW($1:$80)))))","v":""},{"$f":"IF(OR(ISBLANK(R100),R6132=\"\"),\"\",IF(ISERROR(-LOOKUP(1,-LEFT(R6132,ROW($1:$80)))),0,-LOOKUP(1,-LEFT(R6132,ROW($1:$80)))))","v":""},{"$f":"IF(OR(ISBLANK(S100),S6132=\"\"),\"\",IF(ISERROR(-LOOKUP(1,-LEFT(S6132,ROW($1:$80)))),0,-LOOKUP(1,-LEFT(S6132,ROW($1:$80)))))","v":""},{"$f":"IF(OR(ISBLANK(T100),T6132=\"\"),\"\",IF(ISERROR(-LOOKUP(1,-LEFT(T6132,ROW($1:$80)))),0,-LOOKUP(1,-LEFT(T6132,ROW($1:$80)))))","v":""},{"$f":"IF(OR(ISBLANK(U100),U6132=\"\"),\"\",IF(ISERROR(-LOOKUP(1,-LEFT(U6132,ROW($1:$80)))),0,-LOOKUP(1,-LEFT(U6132,ROW($1:$80)))))","v":""},{"$f":"IF(OR(ISBLANK(V100),V6132=\"\"),\"\",IF(ISERROR(-LOOKUP(1,-LEFT(V6132,ROW($1:$80)))),0,-LOOKUP(1,-LEFT(V6132,ROW($1:$80)))))","v":""},{"$f":"IF(OR(ISBLANK(W100),W6132=\"\"),\"\",IF(ISERROR(-LOOKUP(1,-LEFT(W6132,ROW($1:$80)))),0,-LOOKUP(1,-LEFT(W6132,ROW($1:$80)))))","v":""},{"$f":"IF(OR(ISBLANK(X100),X6132=\"\"),\"\",IF(ISERROR(-LOOKUP(1,-LEFT(X6132,ROW($1:$80)))),0,-LOOKUP(1,-LEFT(X6132,ROW($1:$80)))))","v":""},{"$f":"IF(OR(ISBLANK(Y100),Y6132=\"\"),\"\",IF(ISERROR(-LOOKUP(1,-LEFT(Y6132,ROW($1:$80)))),0,-LOOKUP(1,-LEFT(Y6132,ROW($1:$80)))))","v":""},{"$f":"IF(OR(ISBLANK(Z100),Z6132=\"\"),\"\",IF(ISERROR(-LOOKUP(1,-LEFT(Z6132,ROW($1:$80)))),0,-LOOKUP(1,-LEFT(Z6132,ROW($1:$80)))))","v":""},{"$f":"IF(OR(ISBLANK(AA100),AA6132=\"\"),\"\",IF(ISERROR(-LOOKUP(1,-LEFT(AA6132,ROW($1:$80)))),0,-LOOKUP(1,-LEFT(AA6132,ROW($1:$80)))))","v":""},{"$f":"IF(OR(ISBLANK(AB100),AB6132=\"\"),\"\",IF(ISERROR(-LOOKUP(1,-LEFT(AB6132,ROW($1:$80)))),0,-LOOKUP(1,-LEFT(AB6132,ROW($1:$80)))))","v":""},{"$f":"IF(OR(ISBLANK(AC100),AC6132=\"\"),\"\",IF(ISERROR(-LOOKUP(1,-LEFT(AC6132,ROW($1:$80)))),0,-LOOKUP(1,-LEFT(AC6132,ROW($1:$80)))))","v":""},{"$f":"IF(OR(ISBLANK(AD100),AD6132=\"\"),\"\",IF(ISERROR(-LOOKUP(1,-LEFT(AD6132,ROW($1:$80)))),0,-LOOKUP(1,-LEFT(AD6132,ROW($1:$80)))))","v":""},{"$f":"IF(OR(ISBLANK(AE100),AE6132=\"\"),\"\",IF(ISERROR(-LOOKUP(1,-LEFT(AE6132,ROW($1:$80)))),0,-LOOKUP(1,-LEFT(AE6132,ROW($1:$80)))))","v":""},{"$f":"IF(OR(ISBLANK(AF100),AF6132=\"\"),\"\",IF(ISERROR(-LOOKUP(1,-LEFT(AF6132,ROW($1:$80)))),0,-LOOKUP(1,-LEFT(AF6132,ROW($1:$80)))))","v":""},{"$f":"IF(OR(ISBLANK(AG100),AG6132=\"\"),\"\",IF(ISERROR(-LOOKUP(1,-LEFT(AG6132,ROW($1:$80)))),0,-LOOKUP(1,-LEFT(AG6132,ROW($1:$80)))))","v":""},{"$f":"IF(OR(ISBLANK(AH100),AH6132=\"\"),\"\",IF(ISERROR(-LOOKUP(1,-LEFT(AH6132,ROW($1:$80)))),0,-LOOKUP(1,-LEFT(AH6132,ROW($1:$80)))))","v":""},{"$f":"IF(OR(ISBLANK(AI100),AI6132=\"\"),\"\",IF(ISERROR(-LOOKUP(1,-LEFT(AI6132,ROW($1:$80)))),0,-LOOKUP(1,-LEFT(AI6132,ROW($1:$80)))))","v":""},{"$f":"IF(OR(ISBLANK(AJ100),AJ6132=\"\"),\"\",IF(ISERROR(-LOOKUP(1,-LEFT(AJ6132,ROW($1:$80)))),0,-LOOKUP(1,-LEFT(AJ6132,ROW($1:$80)))))","v":""},{"$f":"IF(OR(ISBLANK(AK100),AK6132=\"\"),\"\",IF(ISERROR(-LOOKUP(1,-LEFT(AK6132,ROW($1:$80)))),0,-LOOKUP(1,-LEFT(AK6132,ROW($1:$80)))))","v":""},{"$f":"IF(OR(ISBLANK(AL100),AL6132=\"\"),\"\",IF(ISERROR(-LOOKUP(1,-LEFT(AL6132,ROW($1:$80)))),0,-LOOKUP(1,-LEFT(AL6132,ROW($1:$80)))))","v":""},{"$f":"IF(OR(ISBLANK(AM100),AM6132=\"\"),\"\",IF(ISERROR(-LOOKUP(1,-LEFT(AM6132,ROW($1:$80)))),0,-LOOKUP(1,-LEFT(AM6132,ROW($1:$80)))))","v":""},{"$f":"IF(OR(ISBLANK(AN100),AN6132=\"\"),\"\",IF(ISERROR(-LOOKUP(1,-LEFT(AN6132,ROW($1:$80)))),0,-LOOKUP(1,-LEFT(AN6132,ROW($1:$80)))))","v":""},{"$f":"IF(OR(ISBLANK(AO100),AO6132=\"\"),\"\",IF(ISERROR(-LOOKUP(1,-LEFT(AO6132,ROW($1:$80)))),0,-LOOKUP(1,-LEFT(AO6132,ROW($1:$80)))))","v":""},{"$f":"IF(OR(ISBLANK(AP100),AP6132=\"\"),\"\",IF(ISERROR(-LOOKUP(1,-LEFT(AP6132,ROW($1:$80)))),0,-LOOKUP(1,-LEFT(AP6132,ROW($1:$80)))))","v":""},{"$f":"IF(OR(ISBLANK(AQ100),AQ6132=\"\"),\"\",IF(ISERROR(-LOOKUP(1,-LEFT(AQ6132,ROW($1:$80)))),0,-LOOKUP(1,-LEFT(AQ6132,ROW($1:$80)))))","v":""},{"$f":"IF(OR(ISBLANK(AR100),AR6132=\"\"),\"\",IF(ISERROR(-LOOKUP(1,-LEFT(AR6132,ROW($1:$80)))),0,-LOOKUP(1,-LEFT(AR6132,ROW($1:$80)))))","v":""},{"$f":"IF(OR(ISBLANK(AS100),AS6132=\"\"),\"\",IF(ISERROR(-LOOKUP(1,-LEFT(AS6132,ROW($1:$80)))),0,-LOOKUP(1,-LEFT(AS6132,ROW($1:$80)))))","v":""},{"$f":"IF(OR(ISBLANK(AT100),AT6132=\"\"),\"\",IF(ISERROR(-LOOKUP(1,-LEFT(AT6132,ROW($1:$80)))),0,-LOOKUP(1,-LEFT(AT6132,ROW($1:$80)))))","v":""},{"$f":"IF(OR(ISBLANK(AU100),AU6132=\"\"),\"\",IF(ISERROR(-LOOKUP(1,-LEFT(AU6132,ROW($1:$80)))),0,-LOOKUP(1,-LEFT(AU6132,ROW($1:$80)))))","v":""},{"$f":"IF(OR(ISBLANK(AV100),AV6132=\"\"),\"\",IF(ISERROR(-LOOKUP(1,-LEFT(AV6132,ROW($1:$80)))),0,-LOOKUP(1,-LEFT(AV6132,ROW($1:$80)))))","v":""},{"$f":"IF(OR(ISBLANK(AW100),AW6132=\"\"),\"\",IF(ISERROR(-LOOKUP(1,-LEFT(AW6132,ROW($1:$80)))),0,-LOOKUP(1,-LEFT(AW6132,ROW($1:$80)))))","v":""},{"$f":"IF(OR(ISBLANK(AX100),AX6132=\"\"),\"\",IF(ISERROR(-LOOKUP(1,-LEFT(AX6132,ROW($1:$80)))),0,-LOOKUP(1,-LEFT(AX6132,ROW($1:$80)))))","v":""},{"$f":"IF(OR(ISBLANK(AY100),AY6132=\"\"),\"\",IF(ISERROR(-LOOKUP(1,-LEFT(AY6132,ROW($1:$80)))),0,-LOOKUP(1,-LEFT(AY6132,ROW($1:$80)))))","v":""},{"$f":"IF(OR(ISBLANK(AZ100),AZ6132=\"\"),\"\",IF(ISERROR(-LOOKUP(1,-LEFT(AZ6132,ROW($1:$80)))),0,-LOOKUP(1,-LEFT(AZ6132,ROW($1:$80)))))","v":""},{"$f":"IF(OR(ISBLANK(BA100),BA6132=\"\"),\"\",IF(ISERROR(-LOOKUP(1,-LEFT(BA6132,ROW($1:$80)))),0,-LOOKUP(1,-LEFT(BA6132,ROW($1:$80)))))","v":""},{"$f":"IF(OR(ISBLANK(BB100),BB6132=\"\"),\"\",IF(ISERROR(-LOOKUP(1,-LEFT(BB6132,ROW($1:$80)))),0,-LOOKUP(1,-LEFT(BB6132,ROW($1:$80)))))","v":""},{"$f":"IF(OR(ISBLANK(BC100),BC6132=\"\"),\"\",IF(ISERROR(-LOOKUP(1,-LEFT(BC6132,ROW($1:$80)))),0,-LOOKUP(1,-LEFT(BC6132,ROW($1:$80)))))","v":""},{"$f":"IF(OR(ISBLANK(BD100),BD6132=\"\"),\"\",IF(ISERROR(-LOOKUP(1,-LEFT(BD6132,ROW($1:$80)))),0,-LOOKUP(1,-LEFT(BD6132,ROW($1:$80)))))","v":""},{"$f":"IF(OR(ISBLANK(BE100),BE6132=\"\"),\"\",IF(ISERROR(-LOOKUP(1,-LEFT(BE6132,ROW($1:$80)))),0,-LOOKUP(1,-LEFT(BE6132,ROW($1:$80)))))","v":""},{"$f":"IF(OR(ISBLANK(BF100),BF6132=\"\"),\"\",IF(ISERROR(-LOOKUP(1,-LEFT(BF6132,ROW($1:$80)))),0,-LOOKUP(1,-LEFT(BF6132,ROW($1:$80)))))","v":""},{"$f":"IF(OR(ISBLANK(BG100),BG6132=\"\"),\"\",IF(ISERROR(-LOOKUP(1,-LEFT(BG6132,ROW($1:$80)))),0,-LOOKUP(1,-LEFT(BG6132,ROW($1:$80)))))","v":""},{"$f":"IF(OR(ISBLANK(BH100),BH6132=\"\"),\"\",IF(ISERROR(-LOOKUP(1,-LEFT(BH6132,ROW($1:$80)))),0,-LOOKUP(1,-LEFT(BH6132,ROW($1:$80)))))","v":""},{"$f":"IF(OR(ISBLANK(BI100),BI6132=\"\"),\"\",IF(ISERROR(-LOOKUP(1,-LEFT(BI6132,ROW($1:$80)))),0,-LOOKUP(1,-LEFT(BI6132,ROW($1:$80)))))","v":""},{"$f":"IF(OR(ISBLANK(BJ100),BJ6132=\"\"),\"\",IF(ISERROR(-LOOKUP(1,-LEFT(BJ6132,ROW($1:$80)))),0,-LOOKUP(1,-LEFT(BJ6132,ROW($1:$80)))))","v":""},{"$f":"IF(OR(ISBLANK(BK100),BK6132=\"\"),\"\",IF(ISERROR(-LOOKUP(1,-LEFT(BK6132,ROW($1:$80)))),0,-LOOKUP(1,-LEFT(BK6132,ROW($1:$80)))))","v":""},{"$f":"IF(OR(ISBLANK(BL100),BL6132=\"\"),\"\",IF(ISERROR(-LOOKUP(1,-LEFT(BL6132,ROW($1:$80)))),0,-LOOKUP(1,-LEFT(BL6132,ROW($1:$80)))))","v":""},{"$f":"IF(OR(ISBLANK(BM100),BM6132=\"\"),\"\",IF(ISERROR(-LOOKUP(1,-LEFT(BM6132,ROW($1:$80)))),0,-LOOKUP(1,-LEFT(BM6132,ROW($1:$80)))))","v":""},{"$f":"IF(OR(ISBLANK(BN100),BN6132=\"\"),\"\",IF(ISERROR(-LOOKUP(1,-LEFT(BN6132,ROW($1:$80)))),0,-LOOKUP(1,-LEFT(BN6132,ROW($1:$80)))))","v":""},{"$f":"IF(OR(ISBLANK(BO100),BO6132=\"\"),\"\",IF(ISERROR(-LOOKUP(1,-LEFT(BO6132,ROW($1:$80)))),0,-LOOKUP(1,-LEFT(BO6132,ROW($1:$80)))))","v":""},{"$f":"IF(OR(ISBLANK(BP100),BP6132=\"\"),\"\",IF(ISERROR(-LOOKUP(1,-LEFT(BP6132,ROW($1:$80)))),0,-LOOKUP(1,-LEFT(BP6132,ROW($1:$80)))))","v":""},{"$f":"IF(OR(ISBLANK(BQ100),BQ6132=\"\"),\"\",IF(ISERROR(-LOOKUP(1,-LEFT(BQ6132,ROW($1:$80)))),0,-LOOKUP(1,-LEFT(BQ6132,ROW($1:$80)))))","v":""},{"$f":"IF(OR(ISBLANK(BR100),BR6132=\"\"),\"\",IF(ISERROR(-LOOKUP(1,-LEFT(BR6132,ROW($1:$80)))),0,-LOOKUP(1,-LEFT(BR6132,ROW($1:$80)))))","v":""},{"$f":"IF(OR(ISBLANK(BS100),BS6132=\"\"),\"\",IF(ISERROR(-LOOKUP(1,-LEFT(BS6132,ROW($1:$80)))),0,-LOOKUP(1,-LEFT(BS6132,ROW($1:$80)))))","v":""},{"$f":"IF(OR(ISBLANK(BT100),BT6132=\"\"),\"\",IF(ISERROR(-LOOKUP(1,-LEFT(BT6132,ROW($1:$80)))),0,-LOOKUP(1,-LEFT(BT6132,ROW($1:$80)))))","v":""},{"$f":"IF(OR(ISBLANK(BU100),BU6132=\"\"),\"\",IF(ISERROR(-LOOKUP(1,-LEFT(BU6132,ROW($1:$80)))),0,-LOOKUP(1,-LEFT(BU6132,ROW($1:$80)))))","v":""},{"$f":"IF(OR(ISBLANK(BV100),BV6132=\"\"),\"\",IF(ISERROR(-LOOKUP(1,-LEFT(BV6132,ROW($1:$80)))),0,-LOOKUP(1,-LEFT(BV6132,ROW($1:$80)))))","v":""},{"$f":"IF(OR(ISBLANK(BW100),BW6132=\"\"),\"\",IF(ISERROR(-LOOKUP(1,-LEFT(BW6132,ROW($1:$80)))),0,-LOOKUP(1,-LEFT(BW6132,ROW($1:$80)))))","v":""},{"$f":"IF(OR(ISBLANK(BX100),BX6132=\"\"),\"\",IF(ISERROR(-LOOKUP(1,-LEFT(BX6132,ROW($1:$80)))),0,-LOOKUP(1,-LEFT(BX6132,ROW($1:$80)))))","v":""},{"$f":"IF(OR(ISBLANK(BY100),BY6132=\"\"),\"\",IF(ISERROR(-LOOKUP(1,-LEFT(BY6132,ROW($1:$80)))),0,-LOOKUP(1,-LEFT(BY6132,ROW($1:$80)))))","v":""},{"$f":"IF(OR(ISBLANK(BZ100),BZ6132=\"\"),\"\",IF(ISERROR(-LOOKUP(1,-LEFT(BZ6132,ROW($1:$80)))),0,-LOOKUP(1,-LEFT(BZ6132,ROW($1:$80)))))","v":""},{"$f":"IF(OR(ISBLANK(CA100),CA6132=\"\"),\"\",IF(ISERROR(-LOOKUP(1,-LEFT(CA6132,ROW($1:$80)))),0,-LOOKUP(1,-LEFT(CA6132,ROW($1:$80)))))","v":""},{"$f":"IF(OR(ISBLANK(CB100),CB6132=\"\"),\"\",IF(ISERROR(-LOOKUP(1,-LEFT(CB6132,ROW($1:$80)))),0,-LOOKUP(1,-LEFT(CB6132,ROW($1:$80)))))","v":""},{"$f":"IF(OR(ISBLANK(CC100),CC6132=\"\"),\"\",IF(ISERROR(-LOOKUP(1,-LEFT(CC6132,ROW($1:$80)))),0,-LOOKUP(1,-LEFT(CC6132,ROW($1:$80)))))","v":""},{"$f":"IF(OR(ISBLANK(CD100),CD6132=\"\"),\"\",IF(ISERROR(-LOOKUP(1,-LEFT(CD6132,ROW($1:$80)))),0,-LOOKUP(1,-LEFT(CD6132,ROW($1:$80)))))","v":""},{"$f":"IF(OR(ISBLANK(CE100),CE6132=\"\"),\"\",IF(ISERROR(-LOOKUP(1,-LEFT(CE6132,ROW($1:$80)))),0,-LOOKUP(1,-LEFT(CE6132,ROW($1:$80)))))","v":""},{"$f":"IF(OR(ISBLANK(CF100),CF6132=\"\"),\"\",IF(ISERROR(-LOOKUP(1,-LEFT(CF6132,ROW($1:$80)))),0,-LOOKUP(1,-LEFT(CF6132,ROW($1:$80)))))","v":""},{"$f":"IF(OR(ISBLANK(CG100),CG6132=\"\"),\"\",IF(ISERROR(-LOOKUP(1,-LEFT(CG6132,ROW($1:$80)))),0,-LOOKUP(1,-LEFT(CG6132,ROW($1:$80)))))","v":""},{"$f":"IF(OR(ISBLANK(CH100),CH6132=\"\"),\"\",IF(ISERROR(-LOOKUP(1,-LEFT(CH6132,ROW($1:$80)))),0,-LOOKUP(1,-LEFT(CH6132,ROW($1:$80)))))","v":""},{"$f":"IF(OR(ISBLANK(CI100),CI6132=\"\"),\"\",IF(ISERROR(-LOOKUP(1,-LEFT(CI6132,ROW($1:$80)))),0,-LOOKUP(1,-LEFT(CI6132,ROW($1:$80)))))","v":""},{"$f":"IF(OR(ISBLANK(CJ100),CJ6132=\"\"),\"\",IF(ISERROR(-LOOKUP(1,-LEFT(CJ6132,ROW($1:$80)))),0,-LOOKUP(1,-LEFT(CJ6132,ROW($1:$80)))))","v":""},{"$f":"IF(OR(ISBLANK(CK100),CK6132=\"\"),\"\",IF(ISERROR(-LOOKUP(1,-LEFT(CK6132,ROW($1:$80)))),0,-LOOKUP(1,-LEFT(CK6132,ROW($1:$80)))))","v":""},{"$f":"IF(OR(ISBLANK(CL100),CL6132=\"\"),\"\",IF(ISERROR(-LOOKUP(1,-LEFT(CL6132,ROW($1:$80)))),0,-LOOKUP(1,-LEFT(CL6132,ROW($1:$80)))))","v":""},{"$f":"IF(OR(ISBLANK(CM100),CM6132=\"\"),\"\",IF(ISERROR(-LOOKUP(1,-LEFT(CM6132,ROW($1:$80)))),0,-LOOKUP(1,-LEFT(CM6132,ROW($1:$80)))))","v":""},{"$f":"IF(OR(ISBLANK(CN100),CN6132=\"\"),\"\",IF(ISERROR(-LOOKUP(1,-LEFT(CN6132,ROW($1:$80)))),0,-LOOKUP(1,-LEFT(CN6132,ROW($1:$80)))))","v":""},{"$f":"IF(OR(ISBLANK(CO100),CO6132=\"\"),\"\",IF(ISERROR(-LOOKUP(1,-LEFT(CO6132,ROW($1:$80)))),0,-LOOKUP(1,-LEFT(CO6132,ROW($1:$80)))))","v":""},{"$f":"IF(OR(ISBLANK(CP100),CP6132=\"\"),\"\",IF(ISERROR(-LOOKUP(1,-LEFT(CP6132,ROW($1:$80)))),0,-LOOKUP(1,-LEFT(CP6132,ROW($1:$80)))))","v":""},{"$f":"IF(OR(ISBLANK(CQ100),CQ6132=\"\"),\"\",IF(ISERROR(-LOOKUP(1,-LEFT(CQ6132,ROW($1:$80)))),0,-LOOKUP(1,-LEFT(CQ6132,ROW($1:$80)))))","v":""},{"$f":"IF(OR(ISBLANK(CR100),CR6132=\"\"),\"\",IF(ISERROR(-LOOKUP(1,-LEFT(CR6132,ROW($1:$80)))),0,-LOOKUP(1,-LEFT(CR6132,ROW($1:$80)))))","v":""},{"$f":"IF(OR(ISBLANK(CS100),CS6132=\"\"),\"\",IF(ISERROR(-LOOKUP(1,-LEFT(CS6132,ROW($1:$80)))),0,-LOOKUP(1,-LEFT(CS6132,ROW($1:$80)))))","v":""},{"$f":"IF(OR(ISBLANK(CT100),CT6132=\"\"),\"\",IF(ISERROR(-LOOKUP(1,-LEFT(CT6132,ROW($1:$80)))),0,-LOOKUP(1,-LEFT(CT6132,ROW($1:$80)))))","v":""},{"$f":"IF(OR(ISBLANK(CU100),CU6132=\"\"),\"\",IF(ISERROR(-LOOKUP(1,-LEFT(CU6132,ROW($1:$80)))),0,-LOOKUP(1,-LEFT(CU6132,ROW($1:$80)))))","v":""},{"$f":"IF(OR(ISBLANK(CV100),CV6132=\"\"),\"\",IF(ISERROR(-LOOKUP(1,-LEFT(CV6132,ROW($1:$80)))),0,-LOOKUP(1,-LEFT(CV6132,ROW($1:$80)))))","v":""},{"$f":"IF(OR(ISBLANK(CW100),CW6132=\"\"),\"\",IF(ISERROR(-LOOKUP(1,-LEFT(CW6132,ROW($1:$80)))),0,-LOOKUP(1,-LEFT(CW6132,ROW($1:$80)))))","v":""},{"$f":"IF(OR(ISBLANK(CX100),CX6132=\"\"),\"\",IF(ISERROR(-LOOKUP(1,-LEFT(CX6132,ROW($1:$80)))),0,-LOOKUP(1,-LEFT(CX6132,ROW($1:$80)))))","v":""},{"$f":"IF(OR(ISBLANK(CY100),CY6132=\"\"),\"\",IF(ISERROR(-LOOKUP(1,-LEFT(CY6132,ROW($1:$80)))),0,-LOOKUP(1,-LEFT(CY6132,ROW($1:$80)))))","v":""},{"$f":"IF(OR(ISBLANK(CZ100),CZ6132=\"\"),\"\",IF(ISERROR(-LOOKUP(1,-LEFT(CZ6132,ROW($1:$80)))),0,-LOOKUP(1,-LEFT(CZ6132,ROW($1:$80)))))","v":""},{"$f":"IF(OR(ISBLANK(DA100),DA6132=\"\"),\"\",IF(ISERROR(-LOOKUP(1,-LEFT(DA6132,ROW($1:$80)))),0,-LOOKUP(1,-LEFT(DA6132,ROW($1:$80)))))","v":""},{"$f":"IF(OR(ISBLANK(DB100),DB6132=\"\"),\"\",IF(ISERROR(-LOOKUP(1,-LEFT(DB6132,ROW($1:$80)))),0,-LOOKUP(1,-LEFT(DB6132,ROW($1:$80)))))","v":""},{"$f":"IF(OR(ISBLANK(DC100),DC6132=\"\"),\"\",IF(ISERROR(-LOOKUP(1,-LEFT(DC6132,ROW($1:$80)))),0,-LOOKUP(1,-LEFT(DC6132,ROW($1:$80)))))","v":""},{"$f":"IF(OR(ISBLANK(DD100),DD6132=\"\"),\"\",IF(ISERROR(-LOOKUP(1,-LEFT(DD6132,ROW($1:$80)))),0,-LOOKUP(1,-LEFT(DD6132,ROW($1:$80)))))","v":""},{"$f":"IF(OR(ISBLANK(DE100),DE6132=\"\"),\"\",IF(ISERROR(-LOOKUP(1,-LEFT(DE6132,ROW($1:$80)))),0,-LOOKUP(1,-LEFT(DE6132,ROW($1:$80)))))","v":""},{"$f":"IF(OR(ISBLANK(DF100),DF6132=\"\"),\"\",IF(ISERROR(-LOOKUP(1,-LEFT(DF6132,ROW($1:$80)))),0,-LOOKUP(1,-LEFT(DF6132,ROW($1:$80)))))","v":""},{"$f":"IF(OR(ISBLANK(DG100),DG6132=\"\"),\"\",IF(ISERROR(-LOOKUP(1,-LEFT(DG6132,ROW($1:$80)))),0,-LOOKUP(1,-LEFT(DG6132,ROW($1:$80)))))","v":""},{"$f":"IF(OR(ISBLANK(DH100),DH6132=\"\"),\"\",IF(ISERROR(-LOOKUP(1,-LEFT(DH6132,ROW($1:$80)))),0,-LOOKUP(1,-LEFT(DH6132,ROW($1:$80)))))","v":""},{"$f":"IF(OR(ISBLANK(DI100),DI6132=\"\"),\"\",IF(ISERROR(-LOOKUP(1,-LEFT(DI6132,ROW($1:$80)))),0,-LOOKUP(1,-LEFT(DI6132,ROW($1:$80)))))","v":""},{"$f":"IF(OR(ISBLANK(DJ100),DJ6132=\"\"),\"\",IF(ISERROR(-LOOKUP(1,-LEFT(DJ6132,ROW($1:$80)))),0,-LOOKUP(1,-LEFT(DJ6132,ROW($1:$80)))))","v":""},{"$f":"IF(OR(ISBLANK(DK100),DK6132=\"\"),\"\",IF(ISERROR(-LOOKUP(1,-LEFT(DK6132,ROW($1:$80)))),0,-LOOKUP(1,-LEFT(DK6132,ROW($1:$80)))))","v":""},{"$f":"IF(OR(ISBLANK(DL100),DL6132=\"\"),\"\",IF(ISERROR(-LOOKUP(1,-LEFT(DL6132,ROW($1:$80)))),0,-LOOKUP(1,-LEFT(DL6132,ROW($1:$80)))))","v":""},{"$f":"IF(OR(ISBLANK(DM100),DM6132=\"\"),\"\",IF(ISERROR(-LOOKUP(1,-LEFT(DM6132,ROW($1:$80)))),0,-LOOKUP(1,-LEFT(DM6132,ROW($1:$80)))))","v":""},{"$f":"IF(OR(ISBLANK(DN100),DN6132=\"\"),\"\",IF(ISERROR(-LOOKUP(1,-LEFT(DN6132,ROW($1:$80)))),0,-LOOKUP(1,-LEFT(DN6132,ROW($1:$80)))))","v":""},{"$f":"IF(OR(ISBLANK(DO100),DO6132=\"\"),\"\",IF(ISERROR(-LOOKUP(1,-LEFT(DO6132,ROW($1:$80)))),0,-LOOKUP(1,-LEFT(DO6132,ROW($1:$80)))))","v":""},{"$f":"IF(OR(ISBLANK(DP100),DP6132=\"\"),\"\",IF(ISERROR(-LOOKUP(1,-LEFT(DP6132,ROW($1:$80)))),0,-LOOKUP(1,-LEFT(DP6132,ROW($1:$80)))))","v":""},{"$f":"IF(OR(ISBLANK(DQ100),DQ6132=\"\"),\"\",IF(ISERROR(-LOOKUP(1,-LEFT(DQ6132,ROW($1:$80)))),0,-LOOKUP(1,-LEFT(DQ6132,ROW($1:$80)))))","v":""},{"$f":"IF(OR(ISBLANK(DR100),DR6132=\"\"),\"\",IF(ISERROR(-LOOKUP(1,-LEFT(DR6132,ROW($1:$80)))),0,-LOOKUP(1,-LEFT(DR6132,ROW($1:$80)))))","v":""},{"$f":"IF(OR(ISBLANK(DS100),DS6132=\"\"),\"\",IF(ISERROR(-LOOKUP(1,-LEFT(DS6132,ROW($1:$80)))),0,-LOOKUP(1,-LEFT(DS6132,ROW($1:$80)))))","v":""},{"$f":"IF(OR(ISBLANK(DT100),DT6132=\"\"),\"\",IF(ISERROR(-LOOKUP(1,-LEFT(DT6132,ROW($1:$80)))),0,-LOOKUP(1,-LEFT(DT6132,ROW($1:$80)))))","v":""},{"$f":"IF(OR(ISBLANK(DU100),DU6132=\"\"),\"\",IF(ISERROR(-LOOKUP(1,-LEFT(DU6132,ROW($1:$80)))),0,-LOOKUP(1,-LEFT(DU6132,ROW($1:$80)))))","v":""},{"$f":"IF(OR(ISBLANK(DV100),DV6132=\"\"),\"\",IF(ISERROR(-LOOKUP(1,-LEFT(DV6132,ROW($1:$80)))),0,-LOOKUP(1,-LEFT(DV6132,ROW($1:$80)))))","v":""},{"$f":"IF(OR(ISBLANK(DW100),DW6132=\"\"),\"\",IF(ISERROR(-LOOKUP(1,-LEFT(DW6132,ROW($1:$80)))),0,-LOOKUP(1,-LEFT(DW6132,ROW($1:$80)))))","v":""},{"$f":"IF(OR(ISBLANK(DX100),DX6132=\"\"),\"\",IF(ISERROR(-LOOKUP(1,-LEFT(DX6132,ROW($1:$80)))),0,-LOOKUP(1,-LEFT(DX6132,ROW($1:$80)))))","v":""},{"$f":"IF(OR(ISBLANK(DY100),DY6132=\"\"),\"\",IF(ISERROR(-LOOKUP(1,-LEFT(DY6132,ROW($1:$80)))),0,-LOOKUP(1,-LEFT(DY6132,ROW($1:$80)))))","v":""},{"$f":"IF(OR(ISBLANK(DZ100),DZ6132=\"\"),\"\",IF(ISERROR(-LOOKUP(1,-LEFT(DZ6132,ROW($1:$80)))),0,-LOOKUP(1,-LEFT(DZ6132,ROW($1:$80)))))","v":""},{"$f":"IF(OR(ISBLANK(EA100),EA6132=\"\"),\"\",IF(ISERROR(-LOOKUP(1,-LEFT(EA6132,ROW($1:$80)))),0,-LOOKUP(1,-LEFT(EA6132,ROW($1:$80)))))","v":""},{"$f":"IF(OR(ISBLANK(EB100),EB6132=\"\"),\"\",IF(ISERROR(-LOOKUP(1,-LEFT(EB6132,ROW($1:$80)))),0,-LOOKUP(1,-LEFT(EB6132,ROW($1:$80)))))","v":""},{"$f":"IF(OR(ISBLANK(EC100),EC6132=\"\"),\"\",IF(ISERROR(-LOOKUP(1,-LEFT(EC6132,ROW($1:$80)))),0,-LOOKUP(1,-LEFT(EC6132,ROW($1:$80)))))","v":""},{"$f":"IF(OR(ISBLANK(ED100),ED6132=\"\"),\"\",IF(ISERROR(-LOOKUP(1,-LEFT(ED6132,ROW($1:$80)))),0,-LOOKUP(1,-LEFT(ED6132,ROW($1:$80)))))","v":""},{"$f":"IF(OR(ISBLANK(EE100),EE6132=\"\"),\"\",IF(ISERROR(-LOOKUP(1,-LEFT(EE6132,ROW($1:$80)))),0,-LOOKUP(1,-LEFT(EE6132,ROW($1:$80)))))","v":""},{"$f":"IF(OR(ISBLANK(EF100),EF6132=\"\"),\"\",IF(ISERROR(-LOOKUP(1,-LEFT(EF6132,ROW($1:$80)))),0,-LOOKUP(1,-LEFT(EF6132,ROW($1:$80)))))","v":""},{"$f":"IF(OR(ISBLANK(EG100),EG6132=\"\"),\"\",IF(ISERROR(-LOOKUP(1,-LEFT(EG6132,ROW($1:$80)))),0,-LOOKUP(1,-LEFT(EG6132,ROW($1:$80)))))","v":""},{"$f":"IF(OR(ISBLANK(EH100),EH6132=\"\"),\"\",IF(ISERROR(-LOOKUP(1,-LEFT(EH6132,ROW($1:$80)))),0,-LOOKUP(1,-LEFT(EH6132,ROW($1:$80)))))","v":""},{"$f":"IF(OR(ISBLANK(EI100),EI6132=\"\"),\"\",IF(ISERROR(-LOOKUP(1,-LEFT(EI6132,ROW($1:$80)))),0,-LOOKUP(1,-LEFT(EI6132,ROW($1:$80)))))","v":""},{"$f":"IF(OR(ISBLANK(EJ100),EJ6132=\"\"),\"\",IF(ISERROR(-LOOKUP(1,-LEFT(EJ6132,ROW($1:$80)))),0,-LOOKUP(1,-LEFT(EJ6132,ROW($1:$80)))))","v":""},{"$f":"IF(OR(ISBLANK(EK100),EK6132=\"\"),\"\",IF(ISERROR(-LOOKUP(1,-LEFT(EK6132,ROW($1:$80)))),0,-LOOKUP(1,-LEFT(EK6132,ROW($1:$80)))))","v":""},{"$f":"IF(OR(ISBLANK(EL100),EL6132=\"\"),\"\",IF(ISERROR(-LOOKUP(1,-LEFT(EL6132,ROW($1:$80)))),0,-LOOKUP(1,-LEFT(EL6132,ROW($1:$80)))))","v":""},{"$f":"IF(OR(ISBLANK(EM100),EM6132=\"\"),\"\",IF(ISERROR(-LOOKUP(1,-LEFT(EM6132,ROW($1:$80)))),0,-LOOKUP(1,-LEFT(EM6132,ROW($1:$80)))))","v":""},{"$f":"IF(OR(ISBLANK(EN100),EN6132=\"\"),\"\",IF(ISERROR(-LOOKUP(1,-LEFT(EN6132,ROW($1:$80)))),0,-LOOKUP(1,-LEFT(EN6132,ROW($1:$80)))))","v":""},{"$f":"IF(OR(ISBLANK(EO100),EO6132=\"\"),\"\",IF(ISERROR(-LOOKUP(1,-LEFT(EO6132,ROW($1:$80)))),0,-LOOKUP(1,-LEFT(EO6132,ROW($1:$80)))))","v":""},{"$f":"IF(OR(ISBLANK(EP100),EP6132=\"\"),\"\",IF(ISERROR(-LOOKUP(1,-LEFT(EP6132,ROW($1:$80)))),0,-LOOKUP(1,-LEFT(EP6132,ROW($1:$80)))))","v":""},{"$f":"IF(OR(ISBLANK(EQ100),EQ6132=\"\"),\"\",IF(ISERROR(-LOOKUP(1,-LEFT(EQ6132,ROW($1:$80)))),0,-LOOKUP(1,-LEFT(EQ6132,ROW($1:$80)))))","v":""},{"$f":"IF(OR(ISBLANK(ER100),ER6132=\"\"),\"\",IF(ISERROR(-LOOKUP(1,-LEFT(ER6132,ROW($1:$80)))),0,-LOOKUP(1,-LEFT(ER6132,ROW($1:$80)))))","v":""},{"$f":"IF(OR(ISBLANK(ES100),ES6132=\"\"),\"\",IF(ISERROR(-LOOKUP(1,-LEFT(ES6132,ROW($1:$80)))),0,-LOOKUP(1,-LEFT(ES6132,ROW($1:$80)))))","v":""},{"$f":"IF(OR(ISBLANK(ET100),ET6132=\"\"),\"\",IF(ISERROR(-LOOKUP(1,-LEFT(ET6132,ROW($1:$80)))),0,-LOOKUP(1,-LEFT(ET6132,ROW($1:$80)))))","v":""},{"$f":"IF(OR(ISBLANK(EU100),EU6132=\"\"),\"\",IF(ISERROR(-LOOKUP(1,-LEFT(EU6132,ROW($1:$80)))),0,-LOOKUP(1,-LEFT(EU6132,ROW($1:$80)))))","v":""},{"$f":"IF(OR(ISBLANK(EV100),EV6132=\"\"),\"\",IF(ISERROR(-LOOKUP(1,-LEFT(EV6132,ROW($1:$80)))),0,-LOOKUP(1,-LEFT(EV6132,ROW($1:$80)))))","v":""},{"$f":"IF(OR(ISBLANK(EW100),EW6132=\"\"),\"\",IF(ISERROR(-LOOKUP(1,-LEFT(EW6132,ROW($1:$80)))),0,-LOOKUP(1,-LEFT(EW6132,ROW($1:$80)))))","v":""},{"$f":"IF(OR(ISBLANK(EX100),EX6132=\"\"),\"\",IF(ISERROR(-LOOKUP(1,-LEFT(EX6132,ROW($1:$80)))),0,-LOOKUP(1,-LEFT(EX6132,ROW($1:$80)))))","v":""},{"$f":"IF(OR(ISBLANK(EY100),EY6132=\"\"),\"\",IF(ISERROR(-LOOKUP(1,-LEFT(EY6132,ROW($1:$80)))),0,-LOOKUP(1,-LEFT(EY6132,ROW($1:$80)))))","v":""},{"$f":"IF(OR(ISBLANK(EZ100),EZ6132=\"\"),\"\",IF(ISERROR(-LOOKUP(1,-LEFT(EZ6132,ROW($1:$80)))),0,-LOOKUP(1,-LEFT(EZ6132,ROW($1:$80)))))","v":""},{"$f":"IF(OR(ISBLANK(FA100),FA6132=\"\"),\"\",IF(ISERROR(-LOOKUP(1,-LEFT(FA6132,ROW($1:$80)))),0,-LOOKUP(1,-LEFT(FA6132,ROW($1:$80)))))","v":""},{"$f":"IF(OR(ISBLANK(FB100),FB6132=\"\"),\"\",IF(ISERROR(-LOOKUP(1,-LEFT(FB6132,ROW($1:$80)))),0,-LOOKUP(1,-LEFT(FB6132,ROW($1:$80)))))","v":""},{"$f":"IF(OR(ISBLANK(FC100),FC6132=\"\"),\"\",IF(ISERROR(-LOOKUP(1,-LEFT(FC6132,ROW($1:$80)))),0,-LOOKUP(1,-LEFT(FC6132,ROW($1:$80)))))","v":""},{"$f":"IF(OR(ISBLANK(FD100),FD6132=\"\"),\"\",IF(ISERROR(-LOOKUP(1,-LEFT(FD6132,ROW($1:$80)))),0,-LOOKUP(1,-LEFT(FD6132,ROW($1:$80)))))","v":""},{"$f":"IF(OR(ISBLANK(FE100),FE6132=\"\"),\"\",IF(ISERROR(-LOOKUP(1,-LEFT(FE6132,ROW($1:$80)))),0,-LOOKUP(1,-LEFT(FE6132,ROW($1:$80)))))","v":""},{"$f":"IF(OR(ISBLANK(FF100),FF6132=\"\"),\"\",IF(ISERROR(-LOOKUP(1,-LEFT(FF6132,ROW($1:$80)))),0,-LOOKUP(1,-LEFT(FF6132,ROW($1:$80)))))","v":""},{"$f":"IF(OR(ISBLANK(FG100),FG6132=\"\"),\"\",IF(ISERROR(-LOOKUP(1,-LEFT(FG6132,ROW($1:$80)))),0,-LOOKUP(1,-LEFT(FG6132,ROW($1:$80)))))","v":""},{"$f":"IF(OR(ISBLANK(FH100),FH6132=\"\"),\"\",IF(ISERROR(-LOOKUP(1,-LEFT(FH6132,ROW($1:$80)))),0,-LOOKUP(1,-LEFT(FH6132,ROW($1:$80)))))","v":""},{"$f":"IF(OR(ISBLANK(FI100),FI6132=\"\"),\"\",IF(ISERROR(-LOOKUP(1,-LEFT(FI6132,ROW($1:$80)))),0,-LOOKUP(1,-LEFT(FI6132,ROW($1:$80)))))","v":""},{"$f":"IF(OR(ISBLANK(FJ100),FJ6132=\"\"),\"\",IF(ISERROR(-LOOKUP(1,-LEFT(FJ6132,ROW($1:$80)))),0,-LOOKUP(1,-LEFT(FJ6132,ROW($1:$80)))))","v":""},{"$f":"IF(OR(ISBLANK(FK100),FK6132=\"\"),\"\",IF(ISERROR(-LOOKUP(1,-LEFT(FK6132,ROW($1:$80)))),0,-LOOKUP(1,-LEFT(FK6132,ROW($1:$80)))))","v":""},{"$f":"IF(OR(ISBLANK(FL100),FL6132=\"\"),\"\",IF(ISERROR(-LOOKUP(1,-LEFT(FL6132,ROW($1:$80)))),0,-LOOKUP(1,-LEFT(FL6132,ROW($1:$80)))))","v":""},{"$f":"IF(OR(ISBLANK(FM100),FM6132=\"\"),\"\",IF(ISERROR(-LOOKUP(1,-LEFT(FM6132,ROW($1:$80)))),0,-LOOKUP(1,-LEFT(FM6132,ROW($1:$80)))))","v":""},{"$f":"IF(OR(ISBLANK(FN100),FN6132=\"\"),\"\",IF(ISERROR(-LOOKUP(1,-LEFT(FN6132,ROW($1:$80)))),0,-LOOKUP(1,-LEFT(FN6132,ROW($1:$80)))))","v":""},{"$f":"IF(OR(ISBLANK(FO100),FO6132=\"\"),\"\",IF(ISERROR(-LOOKUP(1,-LEFT(FO6132,ROW($1:$80)))),0,-LOOKUP(1,-LEFT(FO6132,ROW($1:$80)))))","v":""},{"$f":"IF(OR(ISBLANK(FP100),FP6132=\"\"),\"\",IF(ISERROR(-LOOKUP(1,-LEFT(FP6132,ROW($1:$80)))),0,-LOOKUP(1,-LEFT(FP6132,ROW($1:$80)))))","v":""},{"$f":"IF(OR(ISBLANK(FQ100),FQ6132=\"\"),\"\",IF(ISERROR(-LOOKUP(1,-LEFT(FQ6132,ROW($1:$80)))),0,-LOOKUP(1,-LEFT(FQ6132,ROW($1:$80)))))","v":""},{"$f":"IF(OR(ISBLANK(FR100),FR6132=\"\"),\"\",IF(ISERROR(-LOOKUP(1,-LEFT(FR6132,ROW($1:$80)))),0,-LOOKUP(1,-LEFT(FR6132,ROW($1:$80)))))","v":""},{"$f":"IF(OR(ISBLANK(FS100),FS6132=\"\"),\"\",IF(ISERROR(-LOOKUP(1,-LEFT(FS6132,ROW($1:$80)))),0,-LOOKUP(1,-LEFT(FS6132,ROW($1:$80)))))","v":""},{"$f":"IF(OR(ISBLANK(FT100),FT6132=\"\"),\"\",IF(ISERROR(-LOOKUP(1,-LEFT(FT6132,ROW($1:$80)))),0,-LOOKUP(1,-LEFT(FT6132,ROW($1:$80)))))","v":""},{"$f":"IF(OR(ISBLANK(FU100),FU6132=\"\"),\"\",IF(ISERROR(-LOOKUP(1,-LEFT(FU6132,ROW($1:$80)))),0,-LOOKUP(1,-LEFT(FU6132,ROW($1:$80)))))","v":""},{"$f":"IF(OR(ISBLANK(FV100),FV6132=\"\"),\"\",IF(ISERROR(-LOOKUP(1,-LEFT(FV6132,ROW($1:$80)))),0,-LOOKUP(1,-LEFT(FV6132,ROW($1:$80)))))","v":""},{"$f":"IF(OR(ISBLANK(FW100),FW6132=\"\"),\"\",IF(ISERROR(-LOOKUP(1,-LEFT(FW6132,ROW($1:$80)))),0,-LOOKUP(1,-LEFT(FW6132,ROW($1:$80)))))","v":""},{"$f":"IF(OR(ISBLANK(FX100),FX6132=\"\"),\"\",IF(ISERROR(-LOOKUP(1,-LEFT(FX6132,ROW($1:$80)))),0,-LOOKUP(1,-LEFT(FX6132,ROW($1:$80)))))","v":""},{"$f":"IF(OR(ISBLANK(FY100),FY6132=\"\"),\"\",IF(ISERROR(-LOOKUP(1,-LEFT(FY6132,ROW($1:$80)))),0,-LOOKUP(1,-LEFT(FY6132,ROW($1:$80)))))","v":""},{"$f":"IF(OR(ISBLANK(FZ100),FZ6132=\"\"),\"\",IF(ISERROR(-LOOKUP(1,-LEFT(FZ6132,ROW($1:$80)))),0,-LOOKUP(1,-LEFT(FZ6132,ROW($1:$80)))))","v":""},{"$f":"IF(OR(ISBLANK(GA100),GA6132=\"\"),\"\",IF(ISERROR(-LOOKUP(1,-LEFT(GA6132,ROW($1:$80)))),0,-LOOKUP(1,-LEFT(GA6132,ROW($1:$80)))))","v":""},{"$f":"IF(OR(ISBLANK(GB100),GB6132=\"\"),\"\",IF(ISERROR(-LOOKUP(1,-LEFT(GB6132,ROW($1:$80)))),0,-LOOKUP(1,-LEFT(GB6132,ROW($1:$80)))))","v":""},{"$f":"IF(OR(ISBLANK(GC100),GC6132=\"\"),\"\",IF(ISERROR(-LOOKUP(1,-LEFT(GC6132,ROW($1:$80)))),0,-LOOKUP(1,-LEFT(GC6132,ROW($1:$80)))))","v":""},{"$f":"IF(OR(ISBLANK(GD100),GD6132=\"\"),\"\",IF(ISERROR(-LOOKUP(1,-LEFT(GD6132,ROW($1:$80)))),0,-LOOKUP(1,-LEFT(GD6132,ROW($1:$80)))))","v":""},{"$f":"IF(OR(ISBLANK(GE100),GE6132=\"\"),\"\",IF(ISERROR(-LOOKUP(1,-LEFT(GE6132,ROW($1:$80)))),0,-LOOKUP(1,-LEFT(GE6132,ROW($1:$80)))))","v":""},{"$f":"IF(OR(ISBLANK(GF100),GF6132=\"\"),\"\",IF(ISERROR(-LOOKUP(1,-LEFT(GF6132,ROW($1:$80)))),0,-LOOKUP(1,-LEFT(GF6132,ROW($1:$80)))))","v":""},{"$f":"IF(OR(ISBLANK(GG100),GG6132=\"\"),\"\",IF(ISERROR(-LOOKUP(1,-LEFT(GG6132,ROW($1:$80)))),0,-LOOKUP(1,-LEFT(GG6132,ROW($1:$80)))))","v":""},{"$f":"IF(OR(ISBLANK(GH100),GH6132=\"\"),\"\",IF(ISERROR(-LOOKUP(1,-LEFT(GH6132,ROW($1:$80)))),0,-LOOKUP(1,-LEFT(GH6132,ROW($1:$80)))))","v":""},{"$f":"IF(OR(ISBLANK(GI100),GI6132=\"\"),\"\",IF(ISERROR(-LOOKUP(1,-LEFT(GI6132,ROW($1:$80)))),0,-LOOKUP(1,-LEFT(GI6132,ROW($1:$80)))))","v":""},{"$f":"IF(OR(ISBLANK(GJ100),GJ6132=\"\"),\"\",IF(ISERROR(-LOOKUP(1,-LEFT(GJ6132,ROW($1:$80)))),0,-LOOKUP(1,-LEFT(GJ6132,ROW($1:$80)))))","v":""},{"$f":"IF(OR(ISBLANK(GK100),GK6132=\"\"),\"\",IF(ISERROR(-LOOKUP(1,-LEFT(GK6132,ROW($1:$80)))),0,-LOOKUP(1,-LEFT(GK6132,ROW($1:$80)))))","v":""},{"$f":"IF(OR(ISBLANK(GL100),GL6132=\"\"),\"\",IF(ISERROR(-LOOKUP(1,-LEFT(GL6132,ROW($1:$80)))),0,-LOOKUP(1,-LEFT(GL6132,ROW($1:$80)))))","v":""},{"$f":"IF(OR(ISBLANK(GM100),GM6132=\"\"),\"\",IF(ISERROR(-LOOKUP(1,-LEFT(GM6132,ROW($1:$80)))),0,-LOOKUP(1,-LEFT(GM6132,ROW($1:$80)))))","v":""},{"$f":"IF(OR(ISBLANK(GN100),GN6132=\"\"),\"\",IF(ISERROR(-LOOKUP(1,-LEFT(GN6132,ROW($1:$80)))),0,-LOOKUP(1,-LEFT(GN6132,ROW($1:$80)))))","v":""},{"$f":"IF(OR(ISBLANK(GO100),GO6132=\"\"),\"\",IF(ISERROR(-LOOKUP(1,-LEFT(GO6132,ROW($1:$80)))),0,-LOOKUP(1,-LEFT(GO6132,ROW($1:$80)))))","v":""},{"$f":"IF(OR(ISBLANK(GP100),GP6132=\"\"),\"\",IF(ISERROR(-LOOKUP(1,-LEFT(GP6132,ROW($1:$80)))),0,-LOOKUP(1,-LEFT(GP6132,ROW($1:$80)))))","v":""},{"$f":"IF(OR(ISBLANK(GQ100),GQ6132=\"\"),\"\",IF(ISERROR(-LOOKUP(1,-LEFT(GQ6132,ROW($1:$80)))),0,-LOOKUP(1,-LEFT(GQ6132,ROW($1:$80)))))","v":""},{"$f":"IF(OR(ISBLANK(GR100),GR6132=\"\"),\"\",IF(ISERROR(-LOOKUP(1,-LEFT(GR6132,ROW($1:$80)))),0,-LOOKUP(1,-LEFT(GR6132,ROW($1:$80)))))","v":""},{"$f":"IF(OR(ISBLANK(GS100),GS6132=\"\"),\"\",IF(ISERROR(-LOOKUP(1,-LEFT(GS6132,ROW($1:$80)))),0,-LOOKUP(1,-LEFT(GS6132,ROW($1:$80)))))","v":""},{"$f":"IF(OR(ISBLANK(GT100),GT6132=\"\"),\"\",IF(ISERROR(-LOOKUP(1,-LEFT(GT6132,ROW($1:$80)))),0,-LOOKUP(1,-LEFT(GT6132,ROW($1:$80)))))","v":""},{"$f":"IF(OR(ISBLANK(GU100),GU6132=\"\"),\"\",IF(ISERROR(-LOOKUP(1,-LEFT(GU6132,ROW($1:$80)))),0,-LOOKUP(1,-LEFT(GU6132,ROW($1:$80)))))","v":""},{"$f":"IF(OR(ISBLANK(GV100),GV6132=\"\"),\"\",IF(ISERROR(-LOOKUP(1,-LEFT(GV6132,ROW($1:$80)))),0,-LOOKUP(1,-LEFT(GV6132,ROW($1:$80)))))","v":""},{"$f":"IF(OR(ISBLANK(GW100),GW6132=\"\"),\"\",IF(ISERROR(-LOOKUP(1,-LEFT(GW6132,ROW($1:$80)))),0,-LOOKUP(1,-LEFT(GW6132,ROW($1:$80)))))","v":""},{"$f":"IF(OR(ISBLANK(GX100),GX6132=\"\"),\"\",IF(ISERROR(-LOOKUP(1,-LEFT(GX6132,ROW($1:$80)))),0,-LOOKUP(1,-LEFT(GX6132,ROW($1:$80)))))","v":""},{"$f":"IF(OR(ISBLANK(GY100),GY6132=\"\"),\"\",IF(ISERROR(-LOOKUP(1,-LEFT(GY6132,ROW($1:$80)))),0,-LOOKUP(1,-LEFT(GY6132,ROW($1:$80)))))","v":""},{"$f":"IF(OR(ISBLANK(GZ100),GZ6132=\"\"),\"\",IF(ISERROR(-LOOKUP(1,-LEFT(GZ6132,ROW($1:$80)))),0,-LOOKUP(1,-LEFT(GZ6132,ROW($1:$80)))))","v":""},{"$f":"IF(OR(ISBLANK(HA100),HA6132=\"\"),\"\",IF(ISERROR(-LOOKUP(1,-LEFT(HA6132,ROW($1:$80)))),0,-LOOKUP(1,-LEFT(HA6132,ROW($1:$80)))))","v":""},{"$f":"IF(OR(ISBLANK(HB100),HB6132=\"\"),\"\",IF(ISERROR(-LOOKUP(1,-LEFT(HB6132,ROW($1:$80)))),0,-LOOKUP(1,-LEFT(HB6132,ROW($1:$80)))))","v":""},{"$f":"IF(OR(ISBLANK(HC100),HC6132=\"\"),\"\",IF(ISERROR(-LOOKUP(1,-LEFT(HC6132,ROW($1:$80)))),0,-LOOKUP(1,-LEFT(HC6132,ROW($1:$80)))))","v":""},{"$f":"IF(OR(ISBLANK(HD100),HD6132=\"\"),\"\",IF(ISERROR(-LOOKUP(1,-LEFT(HD6132,ROW($1:$80)))),0,-LOOKUP(1,-LEFT(HD6132,ROW($1:$80)))))","v":""},{"$f":"IF(OR(ISBLANK(HE100),HE6132=\"\"),\"\",IF(ISERROR(-LOOKUP(1,-LEFT(HE6132,ROW($1:$80)))),0,-LOOKUP(1,-LEFT(HE6132,ROW($1:$80)))))","v":""},{"$f":"IF(OR(ISBLANK(HF100),HF6132=\"\"),\"\",IF(ISERROR(-LOOKUP(1,-LEFT(HF6132,ROW($1:$80)))),0,-LOOKUP(1,-LEFT(HF6132,ROW($1:$80)))))","v":""},{"$f":"IF(OR(ISBLANK(HG100),HG6132=\"\"),\"\",IF(ISERROR(-LOOKUP(1,-LEFT(HG6132,ROW($1:$80)))),0,-LOOKUP(1,-LEFT(HG6132,ROW($1:$80)))))","v":""},{"$f":"IF(OR(ISBLANK(HH100),HH6132=\"\"),\"\",IF(ISERROR(-LOOKUP(1,-LEFT(HH6132,ROW($1:$80)))),0,-LOOKUP(1,-LEFT(HH6132,ROW($1:$80)))))","v":""},{"$f":"IF(OR(ISBLANK(HI100),HI6132=\"\"),\"\",IF(ISERROR(-LOOKUP(1,-LEFT(HI6132,ROW($1:$80)))),0,-LOOKUP(1,-LEFT(HI6132,ROW($1:$80)))))","v":""},{"$f":"IF(OR(ISBLANK(HJ100),HJ6132=\"\"),\"\",IF(ISERROR(-LOOKUP(1,-LEFT(HJ6132,ROW($1:$80)))),0,-LOOKUP(1,-LEFT(HJ6132,ROW($1:$80)))))","v":""},{"$f":"IF(OR(ISBLANK(HK100),HK6132=\"\"),\"\",IF(ISERROR(-LOOKUP(1,-LEFT(HK6132,ROW($1:$80)))),0,-LOOKUP(1,-LEFT(HK6132,ROW($1:$80)))))","v":""},{"$f":"IF(OR(ISBLANK(HL100),HL6132=\"\"),\"\",IF(ISERROR(-LOOKUP(1,-LEFT(HL6132,ROW($1:$80)))),0,-LOOKUP(1,-LEFT(HL6132,ROW($1:$80)))))","v":""},{"$f":"IF(OR(ISBLANK(HM100),HM6132=\"\"),\"\",IF(ISERROR(-LOOKUP(1,-LEFT(HM6132,ROW($1:$80)))),0,-LOOKUP(1,-LEFT(HM6132,ROW($1:$80)))))","v":""},{"$f":"IF(OR(ISBLANK(HN100),HN6132=\"\"),\"\",IF(ISERROR(-LOOKUP(1,-LEFT(HN6132,ROW($1:$80)))),0,-LOOKUP(1,-LEFT(HN6132,ROW($1:$80)))))","v":""},{"$f":"IF(OR(ISBLANK(HO100),HO6132=\"\"),\"\",IF(ISERROR(-LOOKUP(1,-LEFT(HO6132,ROW($1:$80)))),0,-LOOKUP(1,-LEFT(HO6132,ROW($1:$80)))))","v":""},{"$f":"IF(OR(ISBLANK(HP100),HP6132=\"\"),\"\",IF(ISERROR(-LOOKUP(1,-LEFT(HP6132,ROW($1:$80)))),0,-LOOKUP(1,-LEFT(HP6132,ROW($1:$80)))))","v":""},{"$f":"IF(OR(ISBLANK(HQ100),HQ6132=\"\"),\"\",IF(ISERROR(-LOOKUP(1,-LEFT(HQ6132,ROW($1:$80)))),0,-LOOKUP(1,-LEFT(HQ6132,ROW($1:$80)))))","v":""},{"$f":"IF(OR(ISBLANK(HR100),HR6132=\"\"),\"\",IF(ISERROR(-LOOKUP(1,-LEFT(HR6132,ROW($1:$80)))),0,-LOOKUP(1,-LEFT(HR6132,ROW($1:$80)))))","v":""},{"$f":"IF(OR(ISBLANK(HS100),HS6132=\"\"),\"\",IF(ISERROR(-LOOKUP(1,-LEFT(HS6132,ROW($1:$80)))),0,-LOOKUP(1,-LEFT(HS6132,ROW($1:$80)))))","v":""},{"$f":"IF(OR(ISBLANK(HT100),HT6132=\"\"),\"\",IF(ISERROR(-LOOKUP(1,-LEFT(HT6132,ROW($1:$80)))),0,-LOOKUP(1,-LEFT(HT6132,ROW($1:$80)))))","v":""},{"$f":"IF(OR(ISBLANK(HU100),HU6132=\"\"),\"\",IF(ISERROR(-LOOKUP(1,-LEFT(HU6132,ROW($1:$80)))),0,-LOOKUP(1,-LEFT(HU6132,ROW($1:$80)))))","v":""},{"$f":"IF(OR(ISBLANK(HV100),HV6132=\"\"),\"\",IF(ISERROR(-LOOKUP(1,-LEFT(HV6132,ROW($1:$80)))),0,-LOOKUP(1,-LEFT(HV6132,ROW($1:$80)))))","v":""},{"$f":"IF(OR(ISBLANK(HW100),HW6132=\"\"),\"\",IF(ISERROR(-LOOKUP(1,-LEFT(HW6132,ROW($1:$80)))),0,-LOOKUP(1,-LEFT(HW6132,ROW($1:$80)))))","v":""},{"$f":"IF(OR(ISBLANK(HX100),HX6132=\"\"),\"\",IF(ISERROR(-LOOKUP(1,-LEFT(HX6132,ROW($1:$80)))),0,-LOOKUP(1,-LEFT(HX6132,ROW($1:$80)))))","v":""},{"$f":"IF(OR(ISBLANK(HY100),HY6132=\"\"),\"\",IF(ISERROR(-LOOKUP(1,-LEFT(HY6132,ROW($1:$80)))),0,-LOOKUP(1,-LEFT(HY6132,ROW($1:$80)))))","v":""},{"$f":"IF(OR(ISBLANK(HZ100),HZ6132=\"\"),\"\",IF(ISERROR(-LOOKUP(1,-LEFT(HZ6132,ROW($1:$80)))),0,-LOOKUP(1,-LEFT(HZ6132,ROW($1:$80)))))","v":""},{"$f":"IF(OR(ISBLANK(IA100),IA6132=\"\"),\"\",IF(ISERROR(-LOOKUP(1,-LEFT(IA6132,ROW($1:$80)))),0,-LOOKUP(1,-LEFT(IA6132,ROW($1:$80)))))","v":""},{"$f":"IF(OR(ISBLANK(IB100),IB6132=\"\"),\"\",IF(ISERROR(-LOOKUP(1,-LEFT(IB6132,ROW($1:$80)))),0,-LOOKUP(1,-LEFT(IB6132,ROW($1:$80)))))","v":""},{"$f":"IF(OR(ISBLANK(IC100),IC6132=\"\"),\"\",IF(ISERROR(-LOOKUP(1,-LEFT(IC6132,ROW($1:$80)))),0,-LOOKUP(1,-LEFT(IC6132,ROW($1:$80)))))","v":""},{"$f":"IF(OR(ISBLANK(ID100),ID6132=\"\"),\"\",IF(ISERROR(-LOOKUP(1,-LEFT(ID6132,ROW($1:$80)))),0,-LOOKUP(1,-LEFT(ID6132,ROW($1:$80)))))","v":""},{"$f":"IF(OR(ISBLANK(IE100),IE6132=\"\"),\"\",IF(ISERROR(-LOOKUP(1,-LEFT(IE6132,ROW($1:$80)))),0,-LOOKUP(1,-LEFT(IE6132,ROW($1:$80)))))","v":""},{"$f":"IF(OR(ISBLANK(IF100),IF6132=\"\"),\"\",IF(ISERROR(-LOOKUP(1,-LEFT(IF6132,ROW($1:$80)))),0,-LOOKUP(1,-LEFT(IF6132,ROW($1:$80)))))","v":""},{"$f":"IF(OR(ISBLANK(IG100),IG6132=\"\"),\"\",IF(ISERROR(-LOOKUP(1,-LEFT(IG6132,ROW($1:$80)))),0,-LOOKUP(1,-LEFT(IG6132,ROW($1:$80)))))","v":""},{"$f":"IF(OR(ISBLANK(IH100),IH6132=\"\"),\"\",IF(ISERROR(-LOOKUP(1,-LEFT(IH6132,ROW($1:$80)))),0,-LOOKUP(1,-LEFT(IH6132,ROW($1:$80)))))","v":""},{"$f":"IF(OR(ISBLANK(II100),II6132=\"\"),\"\",IF(ISERROR(-LOOKUP(1,-LEFT(II6132,ROW($1:$80)))),0,-LOOKUP(1,-LEFT(II6132,ROW($1:$80)))))","v":""},{"$f":"IF(OR(ISBLANK(IJ100),IJ6132=\"\"),\"\",IF(ISERROR(-LOOKUP(1,-LEFT(IJ6132,ROW($1:$80)))),0,-LOOKUP(1,-LEFT(IJ6132,ROW($1:$80)))))","v":""},{"$f":"IF(OR(ISBLANK(IK100),IK6132=\"\"),\"\",IF(ISERROR(-LOOKUP(1,-LEFT(IK6132,ROW($1:$80)))),0,-LOOKUP(1,-LEFT(IK6132,ROW($1:$80)))))","v":""},{"$f":"IF(OR(ISBLANK(IL100),IL6132=\"\"),\"\",IF(ISERROR(-LOOKUP(1,-LEFT(IL6132,ROW($1:$80)))),0,-LOOKUP(1,-LEFT(IL6132,ROW($1:$80)))))","v":""},{"$f":"IF(OR(ISBLANK(IM100),IM6132=\"\"),\"\",IF(ISERROR(-LOOKUP(1,-LEFT(IM6132,ROW($1:$80)))),0,-LOOKUP(1,-LEFT(IM6132,ROW($1:$80)))))","v":""},{"$f":"IF(OR(ISBLANK(IN100),IN6132=\"\"),\"\",IF(ISERROR(-LOOKUP(1,-LEFT(IN6132,ROW($1:$80)))),0,-LOOKUP(1,-LEFT(IN6132,ROW($1:$80)))))","v":""},{"$f":"IF(OR(ISBLANK(IO100),IO6132=\"\"),\"\",IF(ISERROR(-LOOKUP(1,-LEFT(IO6132,ROW($1:$80)))),0,-LOOKUP(1,-LEFT(IO6132,ROW($1:$80)))))","v":""},{"$f":"IF(OR(ISBLANK(IP100),IP6132=\"\"),\"\",IF(ISERROR(-LOOKUP(1,-LEFT(IP6132,ROW($1:$80)))),0,-LOOKUP(1,-LEFT(IP6132,ROW($1:$80)))))","v":""},{"$f":"IF(OR(ISBLANK(IQ100),IQ6132=\"\"),\"\",IF(ISERROR(-LOOKUP(1,-LEFT(IQ6132,ROW($1:$80)))),0,-LOOKUP(1,-LEFT(IQ6132,ROW($1:$80)))))","v":""},{"$f":"IF(OR(ISBLANK(IR100),IR6132=\"\"),\"\",IF(ISERROR(-LOOKUP(1,-LEFT(IR6132,ROW($1:$80)))),0,-LOOKUP(1,-LEFT(IR6132,ROW($1:$80)))))","v":""},{"$f":"IF(OR(ISBLANK(IS100),IS6132=\"\"),\"\",IF(ISERROR(-LOOKUP(1,-LEFT(IS6132,ROW($1:$80)))),0,-LOOKUP(1,-LEFT(IS6132,ROW($1:$80)))))","v":""},{"$f":"IF(OR(ISBLANK(IT100),IT6132=\"\"),\"\",IF(ISERROR(-LOOKUP(1,-LEFT(IT6132,ROW($1:$80)))),0,-LOOKUP(1,-LEFT(IT6132,ROW($1:$80)))))","v":""},{"$f":"IF(OR(ISBLANK(IU100),IU6132=\"\"),\"\",IF(ISERROR(-LOOKUP(1,-LEFT(IU6132,ROW($1:$80)))),0,-LOOKUP(1,-LEFT(IU6132,ROW($1:$80)))))","v":""},{"$f":"IF(OR(ISBLANK(IV100),IV6132=\"\"),\"\",IF(ISERROR(-LOOKUP(1,-LEFT(IV6132,ROW($1:$80)))),0,-LOOKUP(1,-LEFT(IV6132,ROW($1:$80)))))","v":""},{"$f":"IF(OR(ISBLANK(IW100),IW6132=\"\"),\"\",IF(ISERROR(-LOOKUP(1,-LEFT(IW6132,ROW($1:$80)))),0,-LOOKUP(1,-LEFT(IW6132,ROW($1:$80)))))","v":""},{"$f":"IF(OR(ISBLANK(IX100),IX6132=\"\"),\"\",IF(ISERROR(-LOOKUP(1,-LEFT(IX6132,ROW($1:$80)))),0,-LOOKUP(1,-LEFT(IX6132,ROW($1:$80)))))","v":""},{"$f":"IF(OR(ISBLANK(IY100),IY6132=\"\"),\"\",IF(ISERROR(-LOOKUP(1,-LEFT(IY6132,ROW($1:$80)))),0,-LOOKUP(1,-LEFT(IY6132,ROW($1:$80)))))","v":""},{"$f":"IF(OR(ISBLANK(IZ100),IZ6132=\"\"),\"\",IF(ISERROR(-LOOKUP(1,-LEFT(IZ6132,ROW($1:$80)))),0,-LOOKUP(1,-LEFT(IZ6132,ROW($1:$80)))))","v":""},{"$f":"IF(OR(ISBLANK(JA100),JA6132=\"\"),\"\",IF(ISERROR(-LOOKUP(1,-LEFT(JA6132,ROW($1:$80)))),0,-LOOKUP(1,-LEFT(JA6132,ROW($1:$80)))))","v":""},{"$f":"IF(OR(ISBLANK(JB100),JB6132=\"\"),\"\",IF(ISERROR(-LOOKUP(1,-LEFT(JB6132,ROW($1:$80)))),0,-LOOKUP(1,-LEFT(JB6132,ROW($1:$80)))))","v":""},{"$f":"IF(OR(ISBLANK(JC100),JC6132=\"\"),\"\",IF(ISERROR(-LOOKUP(1,-LEFT(JC6132,ROW($1:$80)))),0,-LOOKUP(1,-LEFT(JC6132,ROW($1:$80)))))","v":""},{"$f":"IF(OR(ISBLANK(JD100),JD6132=\"\"),\"\",IF(ISERROR(-LOOKUP(1,-LEFT(JD6132,ROW($1:$80)))),0,-LOOKUP(1,-LEFT(JD6132,ROW($1:$80)))))","v":""},{"$f":"IF(OR(ISBLANK(JE100),JE6132=\"\"),\"\",IF(ISERROR(-LOOKUP(1,-LEFT(JE6132,ROW($1:$80)))),0,-LOOKUP(1,-LEFT(JE6132,ROW($1:$80)))))","v":""},{"$f":"IF(OR(ISBLANK(JF100),JF6132=\"\"),\"\",IF(ISERROR(-LOOKUP(1,-LEFT(JF6132,ROW($1:$80)))),0,-LOOKUP(1,-LEFT(JF6132,ROW($1:$80)))))","v":""},{"$f":"IF(OR(ISBLANK(JG100),JG6132=\"\"),\"\",IF(ISERROR(-LOOKUP(1,-LEFT(JG6132,ROW($1:$80)))),0,-LOOKUP(1,-LEFT(JG6132,ROW($1:$80)))))","v":""},{"$f":"IF(OR(ISBLANK(JH100),JH6132=\"\"),\"\",IF(ISERROR(-LOOKUP(1,-LEFT(JH6132,ROW($1:$80)))),0,-LOOKUP(1,-LEFT(JH6132,ROW($1:$80)))))","v":""},{"$f":"IF(OR(ISBLANK(JI100),JI6132=\"\"),\"\",IF(ISERROR(-LOOKUP(1,-LEFT(JI6132,ROW($1:$80)))),0,-LOOKUP(1,-LEFT(JI6132,ROW($1:$80)))))","v":""},{"$f":"IF(OR(ISBLANK(JJ100),JJ6132=\"\"),\"\",IF(ISERROR(-LOOKUP(1,-LEFT(JJ6132,ROW($1:$80)))),0,-LOOKUP(1,-LEFT(JJ6132,ROW($1:$80)))))","v":""},{"$f":"IF(OR(ISBLANK(JK100),JK6132=\"\"),\"\",IF(ISERROR(-LOOKUP(1,-LEFT(JK6132,ROW($1:$80)))),0,-LOOKUP(1,-LEFT(JK6132,ROW($1:$80)))))","v":""},{"$f":"IF(OR(ISBLANK(JL100),JL6132=\"\"),\"\",IF(ISERROR(-LOOKUP(1,-LEFT(JL6132,ROW($1:$80)))),0,-LOOKUP(1,-LEFT(JL6132,ROW($1:$80)))))","v":""},{"$f":"IF(OR(ISBLANK(JM100),JM6132=\"\"),\"\",IF(ISERROR(-LOOKUP(1,-LEFT(JM6132,ROW($1:$80)))),0,-LOOKUP(1,-LEFT(JM6132,ROW($1:$80)))))","v":""},{"$f":"IF(OR(ISBLANK(JN100),JN6132=\"\"),\"\",IF(ISERROR(-LOOKUP(1,-LEFT(JN6132,ROW($1:$80)))),0,-LOOKUP(1,-LEFT(JN6132,ROW($1:$80)))))","v":""},{"$f":"IF(OR(ISBLANK(JO100),JO6132=\"\"),\"\",IF(ISERROR(-LOOKUP(1,-LEFT(JO6132,ROW($1:$80)))),0,-LOOKUP(1,-LEFT(JO6132,ROW($1:$80)))))","v":""},{"$f":"IF(OR(ISBLANK(JP100),JP6132=\"\"),\"\",IF(ISERROR(-LOOKUP(1,-LEFT(JP6132,ROW($1:$80)))),0,-LOOKUP(1,-LEFT(JP6132,ROW($1:$80)))))","v":""},{"$f":"IF(OR(ISBLANK(JQ100),JQ6132=\"\"),\"\",IF(ISERROR(-LOOKUP(1,-LEFT(JQ6132,ROW($1:$80)))),0,-LOOKUP(1,-LEFT(JQ6132,ROW($1:$80)))))","v":""},{"$f":"IF(OR(ISBLANK(JR100),JR6132=\"\"),\"\",IF(ISERROR(-LOOKUP(1,-LEFT(JR6132,ROW($1:$80)))),0,-LOOKUP(1,-LEFT(JR6132,ROW($1:$80)))))","v":""},{"$f":"IF(OR(ISBLANK(JS100),JS6132=\"\"),\"\",IF(ISERROR(-LOOKUP(1,-LEFT(JS6132,ROW($1:$80)))),0,-LOOKUP(1,-LEFT(JS6132,ROW($1:$80)))))","v":""},{"$f":"IF(OR(ISBLANK(JT100),JT6132=\"\"),\"\",IF(ISERROR(-LOOKUP(1,-LEFT(JT6132,ROW($1:$80)))),0,-LOOKUP(1,-LEFT(JT6132,ROW($1:$80)))))","v":""},{"$f":"IF(OR(ISBLANK(JU100),JU6132=\"\"),\"\",IF(ISERROR(-LOOKUP(1,-LEFT(JU6132,ROW($1:$80)))),0,-LOOKUP(1,-LEFT(JU6132,ROW($1:$80)))))","v":""},{"$f":"IF(OR(ISBLANK(JV100),JV6132=\"\"),\"\",IF(ISERROR(-LOOKUP(1,-LEFT(JV6132,ROW($1:$80)))),0,-LOOKUP(1,-LEFT(JV6132,ROW($1:$80)))))","v":""},{"$f":"IF(OR(ISBLANK(JW100),JW6132=\"\"),\"\",IF(ISERROR(-LOOKUP(1,-LEFT(JW6132,ROW($1:$80)))),0,-LOOKUP(1,-LEFT(JW6132,ROW($1:$80)))))","v":""},{"$f":"IF(OR(ISBLANK(JX100),JX6132=\"\"),\"\",IF(ISERROR(-LOOKUP(1,-LEFT(JX6132,ROW($1:$80)))),0,-LOOKUP(1,-LEFT(JX6132,ROW($1:$80)))))","v":""},{"$f":"IF(OR(ISBLANK(JY100),JY6132=\"\"),\"\",IF(ISERROR(-LOOKUP(1,-LEFT(JY6132,ROW($1:$80)))),0,-LOOKUP(1,-LEFT(JY6132,ROW($1:$80)))))","v":""},{"$f":"IF(OR(ISBLANK(JZ100),JZ6132=\"\"),\"\",IF(ISERROR(-LOOKUP(1,-LEFT(JZ6132,ROW($1:$80)))),0,-LOOKUP(1,-LEFT(JZ6132,ROW($1:$80)))))","v":""},{"$f":"IF(OR(ISBLANK(KA100),KA6132=\"\"),\"\",IF(ISERROR(-LOOKUP(1,-LEFT(KA6132,ROW($1:$80)))),0,-LOOKUP(1,-LEFT(KA6132,ROW($1:$80)))))","v":""},{"$f":"IF(OR(ISBLANK(KB100),KB6132=\"\"),\"\",IF(ISERROR(-LOOKUP(1,-LEFT(KB6132,ROW($1:$80)))),0,-LOOKUP(1,-LEFT(KB6132,ROW($1:$80)))))","v":""},{"$f":"IF(OR(ISBLANK(KC100),KC6132=\"\"),\"\",IF(ISERROR(-LOOKUP(1,-LEFT(KC6132,ROW($1:$80)))),0,-LOOKUP(1,-LEFT(KC6132,ROW($1:$80)))))","v":""},{"$f":"IF(OR(ISBLANK(KD100),KD6132=\"\"),\"\",IF(ISERROR(-LOOKUP(1,-LEFT(KD6132,ROW($1:$80)))),0,-LOOKUP(1,-LEFT(KD6132,ROW($1:$80)))))","v":""},{"$f":"IF(OR(ISBLANK(KE100),KE6132=\"\"),\"\",IF(ISERROR(-LOOKUP(1,-LEFT(KE6132,ROW($1:$80)))),0,-LOOKUP(1,-LEFT(KE6132,ROW($1:$80)))))","v":""},{"$f":"IF(OR(ISBLANK(KF100),KF6132=\"\"),\"\",IF(ISERROR(-LOOKUP(1,-LEFT(KF6132,ROW($1:$80)))),0,-LOOKUP(1,-LEFT(KF6132,ROW($1:$80)))))","v":""},{"$f":"IF(OR(ISBLANK(KG100),KG6132=\"\"),\"\",IF(ISERROR(-LOOKUP(1,-LEFT(KG6132,ROW($1:$80)))),0,-LOOKUP(1,-LEFT(KG6132,ROW($1:$80)))))","v":""},{"$f":"IF(OR(ISBLANK(KH100),KH6132=\"\"),\"\",IF(ISERROR(-LOOKUP(1,-LEFT(KH6132,ROW($1:$80)))),0,-LOOKUP(1,-LEFT(KH6132,ROW($1:$80)))))","v":""},{"$f":"IF(OR(ISBLANK(KI100),KI6132=\"\"),\"\",IF(ISERROR(-LOOKUP(1,-LEFT(KI6132,ROW($1:$80)))),0,-LOOKUP(1,-LEFT(KI6132,ROW($1:$80)))))","v":""},{"$f":"IF(OR(ISBLANK(KJ100),KJ6132=\"\"),\"\",IF(ISERROR(-LOOKUP(1,-LEFT(KJ6132,ROW($1:$80)))),0,-LOOKUP(1,-LEFT(KJ6132,ROW($1:$80)))))","v":""},{"$f":"IF(OR(ISBLANK(KK100),KK6132=\"\"),\"\",IF(ISERROR(-LOOKUP(1,-LEFT(KK6132,ROW($1:$80)))),0,-LOOKUP(1,-LEFT(KK6132,ROW($1:$80)))))","v":""},{"$f":"IF(OR(ISBLANK(KL100),KL6132=\"\"),\"\",IF(ISERROR(-LOOKUP(1,-LEFT(KL6132,ROW($1:$80)))),0,-LOOKUP(1,-LEFT(KL6132,ROW($1:$80)))))","v":""},{"$f":"IF(OR(ISBLANK(KM100),KM6132=\"\"),\"\",IF(ISERROR(-LOOKUP(1,-LEFT(KM6132,ROW($1:$80)))),0,-LOOKUP(1,-LEFT(KM6132,ROW($1:$80)))))","v":""},{"$f":"IF(OR(ISBLANK(KN100),KN6132=\"\"),\"\",IF(ISERROR(-LOOKUP(1,-LEFT(KN6132,ROW($1:$80)))),0,-LOOKUP(1,-LEFT(KN6132,ROW($1:$80)))))","v":""},{"$f":"IF(OR(ISBLANK(KO100),KO6132=\"\"),\"\",IF(ISERROR(-LOOKUP(1,-LEFT(KO6132,ROW($1:$80)))),0,-LOOKUP(1,-LEFT(KO6132,ROW($1:$80)))))","v":""},{"$f":"IF(OR(ISBLANK(KP100),KP6132=\"\"),\"\",IF(ISERROR(-LOOKUP(1,-LEFT(KP6132,ROW($1:$80)))),0,-LOOKUP(1,-LEFT(KP6132,ROW($1:$80)))))","v":""},{"$f":"IF(OR(ISBLANK(KQ100),KQ6132=\"\"),\"\",IF(ISERROR(-LOOKUP(1,-LEFT(KQ6132,ROW($1:$80)))),0,-LOOKUP(1,-LEFT(KQ6132,ROW($1:$80)))))","v":""},{"$f":"IF(OR(ISBLANK(KR100),KR6132=\"\"),\"\",IF(ISERROR(-LOOKUP(1,-LEFT(KR6132,ROW($1:$80)))),0,-LOOKUP(1,-LEFT(KR6132,ROW($1:$80)))))","v":""},{"$f":"IF(OR(ISBLANK(KS100),KS6132=\"\"),\"\",IF(ISERROR(-LOOKUP(1,-LEFT(KS6132,ROW($1:$80)))),0,-LOOKUP(1,-LEFT(KS6132,ROW($1:$80)))))","v":""},{"$f":"IF(OR(ISBLANK(KT100),KT6132=\"\"),\"\",IF(ISERROR(-LOOKUP(1,-LEFT(KT6132,ROW($1:$80)))),0,-LOOKUP(1,-LEFT(KT6132,ROW($1:$80)))))","v":""},{"$f":"IF(OR(ISBLANK(KU100),KU6132=\"\"),\"\",IF(ISERROR(-LOOKUP(1,-LEFT(KU6132,ROW($1:$80)))),0,-LOOKUP(1,-LEFT(KU6132,ROW($1:$80)))))","v":""},{"$f":"IF(OR(ISBLANK(KV100),KV6132=\"\"),\"\",IF(ISERROR(-LOOKUP(1,-LEFT(KV6132,ROW($1:$80)))),0,-LOOKUP(1,-LEFT(KV6132,ROW($1:$80)))))","v":""},{"$f":"IF(OR(ISBLANK(KW100),KW6132=\"\"),\"\",IF(ISERROR(-LOOKUP(1,-LEFT(KW6132,ROW($1:$80)))),0,-LOOKUP(1,-LEFT(KW6132,ROW($1:$80)))))","v":""},{"$f":"IF(OR(ISBLANK(KX100),KX6132=\"\"),\"\",IF(ISERROR(-LOOKUP(1,-LEFT(KX6132,ROW($1:$80)))),0,-LOOKUP(1,-LEFT(KX6132,ROW($1:$80)))))","v":""},{"$f":"IF(OR(ISBLANK(KY100),KY6132=\"\"),\"\",IF(ISERROR(-LOOKUP(1,-LEFT(KY6132,ROW($1:$80)))),0,-LOOKUP(1,-LEFT(KY6132,ROW($1:$80)))))","v":""},{"$f":"IF(OR(ISBLANK(KZ100),KZ6132=\"\"),\"\",IF(ISERROR(-LOOKUP(1,-LEFT(KZ6132,ROW($1:$80)))),0,-LOOKUP(1,-LEFT(KZ6132,ROW($1:$80)))))","v":""},{"$f":"IF(OR(ISBLANK(LA100),LA6132=\"\"),\"\",IF(ISERROR(-LOOKUP(1,-LEFT(LA6132,ROW($1:$80)))),0,-LOOKUP(1,-LEFT(LA6132,ROW($1:$80)))))","v":""},{"$f":"IF(OR(ISBLANK(LB100),LB6132=\"\"),\"\",IF(ISERROR(-LOOKUP(1,-LEFT(LB6132,ROW($1:$80)))),0,-LOOKUP(1,-LEFT(LB6132,ROW($1:$80)))))","v":""},{"$f":"IF(OR(ISBLANK(LC100),LC6132=\"\"),\"\",IF(ISERROR(-LOOKUP(1,-LEFT(LC6132,ROW($1:$80)))),0,-LOOKUP(1,-LEFT(LC6132,ROW($1:$80)))))","v":""},{"$f":"IF(OR(ISBLANK(LD100),LD6132=\"\"),\"\",IF(ISERROR(-LOOKUP(1,-LEFT(LD6132,ROW($1:$80)))),0,-LOOKUP(1,-LEFT(LD6132,ROW($1:$80)))))","v":""},{"$f":"IF(OR(ISBLANK(LE100),LE6132=\"\"),\"\",IF(ISERROR(-LOOKUP(1,-LEFT(LE6132,ROW($1:$80)))),0,-LOOKUP(1,-LEFT(LE6132,ROW($1:$80)))))","v":""},{"$f":"IF(OR(ISBLANK(LF100),LF6132=\"\"),\"\",IF(ISERROR(-LOOKUP(1,-LEFT(LF6132,ROW($1:$80)))),0,-LOOKUP(1,-LEFT(LF6132,ROW($1:$80)))))","v":""},{"$f":"IF(OR(ISBLANK(LG100),LG6132=\"\"),\"\",IF(ISERROR(-LOOKUP(1,-LEFT(LG6132,ROW($1:$80)))),0,-LOOKUP(1,-LEFT(LG6132,ROW($1:$80)))))","v":""},{"$f":"IF(OR(ISBLANK(LH100),LH6132=\"\"),\"\",IF(ISERROR(-LOOKUP(1,-LEFT(LH6132,ROW($1:$80)))),0,-LOOKUP(1,-LEFT(LH6132,ROW($1:$80)))))","v":""},{"$f":"IF(OR(ISBLANK(LI100),LI6132=\"\"),\"\",IF(ISERROR(-LOOKUP(1,-LEFT(LI6132,ROW($1:$80)))),0,-LOOKUP(1,-LEFT(LI6132,ROW($1:$80)))))","v":""},{"$f":"IF(OR(ISBLANK(LJ100),LJ6132=\"\"),\"\",IF(ISERROR(-LOOKUP(1,-LEFT(LJ6132,ROW($1:$80)))),0,-LOOKUP(1,-LEFT(LJ6132,ROW($1:$80)))))","v":""},{"$f":"IF(OR(ISBLANK(LK100),LK6132=\"\"),\"\",IF(ISERROR(-LOOKUP(1,-LEFT(LK6132,ROW($1:$80)))),0,-LOOKUP(1,-LEFT(LK6132,ROW($1:$80)))))","v":""},{"$f":"IF(OR(ISBLANK(LL100),LL6132=\"\"),\"\",IF(ISERROR(-LOOKUP(1,-LEFT(LL6132,ROW($1:$80)))),0,-LOOKUP(1,-LEFT(LL6132,ROW($1:$80)))))","v":""},{"$f":"IF(OR(ISBLANK(LM100),LM6132=\"\"),\"\",IF(ISERROR(-LOOKUP(1,-LEFT(LM6132,ROW($1:$80)))),0,-LOOKUP(1,-LEFT(LM6132,ROW($1:$80)))))","v":""},{"$f":"IF(OR(ISBLANK(LN100),LN6132=\"\"),\"\",IF(ISERROR(-LOOKUP(1,-LEFT(LN6132,ROW($1:$80)))),0,-LOOKUP(1,-LEFT(LN6132,ROW($1:$80)))))","v":""},{"$f":"IF(OR(ISBLANK(LO100),LO6132=\"\"),\"\",IF(ISERROR(-LOOKUP(1,-LEFT(LO6132,ROW($1:$80)))),0,-LOOKUP(1,-LEFT(LO6132,ROW($1:$80)))))","v":""},{"$f":"IF(OR(ISBLANK(LP100),LP6132=\"\"),\"\",IF(ISERROR(-LOOKUP(1,-LEFT(LP6132,ROW($1:$80)))),0,-LOOKUP(1,-LEFT(LP6132,ROW($1:$80)))))","v":""},{"$f":"IF(OR(ISBLANK(LQ100),LQ6132=\"\"),\"\",IF(ISERROR(-LOOKUP(1,-LEFT(LQ6132,ROW($1:$80)))),0,-LOOKUP(1,-LEFT(LQ6132,ROW($1:$80)))))","v":""},{"$f":"IF(OR(ISBLANK(LR100),LR6132=\"\"),\"\",IF(ISERROR(-LOOKUP(1,-LEFT(LR6132,ROW($1:$80)))),0,-LOOKUP(1,-LEFT(LR6132,ROW($1:$80)))))","v":""},{"$f":"IF(OR(ISBLANK(LS100),LS6132=\"\"),\"\",IF(ISERROR(-LOOKUP(1,-LEFT(LS6132,ROW($1:$80)))),0,-LOOKUP(1,-LEFT(LS6132,ROW($1:$80)))))","v":""},{"$f":"IF(OR(ISBLANK(LT100),LT6132=\"\"),\"\",IF(ISERROR(-LOOKUP(1,-LEFT(LT6132,ROW($1:$80)))),0,-LOOKUP(1,-LEFT(LT6132,ROW($1:$80)))))","v":""},{"$f":"IF(OR(ISBLANK(LU100),LU6132=\"\"),\"\",IF(ISERROR(-LOOKUP(1,-LEFT(LU6132,ROW($1:$80)))),0,-LOOKUP(1,-LEFT(LU6132,ROW($1:$80)))))","v":""},{"$f":"IF(OR(ISBLANK(LV100),LV6132=\"\"),\"\",IF(ISERROR(-LOOKUP(1,-LEFT(LV6132,ROW($1:$80)))),0,-LOOKUP(1,-LEFT(LV6132,ROW($1:$80)))))","v":""},{"$f":"IF(OR(ISBLANK(LW100),LW6132=\"\"),\"\",IF(ISERROR(-LOOKUP(1,-LEFT(LW6132,ROW($1:$80)))),0,-LOOKUP(1,-LEFT(LW6132,ROW($1:$80)))))","v":""},{"$f":"IF(OR(ISBLANK(LX100),LX6132=\"\"),\"\",IF(ISERROR(-LOOKUP(1,-LEFT(LX6132,ROW($1:$80)))),0,-LOOKUP(1,-LEFT(LX6132,ROW($1:$80)))))","v":""},{"$f":"IF(OR(ISBLANK(LY100),LY6132=\"\"),\"\",IF(ISERROR(-LOOKUP(1,-LEFT(LY6132,ROW($1:$80)))),0,-LOOKUP(1,-LEFT(LY6132,ROW($1:$80)))))","v":""},{"$f":"IF(OR(ISBLANK(LZ100),LZ6132=\"\"),\"\",IF(ISERROR(-LOOKUP(1,-LEFT(LZ6132,ROW($1:$80)))),0,-LOOKUP(1,-LEFT(LZ6132,ROW($1:$80)))))","v":""},{"$f":"IF(OR(ISBLANK(MA100),MA6132=\"\"),\"\",IF(ISERROR(-LOOKUP(1,-LEFT(MA6132,ROW($1:$80)))),0,-LOOKUP(1,-LEFT(MA6132,ROW($1:$80)))))","v":""},{"$f":"IF(OR(ISBLANK(MB100),MB6132=\"\"),\"\",IF(ISERROR(-LOOKUP(1,-LEFT(MB6132,ROW($1:$80)))),0,-LOOKUP(1,-LEFT(MB6132,ROW($1:$80)))))","v":""},{"$f":"IF(OR(ISBLANK(MC100),MC6132=\"\"),\"\",IF(ISERROR(-LOOKUP(1,-LEFT(MC6132,ROW($1:$80)))),0,-LOOKUP(1,-LEFT(MC6132,ROW($1:$80)))))","v":""},{"$f":"IF(OR(ISBLANK(MD100),MD6132=\"\"),\"\",IF(ISERROR(-LOOKUP(1,-LEFT(MD6132,ROW($1:$80)))),0,-LOOKUP(1,-LEFT(MD6132,ROW($1:$80)))))","v":""},{"$f":"IF(OR(ISBLANK(ME100),ME6132=\"\"),\"\",IF(ISERROR(-LOOKUP(1,-LEFT(ME6132,ROW($1:$80)))),0,-LOOKUP(1,-LEFT(ME6132,ROW($1:$80)))))","v":""},{"$f":"IF(OR(ISBLANK(MF100),MF6132=\"\"),\"\",IF(ISERROR(-LOOKUP(1,-LEFT(MF6132,ROW($1:$80)))),0,-LOOKUP(1,-LEFT(MF6132,ROW($1:$80)))))","v":""},{"$f":"IF(OR(ISBLANK(MG100),MG6132=\"\"),\"\",IF(ISERROR(-LOOKUP(1,-LEFT(MG6132,ROW($1:$80)))),0,-LOOKUP(1,-LEFT(MG6132,ROW($1:$80)))))","v":""},{"$f":"IF(OR(ISBLANK(MH100),MH6132=\"\"),\"\",IF(ISERROR(-LOOKUP(1,-LEFT(MH6132,ROW($1:$80)))),0,-LOOKUP(1,-LEFT(MH6132,ROW($1:$80)))))","v":""},{"$f":"IF(OR(ISBLANK(MI100),MI6132=\"\"),\"\",IF(ISERROR(-LOOKUP(1,-LEFT(MI6132,ROW($1:$80)))),0,-LOOKUP(1,-LEFT(MI6132,ROW($1:$80)))))","v":""},{"$f":"IF(OR(ISBLANK(MJ100),MJ6132=\"\"),\"\",IF(ISERROR(-LOOKUP(1,-LEFT(MJ6132,ROW($1:$80)))),0,-LOOKUP(1,-LEFT(MJ6132,ROW($1:$80)))))","v":""},{"$f":"IF(OR(ISBLANK(MK100),MK6132=\"\"),\"\",IF(ISERROR(-LOOKUP(1,-LEFT(MK6132,ROW($1:$80)))),0,-LOOKUP(1,-LEFT(MK6132,ROW($1:$80)))))","v":""},{"$f":"IF(OR(ISBLANK(ML100),ML6132=\"\"),\"\",IF(ISERROR(-LOOKUP(1,-LEFT(ML6132,ROW($1:$80)))),0,-LOOKUP(1,-LEFT(ML6132,ROW($1:$80)))))","v":""},{"$f":"IF(OR(ISBLANK(MM100),MM6132=\"\"),\"\",IF(ISERROR(-LOOKUP(1,-LEFT(MM6132,ROW($1:$80)))),0,-LOOKUP(1,-LEFT(MM6132,ROW($1:$80)))))","v":""},{"$f":"IF(OR(ISBLANK(MN100),MN6132=\"\"),\"\",IF(ISERROR(-LOOKUP(1,-LEFT(MN6132,ROW($1:$80)))),0,-LOOKUP(1,-LEFT(MN6132,ROW($1:$80)))))","v":""},{"$f":"IF(OR(ISBLANK(MO100),MO6132=\"\"),\"\",IF(ISERROR(-LOOKUP(1,-LEFT(MO6132,ROW($1:$80)))),0,-LOOKUP(1,-LEFT(MO6132,ROW($1:$80)))))","v":""},{"$f":"IF(OR(ISBLANK(MP100),MP6132=\"\"),\"\",IF(ISERROR(-LOOKUP(1,-LEFT(MP6132,ROW($1:$80)))),0,-LOOKUP(1,-LEFT(MP6132,ROW($1:$80)))))","v":""},{"$f":"IF(OR(ISBLANK(MQ100),MQ6132=\"\"),\"\",IF(ISERROR(-LOOKUP(1,-LEFT(MQ6132,ROW($1:$80)))),0,-LOOKUP(1,-LEFT(MQ6132,ROW($1:$80)))))","v":""},{"$f":"IF(OR(ISBLANK(MR100),MR6132=\"\"),\"\",IF(ISERROR(-LOOKUP(1,-LEFT(MR6132,ROW($1:$80)))),0,-LOOKUP(1,-LEFT(MR6132,ROW($1:$80)))))","v":""},{"$f":"IF(OR(ISBLANK(MS100),MS6132=\"\"),\"\",IF(ISERROR(-LOOKUP(1,-LEFT(MS6132,ROW($1:$80)))),0,-LOOKUP(1,-LEFT(MS6132,ROW($1:$80)))))","v":""},{"$f":"IF(OR(ISBLANK(MT100),MT6132=\"\"),\"\",IF(ISERROR(-LOOKUP(1,-LEFT(MT6132,ROW($1:$80)))),0,-LOOKUP(1,-LEFT(MT6132,ROW($1:$80)))))","v":""},{"$f":"IF(OR(ISBLANK(MU100),MU6132=\"\"),\"\",IF(ISERROR(-LOOKUP(1,-LEFT(MU6132,ROW($1:$80)))),0,-LOOKUP(1,-LEFT(MU6132,ROW($1:$80)))))","v":""},{"$f":"IF(OR(ISBLANK(MV100),MV6132=\"\"),\"\",IF(ISERROR(-LOOKUP(1,-LEFT(MV6132,ROW($1:$80)))),0,-LOOKUP(1,-LEFT(MV6132,ROW($1:$80)))))","v":""},{"$f":"IF(OR(ISBLANK(MW100),MW6132=\"\"),\"\",IF(ISERROR(-LOOKUP(1,-LEFT(MW6132,ROW($1:$80)))),0,-LOOKUP(1,-LEFT(MW6132,ROW($1:$80)))))","v":""},{"$f":"IF(OR(ISBLANK(MX100),MX6132=\"\"),\"\",IF(ISERROR(-LOOKUP(1,-LEFT(MX6132,ROW($1:$80)))),0,-LOOKUP(1,-LEFT(MX6132,ROW($1:$80)))))","v":""},{"$f":"IF(OR(ISBLANK(MY100),MY6132=\"\"),\"\",IF(ISERROR(-LOOKUP(1,-LEFT(MY6132,ROW($1:$80)))),0,-LOOKUP(1,-LEFT(MY6132,ROW($1:$80)))))","v":""},{"$f":"IF(OR(ISBLANK(MZ100),MZ6132=\"\"),\"\",IF(ISERROR(-LOOKUP(1,-LEFT(MZ6132,ROW($1:$80)))),0,-LOOKUP(1,-LEFT(MZ6132,ROW($1:$80)))))","v":""},{"$f":"IF(OR(ISBLANK(NA100),NA6132=\"\"),\"\",IF(ISERROR(-LOOKUP(1,-LEFT(NA6132,ROW($1:$80)))),0,-LOOKUP(1,-LEFT(NA6132,ROW($1:$80)))))","v":""},{"$f":"IF(OR(ISBLANK(NB100),NB6132=\"\"),\"\",IF(ISERROR(-LOOKUP(1,-LEFT(NB6132,ROW($1:$80)))),0,-LOOKUP(1,-LEFT(NB6132,ROW($1:$80)))))","v":""},{"$f":"IF(OR(ISBLANK(NC100),NC6132=\"\"),\"\",IF(ISERROR(-LOOKUP(1,-LEFT(NC6132,ROW($1:$80)))),0,-LOOKUP(1,-LEFT(NC6132,ROW($1:$80)))))","v":""},{"$f":"IF(OR(ISBLANK(ND100),ND6132=\"\"),\"\",IF(ISERROR(-LOOKUP(1,-LEFT(ND6132,ROW($1:$80)))),0,-LOOKUP(1,-LEFT(ND6132,ROW($1:$80)))))","v":""},{"$f":"IF(OR(ISBLANK(NE100),NE6132=\"\"),\"\",IF(ISERROR(-LOOKUP(1,-LEFT(NE6132,ROW($1:$80)))),0,-LOOKUP(1,-LEFT(NE6132,ROW($1:$80)))))","v":""},{"$f":"IF(OR(ISBLANK(NF100),NF6132=\"\"),\"\",IF(ISERROR(-LOOKUP(1,-LEFT(NF6132,ROW($1:$80)))),0,-LOOKUP(1,-LEFT(NF6132,ROW($1:$80)))))","v":""},{"$f":"IF(OR(ISBLANK(NG100),NG6132=\"\"),\"\",IF(ISERROR(-LOOKUP(1,-LEFT(NG6132,ROW($1:$80)))),0,-LOOKUP(1,-LEFT(NG6132,ROW($1:$80)))))","v":""},{"$f":"IF(OR(ISBLANK(NH100),NH6132=\"\"),\"\",IF(ISERROR(-LOOKUP(1,-LEFT(NH6132,ROW($1:$80)))),0,-LOOKUP(1,-LEFT(NH6132,ROW($1:$80)))))","v":""},{"$f":"IF(OR(ISBLANK(NI100),NI6132=\"\"),\"\",IF(ISERROR(-LOOKUP(1,-LEFT(NI6132,ROW($1:$80)))),0,-LOOKUP(1,-LEFT(NI6132,ROW($1:$80)))))","v":""},{"$f":"IF(OR(ISBLANK(NJ100),NJ6132=\"\"),\"\",IF(ISERROR(-LOOKUP(1,-LEFT(NJ6132,ROW($1:$80)))),0,-LOOKUP(1,-LEFT(NJ6132,ROW($1:$80)))))","v":""},{"$f":"IF(OR(ISBLANK(NK100),NK6132=\"\"),\"\",IF(ISERROR(-LOOKUP(1,-LEFT(NK6132,ROW($1:$80)))),0,-LOOKUP(1,-LEFT(NK6132,ROW($1:$80)))))","v":""},{"$f":"IF(OR(ISBLANK(NL100),NL6132=\"\"),\"\",IF(ISERROR(-LOOKUP(1,-LEFT(NL6132,ROW($1:$80)))),0,-LOOKUP(1,-LEFT(NL6132,ROW($1:$80)))))","v":""},{"$f":"IF(OR(ISBLANK(NM100),NM6132=\"\"),\"\",IF(ISERROR(-LOOKUP(1,-LEFT(NM6132,ROW($1:$80)))),0,-LOOKUP(1,-LEFT(NM6132,ROW($1:$80)))))","v":""},{"$f":"IF(OR(ISBLANK(NN100),NN6132=\"\"),\"\",IF(ISERROR(-LOOKUP(1,-LEFT(NN6132,ROW($1:$80)))),0,-LOOKUP(1,-LEFT(NN6132,ROW($1:$80)))))","v":""},{"$f":"IF(OR(ISBLANK(NO100),NO6132=\"\"),\"\",IF(ISERROR(-LOOKUP(1,-LEFT(NO6132,ROW($1:$80)))),0,-LOOKUP(1,-LEFT(NO6132,ROW($1:$80)))))","v":""},{"$f":"IF(OR(ISBLANK(NP100),NP6132=\"\"),\"\",IF(ISERROR(-LOOKUP(1,-LEFT(NP6132,ROW($1:$80)))),0,-LOOKUP(1,-LEFT(NP6132,ROW($1:$80)))))","v":""},{"$f":"IF(OR(ISBLANK(NQ100),NQ6132=\"\"),\"\",IF(ISERROR(-LOOKUP(1,-LEFT(NQ6132,ROW($1:$80)))),0,-LOOKUP(1,-LEFT(NQ6132,ROW($1:$80)))))","v":""},{"$f":"IF(OR(ISBLANK(NR100),NR6132=\"\"),\"\",IF(ISERROR(-LOOKUP(1,-LEFT(NR6132,ROW($1:$80)))),0,-LOOKUP(1,-LEFT(NR6132,ROW($1:$80)))))","v":""},{"$f":"IF(OR(ISBLANK(NS100),NS6132=\"\"),\"\",IF(ISERROR(-LOOKUP(1,-LEFT(NS6132,ROW($1:$80)))),0,-LOOKUP(1,-LEFT(NS6132,ROW($1:$80)))))","v":""},{"$f":"IF(OR(ISBLANK(NT100),NT6132=\"\"),\"\",IF(ISERROR(-LOOKUP(1,-LEFT(NT6132,ROW($1:$80)))),0,-LOOKUP(1,-LEFT(NT6132,ROW($1:$80)))))","v":""},{"$f":"IF(OR(ISBLANK(NU100),NU6132=\"\"),\"\",IF(ISERROR(-LOOKUP(1,-LEFT(NU6132,ROW($1:$80)))),0,-LOOKUP(1,-LEFT(NU6132,ROW($1:$80)))))","v":""},{"$f":"IF(OR(ISBLANK(NV100),NV6132=\"\"),\"\",IF(ISERROR(-LOOKUP(1,-LEFT(NV6132,ROW($1:$80)))),0,-LOOKUP(1,-LEFT(NV6132,ROW($1:$80)))))","v":""},{"$f":"IF(OR(ISBLANK(NW100),NW6132=\"\"),\"\",IF(ISERROR(-LOOKUP(1,-LEFT(NW6132,ROW($1:$80)))),0,-LOOKUP(1,-LEFT(NW6132,ROW($1:$80)))))","v":""},{"$f":"IF(OR(ISBLANK(NX100),NX6132=\"\"),\"\",IF(ISERROR(-LOOKUP(1,-LEFT(NX6132,ROW($1:$80)))),0,-LOOKUP(1,-LEFT(NX6132,ROW($1:$80)))))","v":""},{"$f":"IF(OR(ISBLANK(NY100),NY6132=\"\"),\"\",IF(ISERROR(-LOOKUP(1,-LEFT(NY6132,ROW($1:$80)))),0,-LOOKUP(1,-LEFT(NY6132,ROW($1:$80)))))","v":""},{"$f":"IF(OR(ISBLANK(NZ100),NZ6132=\"\"),\"\",IF(ISERROR(-LOOKUP(1,-LEFT(NZ6132,ROW($1:$80)))),0,-LOOKUP(1,-LEFT(NZ6132,ROW($1:$80)))))","v":""},{"$f":"IF(OR(ISBLANK(OA100),OA6132=\"\"),\"\",IF(ISERROR(-LOOKUP(1,-LEFT(OA6132,ROW($1:$80)))),0,-LOOKUP(1,-LEFT(OA6132,ROW($1:$80)))))","v":""},{"$f":"IF(OR(ISBLANK(OB100),OB6132=\"\"),\"\",IF(ISERROR(-LOOKUP(1,-LEFT(OB6132,ROW($1:$80)))),0,-LOOKUP(1,-LEFT(OB6132,ROW($1:$80)))))","v":""},{"$f":"IF(OR(ISBLANK(OC100),OC6132=\"\"),\"\",IF(ISERROR(-LOOKUP(1,-LEFT(OC6132,ROW($1:$80)))),0,-LOOKUP(1,-LEFT(OC6132,ROW($1:$80)))))","v":""},{"$f":"IF(OR(ISBLANK(OD100),OD6132=\"\"),\"\",IF(ISERROR(-LOOKUP(1,-LEFT(OD6132,ROW($1:$80)))),0,-LOOKUP(1,-LEFT(OD6132,ROW($1:$80)))))","v":""},{"$f":"IF(OR(ISBLANK(OE100),OE6132=\"\"),\"\",IF(ISERROR(-LOOKUP(1,-LEFT(OE6132,ROW($1:$80)))),0,-LOOKUP(1,-LEFT(OE6132,ROW($1:$80)))))","v":""},{"$f":"IF(OR(ISBLANK(OF100),OF6132=\"\"),\"\",IF(ISERROR(-LOOKUP(1,-LEFT(OF6132,ROW($1:$80)))),0,-LOOKUP(1,-LEFT(OF6132,ROW($1:$80)))))","v":""},{"$f":"IF(OR(ISBLANK(OG100),OG6132=\"\"),\"\",IF(ISERROR(-LOOKUP(1,-LEFT(OG6132,ROW($1:$80)))),0,-LOOKUP(1,-LEFT(OG6132,ROW($1:$80)))))","v":""},{"$f":"IF(OR(ISBLANK(OH100),OH6132=\"\"),\"\",IF(ISERROR(-LOOKUP(1,-LEFT(OH6132,ROW($1:$80)))),0,-LOOKUP(1,-LEFT(OH6132,ROW($1:$80)))))","v":""},{"$f":"IF(OR(ISBLANK(OI100),OI6132=\"\"),\"\",IF(ISERROR(-LOOKUP(1,-LEFT(OI6132,ROW($1:$80)))),0,-LOOKUP(1,-LEFT(OI6132,ROW($1:$80)))))","v":""},{"$f":"IF(OR(ISBLANK(OJ100),OJ6132=\"\"),\"\",IF(ISERROR(-LOOKUP(1,-LEFT(OJ6132,ROW($1:$80)))),0,-LOOKUP(1,-LEFT(OJ6132,ROW($1:$80)))))","v":""},{"$f":"IF(OR(ISBLANK(OK100),OK6132=\"\"),\"\",IF(ISERROR(-LOOKUP(1,-LEFT(OK6132,ROW($1:$80)))),0,-LOOKUP(1,-LEFT(OK6132,ROW($1:$80)))))","v":""},{"$f":"IF(OR(ISBLANK(OL100),OL6132=\"\"),\"\",IF(ISERROR(-LOOKUP(1,-LEFT(OL6132,ROW($1:$80)))),0,-LOOKUP(1,-LEFT(OL6132,ROW($1:$80)))))","v":""},{"$f":"IF(OR(ISBLANK(OM100),OM6132=\"\"),\"\",IF(ISERROR(-LOOKUP(1,-LEFT(OM6132,ROW($1:$80)))),0,-LOOKUP(1,-LEFT(OM6132,ROW($1:$80)))))","v":""},{"$f":"IF(OR(ISBLANK(ON100),ON6132=\"\"),\"\",IF(ISERROR(-LOOKUP(1,-LEFT(ON6132,ROW($1:$80)))),0,-LOOKUP(1,-LEFT(ON6132,ROW($1:$80)))))","v":""},{"$f":"IF(OR(ISBLANK(OO100),OO6132=\"\"),\"\",IF(ISERROR(-LOOKUP(1,-LEFT(OO6132,ROW($1:$80)))),0,-LOOKUP(1,-LEFT(OO6132,ROW($1:$80)))))","v":""},{"$f":"IF(OR(ISBLANK(OP100),OP6132=\"\"),\"\",IF(ISERROR(-LOOKUP(1,-LEFT(OP6132,ROW($1:$80)))),0,-LOOKUP(1,-LEFT(OP6132,ROW($1:$80)))))","v":""},{"$f":"IF(OR(ISBLANK(OQ100),OQ6132=\"\"),\"\",IF(ISERROR(-LOOKUP(1,-LEFT(OQ6132,ROW($1:$80)))),0,-LOOKUP(1,-LEFT(OQ6132,ROW($1:$80)))))","v":""}]
[null,"評価申請項目"," 断熱性能評価手法",null,{"$f":"IF(E6<>$D$6009,\"\",IF(F6029=\"適合\",IF(AND(COUNTIF(H33:OQ33,$K$6009),COUNTIF(H33:OQ33,$K$6010)),$J$6012,IF(AND(COUNTIF(H33:OQ33,$K$6009),COUNTIF(H33:OQ33,$K$6011)),$J$6013,IF(COUNTIF(H33:OQ33,$K$6009),$J$6009,IF(COUNTIF(H33:OQ33,$K$6010),$J$6010,IF(COUNTIF(H33:OQ33,$K$6011),$J$6011,\"\")))))))","v":""},null,null,{"$f":"IF(ISBLANK(H100),\"\",IF(ISERROR(H6074),\"\",IF(MID(H6074,14,13)=\"当該住戸の外皮面積を用いて\",$K$6009,IF(MID(H6074,14,4)=\"仕様基準\",$K$6010,IF(MID(H6074,14,6)=\"誘導仕様基準\",$K$6011,\"\")))))","v":""},"","","","","","","","","","","","","","","","","","","","","","","","","","","","","","","","","","","","","","","","","","","","","","","","","","","","","","","","","","","","","","","",{"$f":"IF(ISBLANK(BT100),\"\",IF(ISERROR(BT6074),\"\",IF(MID(BT6074,14,13)=\"当該住戸の外皮面積を用いて\",$K$6009,IF(MID(BT6074,14,4)=\"仕様基準\",$K$6010,IF(MID(BT6074,14,6)=\"誘導仕様基準\",$K$6011,\"\")))))","v":""},"","","","","","","","","","","","","","","","","","","","","","","","","","","","","","","","","","","","","","","","","","","","","","","","","","","","","","","","","","","","","","","",{"$f":"IF(ISBLANK(EF100),\"\",IF(ISERROR(EF6074),\"\",IF(MID(EF6074,14,13)=\"当該住戸の外皮面積を用いて\",$K$6009,IF(MID(EF6074,14,4)=\"仕様基準\",$K$6010,IF(MID(EF6074,14,6)=\"誘導仕様基準\",$K$6011,\"\")))))","v":""},"","","","","","","","","","","","","","","","","","","","","","","","","","","","","","","","","","","","","","","","","","","","","","","","","","","","","","","","","","","","","","","",{"$f":"IF(ISBLANK(GR100),\"\",IF(ISERROR(GR6074),\"\",IF(MID(GR6074,14,13)=\"当該住戸の外皮面積を用いて\",$K$6009,IF(MID(GR6074,14,4)=\"仕様基準\",$K$6010,IF(MID(GR6074,14,6)=\"誘導仕様基準\",$K$6011,\"\")))))","v":""},"","","","","","","","","","","","","","","","","","","","","","","","","","","","","","","","","","","","","","","","","","","","","","","","","","","","","","","","","","","","","","","",{"$f":"IF(ISBLANK(JD100),\"\",IF(ISERROR(JD6074),\"\",IF(MID(JD6074,14,13)=\"当該住戸の外皮面積を用いて\",$K$6009,IF(MID(JD6074,14,4)=\"仕様基準\",$K$6010,IF(MID(JD6074,14,6)=\"誘導仕様基準\",$K$6011,\"\")))))","v":""},"","","","","","","","","","","","","","","","","","","","","","","","","","","","","","","","","","","","","","","","","","","","","","","","","","","","","","","","","","","","","","","",{"$f":"IF(ISBLANK(LP100),\"\",IF(ISERROR(LP6074),\"\",IF(MID(LP6074,14,13)=\"当該住戸の外皮面積を用いて\",$K$6009,IF(MID(LP6074,14,4)=\"仕様基準\",$K$6010,IF(MID(LP6074,14,6)=\"誘導仕様基準\",$K$6011,\"\")))))","v":""},"","","","","","","","","","","","","","","","","","","","","","","","","","","","","","","","","","","","","","","","","","","","","","","","","","","","","","","","","","","","","","","",{"$f":"IF(ISBLANK(OB100),\"\",IF(ISERROR(OB6074),\"\",IF(MID(OB6074,14,13)=\"当該住戸の外皮面積を用いて\",$K$6009,IF(MID(OB6074,14,4)=\"仕様基準\",$K$6010,IF(MID(OB6074,14,6)=\"誘導仕様基準\",$K$6011,\"\")))))","v":""},"","","","","","","","","","","","","","",""]
[null,null," 再エネ設備の有無（太陽光発電）",null,{"$f":"IF(OR(H16=\"\",E6<>D6009),\"\",IF(AND(OR(F30=\"\",F30=0),OR(G30=\"\",G30=0)),$F$6003,$F$6002))","v":""},null,null,{"$f":"IF(H16=\"\",\"\",IF(OR(H30=\"\",H30=0),$F$6003,$F$6002))","v":""},"","","","","","","","","","","","","","","","","","","","","","","","","","","","","","","","","","","","","","","","","","","","","","","","","","","","","","","","","","","","","","","",{"$f":"IF(BT16=\"\",\"\",IF(OR(BT30=\"\",BT30=0),$F$6003,$F$6002))","v":""},"","","","","","","","","","","","","","","","","","","","","","","","","","","","","","","","","","","","","","","","","","","","","","","","","","","","","","","","","","","","","","","",{"$f":"IF(EF16=\"\",\"\",IF(OR(EF30=\"\",EF30=0),$F$6003,$F$6002))","v":""},"","","","","","","","","","","","","","","","","","","","","","","","","","","","","","","","","","","","","","","","","","","","","","","","","","","","","","","","","","","","","","","",{"$f":"IF(GR16=\"\",\"\",IF(OR(GR30=\"\",GR30=0),$F$6003,$F$6002))","v":""},"","","","","","","","","","","","","","","","","","","","","","","","","","","","","","","","","","","","","","","","","","","","","","","","","","","","","","","","","","","","","","","",{"$f":"IF(JD16=\"\",\"\",IF(OR(JD30=\"\",JD30=0),$F$6003,$F$6002))","v":""},"","","","","","","","","","","","","","","","","","","","","","","","","","","","","","","","","","","","","","","","","","","","","","","","","","","","","","","","","","","","","","","",{"$f":"IF(LP16=\"\",\"\",IF(OR(LP30=\"\",LP30=0),$F$6003,$F$6002))","v":""},"","","","","","","","","","","","","","","","","","","","","","","","","","","","","","","","","","","","","","","","","","","","","","","","","","","","","","","","","","","","","","","",{"$f":"IF(OB16=\"\",\"\",IF(OR(OB30=\"\",OB30=0),$F$6003,$F$6002))","v":""},"","","","","","","","","","","","","","",""]
[null,null," 再エネ設備の容量の表示（太陽光）",null,{"$f":"IF(OR(H16=\"\",E6<>D6009),\"\",IF(E34=$F$6002,$G$6002,$G$6004))","v":""},null,null,{"$f":"IF(H16=\"\",\"\",IF(H34=$F$6002,$G$6002,$G$6004))","v":""},"","","","","","","","","","","","","","","","","","","","","","","","","","","","","","","","","","","","","","","","","","","","","","","","","","","","","","","","","","","","","","","",{"$f":"IF(BT16=\"\",\"\",IF(BT34=$F$6002,$G$6002,$G$6004))","v":""},"","","","","","","","","","","","","","","","","","","","","","","","","","","","","","","","","","","","","","","","","","","","","","","","","","","","","","","","","","","","","","","",{"$f":"IF(EF16=\"\",\"\",IF(EF34=$F$6002,$G$6002,$G$6004))","v":""},"","","","","","","","","","","","","","","","","","","","","","","","","","","","","","","","","","","","","","","","","","","","","","","","","","","","","","","","","","","","","","","",{"$f":"IF(GR16=\"\",\"\",IF(GR34=$F$6002,$G$6002,$G$6004))","v":""},"","","","","","","","","","","","","","","","","","","","","","","","","","","","","","","","","","","","","","","","","","","","","","","","","","","","","","","","","","","","","","","",{"$f":"IF(JD16=\"\",\"\",IF(JD34=$F$6002,$G$6002,$G$6004))","v":""},"","","","","","","","","","","","","","","","","","","","","","","","","","","","","","","","","","","","","","","","","","","","","","","","","","","","","","","","","","","","","","","",{"$f":"IF(LP16=\"\",\"\",IF(LP34=$F$6002,$G$6002,$G$6004))","v":""},"","","","","","","","","","","","","","","","","","","","","","","","","","","","","","","","","","","","","","","","","","","","","","","","","","","","","","","","","","","","","","","",{"$f":"IF(OB16=\"\",\"\",IF(OB34=$F$6002,$G$6002,$G$6004))","v":""},"","","","","","","","","","","","","","",""]
[null,null," 再エネ設備の容量・単位（太陽光）",null,{"$f":"IF(OR(H16=\"\",E6<>D6009),\"\",IF(AND(E35=$G$6002,N6201<>0,N6201<>\"\",M5131=\"\"),TEXT(N6201,\"##,###,###.00\")&\" kW\",IF(AND(E35=$G$6002,N6201<>0,N6201<>\"\",M5131<>\"\"),M5131&\" kW\",\"－\")))","v":""},{"$f":"IF(OR(H16=\"\",E6<>D6009),\"\",IF(AND(E35=$G$6002,N6201<>0,N6201<>\"\"),\"（計算書合計 \"&TEXT(N6201,\"##,###,###.00\")&\" kW）\",\"－\"))","v":""},null,{"$f":"IF(H16=\"\",\"\",IF(AND(H35=$G$6002,H6183<>0,H6183<>\"\"),H6183&\" kW\",\"－\"))","v":""},"","","","","","","","","","","","","","","","","","","","","","","","","","","","","","","","","","","","","","","","","","","","","","","","","","","","","","","","","","","","","","","",{"$f":"IF(BT16=\"\",\"\",IF(AND(BT35=$G$6002,BT6183<>0,BT6183<>\"\"),BT6183&\" kW\",\"－\"))","v":""},"","","","","","","","","","","","","","","","","","","","","","","","","","","","","","","","","","","","","","","","","","","","","","","","","","","","","","","","","","","","","","","",{"$f":"IF(EF16=\"\",\"\",IF(AND(EF35=$G$6002,EF6183<>0,EF6183<>\"\"),EF6183&\" kW\",\"－\"))","v":""},"","","","","","","","","","","","","","","","","","","","","","","","","","","","","","","","","","","","","","","","","","","","","","","","","","","","","","","","","","","","","","","",{"$f":"IF(GR16=\"\",\"\",IF(AND(GR35=$G$6002,GR6183<>0,GR6183<>\"\"),GR6183&\" kW\",\"－\"))","v":""},"","","","","","","","","","","","","","","","","","","","","","","","","","","","","","","","","","","","","","","","","","","","","","","","","","","","","","","","","","","","","","","",{"$f":"IF(JD16=\"\",\"\",IF(AND(JD35=$G$6002,JD6183<>0,JD6183<>\"\"),JD6183&\" kW\",\"－\"))","v":""},"","","","","","","","","","","","","","","","","","","","","","","","","","","","","","","","","","","","","","","","","","","","","","","","","","","","","","","","","","","","","","","",{"$f":"IF(LP16=\"\",\"\",IF(AND(LP35=$G$6002,LP6183<>0,LP6183<>\"\"),LP6183&\" kW\",\"－\"))","v":""},"","","","","","","","","","","","","","","","","","","","","","","","","","","","","","","","","","","","","","","","","","","","","","","","","","","","","","","","","","","","","","","",{"$f":"IF(OB16=\"\",\"\",IF(AND(OB35=$G$6002,OB6183<>0,OB6183<>\"\"),OB6183&\" kW\",\"－\"))","v":""},"","","","","","","","","","","","","","",""]
[null,null," エネルギー消費性能の多段階表示",null,{"$f":"IF(OR(H16=\"\",E6<>D6009),\"\",IF(AND(OR(F30=\"\",F30=0),OR(G30=\"\",G30=0)),$H$6002,$H$6003))","v":""},null,null,{"$f":"IF(H16=\"\",\"\",IF(OR(H30=\"\",H30=0),$H$6002,$H$6003))","v":""},"","","","","","","","","","","","","","","","","","","","","","","","","","","","","","","","","","","","","","","","","","","","","","","","","","","","","","","","","","","","","","","",{"$f":"IF(BT16=\"\",\"\",IF(OR(BT30=\"\",BT30=0),$H$6002,$H$6003))","v":""},"","","","","","","","","","","","","","","","","","","","","","","","","","","","","","","","","","","","","","","","","","","","","","","","","","","","","","","","","","","","","","","",{"$f":"IF(EF16=\"\",\"\",IF(OR(EF30=\"\",EF30=0),$H$6002,$H$6003))","v":""},"","","","","","","","","","","","","","","","","","","","","","","","","","","","","","","","","","","","","","","","","","","","","","","","","","","","","","","","","","","","","","","",{"$f":"IF(GR16=\"\",\"\",IF(OR(GR30=\"\",GR30=0),$H$6002,$H$6003))","v":""},"","","","","","","","","","","","","","","","","","","","","","","","","","","","","","","","","","","","","","","","","","","","","","","","","","","","","","","","","","","","","","","",{"$f":"IF(JD16=\"\",\"\",IF(OR(JD30=\"\",JD30=0),$H$6002,$H$6003))","v":""},"","","","","","","","","","","","","","","","","","","","","","","","","","","","","","","","","","","","","","","","","","","","","","","","","","","","","","","","","","","","","","","",{"$f":"IF(LP16=\"\",\"\",IF(OR(LP30=\"\",LP30=0),$H$6002,$H$6003))","v":""},"","","","","","","","","","","","","","","","","","","","","","","","","","","","","","","","","","","","","","","","","","","","","","","","","","","","","","","","","","","","","","","",{"$f":"IF(OB16=\"\",\"\",IF(OR(OB30=\"\",OB30=0),$H$6002,$H$6003))","v":""},"","","","","","","","","","","","","","",""]
[null,null," 「ZEH/ZEH-Mマーク」に関する事項",null,{"$f":"IF(OR(E6<>$D$6009,COUNTBLANK(F6)=1,LEFT(I5103,7)=\"※共有選択不適\"),\"\",IF(AND(F6<>$D$6014,E84>=20,E87>=100,F6030=\"適合\",OR(F30>0,G30>0)),G6009,IF(AND(F6<>$D$6014,E84>=20,E87>=75,E87<100,F6030=\"適合\",OR(F30>0,G30>0)),G6010,IF(AND(F6<>$D$6014,E84>=20,E87>=50,E87<75,F6030=\"適合\",OR(F30>0,G30>0)),G6011,IF(AND(F6<>$D$6014,E84>=20,F6030=\"適合\"),G6012,G6013)))))","v":""},null,null,{"$f":"IF(H80=\"\",\"\",IF(AND(H88>=20,H89>=100,H6030=\"適合\",H30>0),$F6009,IF(AND(H88>=20,H89>=75,H89<100,H6030=\"適合\",H30>0),$F6010,IF(AND(H88>=20,H89>=50,H89<75,H6030=\"適合\",H30>0),$F6011,IF(AND(H88>=20,H6030=\"適合\"),$F6012,$F6013)))))","v":""},"","","","","","","","","","","","","","","","","","","","","","","","","","","","","","","","","","","","","","","","","","","","","","","","","","","","","","","","","","","","","","","",{"$f":"IF(BT80=\"\",\"\",IF(AND(BT88>=20,BT89>=100,BT6030=\"適合\",BT30>0),$F6009,IF(AND(BT88>=20,BT89>=75,BT89<100,BT6030=\"適合\",BT30>0),$F6010,IF(AND(BT88>=20,BT89>=50,BT89<75,BT6030=\"適合\",BT30>0),$F6011,IF(AND(BT88>=20,BT6030=\"適合\"),$F6012,$F6013)))))","v":""},"","","","","","","","","","","","","","","","","","","","","","","","","","","","","","","","","","","","","","","","","","","","","","","","","","","","","","","","","","","","","","","",{"$f":"IF(EF80=\"\",\"\",IF(AND(EF88>=20,EF89>=100,EF6030=\"適合\",EF30>0),$F6009,IF(AND(EF88>=20,EF89>=75,EF89<100,EF6030=\"適合\",EF30>0),$F6010,IF(AND(EF88>=20,EF89>=50,EF89<75,EF6030=\"適合\",EF30>0),$F6011,IF(AND(EF88>=20,EF6030=\"適合\"),$F6012,$F6013)))))","v":""},"","","","","","","","","","","","","","","","","","","","","","","","","","","","","","","","","","","","","","","","","","","","","","","","","","","","","","","","","","","","","","","",{"$f":"IF(GR80=\"\",\"\",IF(AND(GR88>=20,GR89>=100,GR6030=\"適合\",GR30>0),$F6009,IF(AND(GR88>=20,GR89>=75,GR89<100,GR6030=\"適合\",GR30>0),$F6010,IF(AND(GR88>=20,GR89>=50,GR89<75,GR6030=\"適合\",GR30>0),$F6011,IF(AND(GR88>=20,GR6030=\"適合\"),$F6012,$F6013)))))","v":""},"","","","","","","","","","","","","","","","","","","","","","","","","","","","","","","","","","","","","","","","","","","","","","","","","","","","","","","","","","","","","","","",{"$f":"IF(JD80=\"\",\"\",IF(AND(JD88>=20,JD89>=100,JD6030=\"適合\",JD30>0),$F6009,IF(AND(JD88>=20,JD89>=75,JD89<100,JD6030=\"適合\",JD30>0),$F6010,IF(AND(JD88>=20,JD89>=50,JD89<75,JD6030=\"適合\",JD30>0),$F6011,IF(AND(JD88>=20,JD6030=\"適合\"),$F6012,$F6013)))))","v":""},"","","","","","","","","","","","","","","","","","","","","","","","","","","","","","","","","","","","","","","","","","","","","","","","","","","","","","","","","","","","","","","",{"$f":"IF(LP80=\"\",\"\",IF(AND(LP88>=20,LP89>=100,LP6030=\"適合\",LP30>0),$F6009,IF(AND(LP88>=20,LP89>=75,LP89<100,LP6030=\"適合\",LP30>0),$F6010,IF(AND(LP88>=20,LP89>=50,LP89<75,LP6030=\"適合\",LP30>0),$F6011,IF(AND(LP88>=20,LP6030=\"適合\"),$F6012,$F6013)))))","v":""},"","","","","","","","","","","","","","","","","","","","","","","","","","","","","","","","","","","","","","","","","","","","","","","","","","","","","","","","","","","","","","","",{"$f":"IF(OB80=\"\",\"\",IF(AND(OB88>=20,OB89>=100,OB6030=\"適合\",OB30>0),$F6009,IF(AND(OB88>=20,OB89>=75,OB89<100,OB6030=\"適合\",OB30>0),$F6010,IF(AND(OB88>=20,OB89>=50,OB89<75,OB6030=\"適合\",OB30>0),$F6011,IF(AND(OB88>=20,OB6030=\"適合\"),$F6012,$F6013)))))","v":""},"","","","","","","","","","","","","","",""]
[null,null," 参考情報（二次エネ以外）の掲載",null,{"$f":"IF(E6<>$D$6009,\"\",$I$6009)","v":""},null,null,{"$f":"IF(ISBLANK(H100),\"\",$I$6009)","v":""},{"$f":"IF(ISBLANK(I100),\"\",$I$6009)","v":""},"","","","","","","","","","","","","","","","","","","","","","","","","","","","","","","","","","","","","","","","","","","","","","","","","","","","","","","","","","","","","","","",{"$f":"IF(ISBLANK(BU100),\"\",$I$6009)","v":""},"","","","","","","","","","","","","","","","","","","","","","","","","","","","","","","","","","","","","","","","","","","","","","","","","","","","","","","","","","","","","","","",{"$f":"IF(ISBLANK(EG100),\"\",$I$6009)","v":""},"","","","","","","","","","","","","","","","","","","","","","","","","","","","","","","","","","","","","","","","","","","","","","","","","","","","","","","","","","","","","","","",{"$f":"IF(ISBLANK(GS100),\"\",$I$6009)","v":""},"","","","","","","","","","","","","","","","","","","","","","","","","","","","","","","","","","","","","","","","","","","","","","","","","","","","","","","","","","","","","","","",{"$f":"IF(ISBLANK(JE100),\"\",$I$6009)","v":""},"","","","","","","","","","","","","","","","","","","","","","","","","","","","","","","","","","","","","","","","","","","","","","","","","","","","","","","","","","","","","","","",{"$f":"IF(ISBLANK(LQ100),\"\",$I$6009)","v":""},"","","","","","","","","","","","","","","","","","","","","","","","","","","","","","","","","","","","","","","","","","","","","","","","","","","","","","","","","","","","","","","",{"$f":"IF(ISBLANK(OC100),\"\",$I$6009)","v":""},"","","","","","","","","","","","","",""]
[null,null," 目安光熱費ありの場合のガス種類・目安光熱費なしの選択 （住棟は対象外）",null,null,null,null,{"$f":"IF(ISBLANK(H100),\"\",IF(H6=$D$6010,$J$6006,IF($C$6006=0,$J$6005,IF($C$6006=1,$J$6002,IF($C$6006=2,$J$6003,$J$6004)))))","v":""},{"$f":"IF(ISBLANK(I100),\"\",IF(I6=$D$6010,$J$6006,IF($C$6006=0,$J$6005,IF($C$6006=1,$J$6002,IF($C$6006=2,$J$6003,$J$6004)))))","v":""},"","","","","","","","","","","","","","","","","","","","","","","","","","","","","","","","","","","","","","","","","","","","","","","","","","","","","","","","","","","","","","","",{"$f":"IF(ISBLANK(BU100),\"\",IF(BU6=$D$6010,$J$6006,IF($C$6006=0,$J$6005,IF($C$6006=1,$J$6002,IF($C$6006=2,$J$6003,$J$6004)))))","v":""},"","","","","","","","","","","","","","","","","","","","","","","","","","","","","","","","","","","","","","","","","","","","","","","","","","","","","","","","","","","","","","","",{"$f":"IF(ISBLANK(EG100),\"\",IF(EG6=$D$6010,$J$6006,IF($C$6006=0,$J$6005,IF($C$6006=1,$J$6002,IF($C$6006=2,$J$6003,$J$6004)))))","v":""},"","","","","","","","","","","","","","","","","","","","","","","","","","","","","","","","","","","","","","","","","","","","","","","","","","","","","","","","","","","","","","","",{"$f":"IF(ISBLANK(GS100),\"\",IF(GS6=$D$6010,$J$6006,IF($C$6006=0,$J$6005,IF($C$6006=1,$J$6002,IF($C$6006=2,$J$6003,$J$6004)))))","v":""},"","","","","","","","","","","","","","","","","","","","","","","","","","","","","","","","","","","","","","","","","","","","","","","","","","","","","","","","","","","","","","","",{"$f":"IF(ISBLANK(JE100),\"\",IF(JE6=$D$6010,$J$6006,IF($C$6006=0,$J$6005,IF($C$6006=1,$J$6002,IF($C$6006=2,$J$6003,$J$6004)))))","v":""},"","","","","","","","","","","","","","","","","","","","","","","","","","","","","","","","","","","","","","","","","","","","","","","","","","","","","","","","","","","","","","","",{"$f":"IF(ISBLANK(LQ100),\"\",IF(LQ6=$D$6010,$J$6006,IF($C$6006=0,$J$6005,IF($C$6006=1,$J$6002,IF($C$6006=2,$J$6003,$J$6004)))))","v":""},"","","","","","","","","","","","","","","","","","","","","","","","","","","","","","","","","","","","","","","","","","","","","","","","","","","","","","","","","","","","","","","",{"$f":"IF(ISBLANK(OC100),\"\",IF(OC6=$D$6010,$J$6006,IF($C$6006=0,$J$6005,IF($C$6006=1,$J$6002,IF($C$6006=2,$J$6003,$J$6004)))))","v":""},"","","","","","","","","","","","","",""]
[null,"■ 【BELS】 評価プレビュー及び設計内容説明書記載事項（※）",null,null,null,null,null,{"$f":"IF(H6039=\"\",\"\",H6023)","v":""},"","","","","","","","","","","","","","","","","","","","","","","","","","","","","","","","","","","","","","","","","","","","","","","","","","","","","","","","","","","","","","","",{"$f":"IF(BT6039=\"\",\"\",BT6023)","v":""},"","","","","","","","","","","","","","","","","","","","","","","","","","","","","","","","","","","","","","","","","","","","","","","","","","","","","","","","","","","","","","","",{"$f":"IF(EF6039=\"\",\"\",EF6023)","v":""},"","","","","","","","","","","","","","","","","","","","","","","","","","","","","","","","","","","","","","","","","","","","","","","","","","","","","","","","","","","","","","","",{"$f":"IF(GR6039=\"\",\"\",GR6023)","v":""},"","","","","","","","","","","","","","","","","","","","","","","","","","","","","","","","","","","","","","","","","","","","","","","","","","","","","","","","","","","","","","","",{"$f":"IF(JD6039=\"\",\"\",JD6023)","v":""},"","","","","","","","","","","","","","","","","","","","","","","","","","","","","","","","","","","","","","","","","","","","","","","","","","","","","","","","","","","","","","","",{"$f":"IF(LP6039=\"\",\"\",LP6023)","v":""},"","","","","","","","","","","","","","","","","","","","","","","","","","","","","","","","","","","","","","","","","","","","","","","","","","","","","","","","","","","","","","","",{"$f":"IF(OB6039=\"\",\"\",OB6023)","v":""},"","","","","","","","","","","","","","",""]
[null,"エネルギー"," エネルギー消費性能\n ★再エネなし / 🌟太陽光発電",null,{"$f":"IF(OR(ISERROR(E6085),E6<>D6009),\"\",E6085)","v":""},{"$f":"F6085","v":0},"上段","",{"$f":"I6085","v":""},"","","","","","","","","","","","","","","","","","","","","","","","","","","","","","","","","","","","","","","","","","","","","","","","","","","","","","","","","","","","","","","",{"$f":"BU6085","v":""},"","","","","","","","","","","","","","","","","","","","","","","","","","","","","","","","","","","","","","","","","","","","","","","","","","","","","","","","","","","","","","","",{"$f":"EG6085","v":""},"","","","","","","","","","","","","","","","","","","","","","","","","","","","","","","","","","","","","","","","","","","","","","","","","","","","","","","","","","","","","","","",{"$f":"GS6085","v":""},"","","","","","","","","","","","","","","","","","","","","","","","","","","","","","","","","","","","","","","","","","","","","","","","","","","","","","","","","","","","","","","",{"$f":"JE6085","v":""},"","","","","","","","","","","","","","","","","","","","","","","","","","","","","","","","","","","","","","","","","","","","","","","","","","","","","","","","","","","","","","","",{"$f":"LQ6085","v":""},"","","","","","","","","","","","","","","","","","","","","","","","","","","","","","","","","","","","","","","","","","","","","","","","","","","","","","","","","","","","","","","",{"$f":"OC6085","v":""},"","","","","","","","","","","","","",""]
[null,null,null,null,{"$f":"E6086","v":0},0,"下段","",{"$f":"I6086","v":""},"","","","","","","","","","","","","","","","","","","","","","","","","","","","","","","","","","","","","","","","","","","","","","","","","","","","","","","","","","","","","","","",{"$f":"BU6086","v":""},"","","","","","","","","","","","","","","","","","","","","","","","","","","","","","","","","","","","","","","","","","","","","","","","","","","","","","","","","","","","","","","",{"$f":"EG6086","v":""},"","","","","","","","","","","","","","","","","","","","","","","","","","","","","","","","","","","","","","","","","","","","","","","","","","","","","","","","","","","","","","","",{"$f":"GS6086","v":""},"","","","","","","","","","","","","","","","","","","","","","","","","","","","","","","","","","","","","","","","","","","","","","","","","","","","","","","","","","","","","","","",{"$f":"JE6086","v":""},"","","","","","","","","","","","","","","","","","","","","","","","","","","","","","","","","","","","","","","","","","","","","","","","","","","","","","","","","","","","","","","",{"$f":"LQ6086","v":""},"","","","","","","","","","","","","","","","","","","","","","","","","","","","","","","","","","","","","","","","","","","","","","","","","","","","","","","","","","","","","","","",{"$f":"OC6086","v":""},"","","","","","","","","","","","","",""]
[null,null," 再エネなし　　削減率 / ＢＥＩ",null,{"$f":"IF(OR(E6=\"\",E6=\"申請しない\",E63=\"\",ISERROR(TEXT(E84,\"###0\")&\"% / \"&TEXT(1-E84/100,\"0.00\"))),\"\",TEXT(E84,\"###0\")&\"% / \"&TEXT(1-E84/100,\"0.00\"))","v":""},null,null,{"$f":"IF(H63=\"\",\"\",TEXT((1-H6092)*100,\"###0\")&\"%/\"&TEXT(H6092,\"0.00\"))","v":""},"","","","","","","","","","","","","","","","","","","","","","","","","","","","","","","","","","","","","","","","","","","","","","","","","","","","","","","","","","","","","","","",{"$f":"IF(BT63=\"\",\"\",TEXT((1-BT6092)*100,\"###0\")&\"%/\"&TEXT(BT6092,\"0.00\"))","v":""},"","","","","","","","","","","","","","","","","","","","","","","","","","","","","","","","","","","","","","","","","","","","","","","","","","","","","","","","","","","","","","","",{"$f":"IF(EF63=\"\",\"\",TEXT((1-EF6092)*100,\"###0\")&\"%/\"&TEXT(EF6092,\"0.00\"))","v":""},"","","","","","","","","","","","","","","","","","","","","","","","","","","","","","","","","","","","","","","","","","","","","","","","","","","","","","","","","","","","","","","",{"$f":"IF(GR63=\"\",\"\",TEXT((1-GR6092)*100,\"###0\")&\"%/\"&TEXT(GR6092,\"0.00\"))","v":""},"","","","","","","","","","","","","","","","","","","","","","","","","","","","","","","","","","","","","","","","","","","","","","","","","","","","","","","","","","","","","","","",{"$f":"IF(JD63=\"\",\"\",TEXT((1-JD6092)*100,\"###0\")&\"%/\"&TEXT(JD6092,\"0.00\"))","v":""},"","","","","","","","","","","","","","","","","","","","","","","","","","","","","","","","","","","","","","","","","","","","","","","","","","","","","","","","","","","","","","","",{"$f":"IF(LP63=\"\",\"\",TEXT((1-LP6092)*100,\"###0\")&\"%/\"&TEXT(LP6092,\"0.00\"))","v":""},"","","","","","","","","","","","","","","","","","","","","","","","","","","","","","","","","","","","","","","","","","","","","","","","","","","","","","","","","","","","","","","",{"$f":"IF(OB63=\"\",\"\",TEXT((1-OB6092)*100,\"###0\")&\"%/\"&TEXT(OB6092,\"0.00\"))","v":""},"","","","","","","","","","","","","","",""]
[null,null," 再エネあり（自家消費分）　〃",null,{"$f":"IF(OR(E6=\"\",E6=\"申請しない\",E63=\"\",ISERROR(TEXT((1-ROUNDUP(D91/D92,2))*100,\"###0\")&\"% / \"&TEXT(ROUNDUP(D91/D92,2),\"0.00\"))),\"\",IF(E37=$H$6002,\"－\",TEXT((1-ROUNDUP(D91/D92,2))*100,\"###0\")&\"% / \"&TEXT(ROUNDUP(D91/D92,2),\"0.00\")))","v":""},null,null,{"$f":"IF(H63=\"\",\"\",IF(H37=$H$6002,\"－\",TEXT((1-H6090)*100,\"###0\")&\"%/\"&TEXT(H6090,\"0.00\")))","v":""},"","","","","","","","","","","","","","","","","","","","","","","","","","","","","","","","","","","","","","","","","","","","","","","","","","","","","","","","","","","","","","","",{"$f":"IF(BT63=\"\",\"\",IF(BT37=$H$6002,\"－\",TEXT((1-BT6090)*100,\"###0\")&\"%/\"&TEXT(BT6090,\"0.00\")))","v":""},"","","","","","","","","","","","","","","","","","","","","","","","","","","","","","","","","","","","","","","","","","","","","","","","","","","","","","","","","","","","","","","",{"$f":"IF(EF63=\"\",\"\",IF(EF37=$H$6002,\"－\",TEXT((1-EF6090)*100,\"###0\")&\"%/\"&TEXT(EF6090,\"0.00\")))","v":""},"","","","","","","","","","","","","","","","","","","","","","","","","","","","","","","","","","","","","","","","","","","","","","","","","","","","","","","","","","","","","","","",{"$f":"IF(GR63=\"\",\"\",IF(GR37=$H$6002,\"－\",TEXT((1-GR6090)*100,\"###0\")&\"%/\"&TEXT(GR6090,\"0.00\")))","v":""},"","","","","","","","","","","","","","","","","","","","","","","","","","","","","","","","","","","","","","","","","","","","","","","","","","","","","","","","","","","","","","","",{"$f":"IF(JD63=\"\",\"\",IF(JD37=$H$6002,\"－\",TEXT((1-JD6090)*100,\"###0\")&\"%/\"&TEXT(JD6090,\"0.00\")))","v":""},"","","","","","","","","","","","","","","","","","","","","","","","","","","","","","","","","","","","","","","","","","","","","","","","","","","","","","","","","","","","","","","",{"$f":"IF(LP63=\"\",\"\",IF(LP37=$H$6002,\"－\",TEXT((1-LP6090)*100,\"###0\")&\"%/\"&TEXT(LP6090,\"0.00\")))","v":""},"","","","","","","","","","","","","","","","","","","","","","","","","","","","","","","","","","","","","","","","","","","","","","","","","","","","","","","","","","","","","","","",{"$f":"IF(OB63=\"\",\"\",IF(OB37=$H$6002,\"－\",TEXT((1-OB6090)*100,\"###0\")&\"%/\"&TEXT(OB6090,\"0.00\")))","v":""},"","","","","","","","","","","","","","",""]
[null,null,{"$f":"IF(OR(G6152=0,G6152=\"\"),\" 再エネあり（自家＋売電）　〃\",\" 再エネあり（自家＋売電(CGS除く)）\")","v":" 再エネあり（自家＋売電）　〃"},null,{"$f":"IF(OR(E6=\"\",E6=\"申請しない\",E63=\"\",ISERROR(TEXT(E90,\"###0\")&\"% / \"&TEXT(1-E90/100,\"0.00\"))),\"\",IF(E37=$H$6002,\"－\",TEXT(E90,\"###0\")&\"% / \"&TEXT(1-E90/100,\"0.00\")))","v":""},null,null,{"$f":"IF(H63=\"\",\"\",IF(H37=$H$6002,\"－\",TEXT((1-H6104)*100,\"###0\")&\"%/\"&TEXT(H6104,\"0.00\")))","v":""},"","","","","","","","","","","","","","","","","","","","","","","","","","","","","","","","","","","","","","","","","","","","","","","","","","","","","","","","","","","","","","","",{"$f":"IF(BT63=\"\",\"\",IF(BT37=$H$6002,\"－\",TEXT((1-BT6104)*100,\"###0\")&\"%/\"&TEXT(BT6104,\"0.00\")))","v":""},"","","","","","","","","","","","","","","","","","","","","","","","","","","","","","","","","","","","","","","","","","","","","","","","","","","","","","","","","","","","","","","",{"$f":"IF(EF63=\"\",\"\",IF(EF37=$H$6002,\"－\",TEXT((1-EF6104)*100,\"###0\")&\"%/\"&TEXT(EF6104,\"0.00\")))","v":""},"","","","","","","","","","","","","","","","","","","","","","","","","","","","","","","","","","","","","","","","","","","","","","","","","","","","","","","","","","","","","","","",{"$f":"IF(GR63=\"\",\"\",IF(GR37=$H$6002,\"－\",TEXT((1-GR6104)*100,\"###0\")&\"%/\"&TEXT(GR6104,\"0.00\")))","v":""},"","","","","","","","","","","","","","","","","","","","","","","","","","","","","","","","","","","","","","","","","","","","","","","","","","","","","","","","","","","","","","","",{"$f":"IF(JD63=\"\",\"\",IF(JD37=$H$6002,\"－\",TEXT((1-JD6104)*100,\"###0\")&\"%/\"&TEXT(JD6104,\"0.00\")))","v":""},"","","","","","","","","","","","","","","","","","","","","","","","","","","","","","","","","","","","","","","","","","","","","","","","","","","","","","","","","","","","","","","",{"$f":"IF(LP63=\"\",\"\",IF(LP37=$H$6002,\"－\",TEXT((1-LP6104)*100,\"###0\")&\"%/\"&TEXT(LP6104,\"0.00\")))","v":""},"","","","","","","","","","","","","","","","","","","","","","","","","","","","","","","","","","","","","","","","","","","","","","","","","","","","","","","","","","","","","","","",{"$f":"IF(OB63=\"\",\"\",IF(OB37=$H$6002,\"－\",TEXT((1-OB6104)*100,\"###0\")&\"%/\"&TEXT(OB6104,\"0.00\")))","v":""},"","","","","","","","","","","","","","",""]
[null,"断熱"," 断熱性能",null,{"$f":"IF(OR(E6<>$D$6009,ISERROR(MIN(H47:OQ47))),\"\",IF(COUNTIF(H47:OQ47,\"3以下\"),\"3以下\",MIN(H47:OQ47)))","v":""},null,null,{"$f":"IF(OR(H6035=\"\",AND(H$80=\"\",H$81=\"\")),\"\",IF(OR(AND($M$4>=5,$M$4<=7,H$80<=$AW$6003,H$81<=$AX$6003),AND($M$4<=4,H$80<=$AW$6003)),7,IF(OR(AND($M$4>=5,$M$4<=7,H$80<=$AU$6003,H$81<=$AV$6003),AND($M$4=8,H$81<=$AV$6003),AND($M$4<=4,H$80<=$AU$6003)),6,IF(OR(AND($M$4>=5,$M$4<=7,H$80<=$AS$6003,H$81<=$AT$6003),AND($M$4=8,H$81<=$AT$6003),AND($M$4<=4,H$80<=$AS$6003)),5,IF(OR(AND($M$4>=5,$M$4<=7,H$80<=$AQ$6003,H$81<=$AR$6003),AND($M$4=8,H$81<=$AR$6003),AND($M$4<=4,H$80<=$AQ$6003)),4,\"3以下\")))))","v":""},"","","","","","","","","","","","","","","","","","","","","","","","","","","","","","","","","","","","","","","","","","","","","","","","","","","","","","","","","","","","","","","",{"$f":"IF(OR(BT6035=\"\",AND(BT$80=\"\",BT$81=\"\")),\"\",IF(OR(AND($M$4>=5,$M$4<=7,BT$80<=$AW$6003,BT$81<=$AX$6003),AND($M$4<=4,BT$80<=$AW$6003)),7,IF(OR(AND($M$4>=5,$M$4<=7,BT$80<=$AU$6003,BT$81<=$AV$6003),AND($M$4=8,BT$81<=$AV$6003),AND($M$4<=4,BT$80<=$AU$6003)),6,IF(OR(AND($M$4>=5,$M$4<=7,BT$80<=$AS$6003,BT$81<=$AT$6003),AND($M$4=8,BT$81<=$AT$6003),AND($M$4<=4,BT$80<=$AS$6003)),5,IF(OR(AND($M$4>=5,$M$4<=7,BT$80<=$AQ$6003,BT$81<=$AR$6003),AND($M$4=8,BT$81<=$AR$6003),AND($M$4<=4,BT$80<=$AQ$6003)),4,\"3以下\")))))","v":""},"","","","","","","","","","","","","","","","","","","","","","","","","","","","","","","","","","","","","","","","","","","","","","","","","","","","","","","","","","","","","","","",{"$f":"IF(OR(EF6035=\"\",AND(EF$80=\"\",EF$81=\"\")),\"\",IF(OR(AND($M$4>=5,$M$4<=7,EF$80<=$AW$6003,EF$81<=$AX$6003),AND($M$4<=4,EF$80<=$AW$6003)),7,IF(OR(AND($M$4>=5,$M$4<=7,EF$80<=$AU$6003,EF$81<=$AV$6003),AND($M$4=8,EF$81<=$AV$6003),AND($M$4<=4,EF$80<=$AU$6003)),6,IF(OR(AND($M$4>=5,$M$4<=7,EF$80<=$AS$6003,EF$81<=$AT$6003),AND($M$4=8,EF$81<=$AT$6003),AND($M$4<=4,EF$80<=$AS$6003)),5,IF(OR(AND($M$4>=5,$M$4<=7,EF$80<=$AQ$6003,EF$81<=$AR$6003),AND($M$4=8,EF$81<=$AR$6003),AND($M$4<=4,EF$80<=$AQ$6003)),4,\"3以下\")))))","v":""},"","","","","","","","","","","","","","","","","","","","","","","","","","","","","","","","","","","","","","","","","","","","","","","","","","","","","","","","","","","","","","","",{"$f":"IF(OR(GR6035=\"\",AND(GR$80=\"\",GR$81=\"\")),\"\",IF(OR(AND($M$4>=5,$M$4<=7,GR$80<=$AW$6003,GR$81<=$AX$6003),AND($M$4<=4,GR$80<=$AW$6003)),7,IF(OR(AND($M$4>=5,$M$4<=7,GR$80<=$AU$6003,GR$81<=$AV$6003),AND($M$4=8,GR$81<=$AV$6003),AND($M$4<=4,GR$80<=$AU$6003)),6,IF(OR(AND($M$4>=5,$M$4<=7,GR$80<=$AS$6003,GR$81<=$AT$6003),AND($M$4=8,GR$81<=$AT$6003),AND($M$4<=4,GR$80<=$AS$6003)),5,IF(OR(AND($M$4>=5,$M$4<=7,GR$80<=$AQ$6003,GR$81<=$AR$6003),AND($M$4=8,GR$81<=$AR$6003),AND($M$4<=4,GR$80<=$AQ$6003)),4,\"3以下\")))))","v":""},"","","","","","","","","","","","","","","","","","","","","","","","","","","","","","","","","","","","","","","","","","","","","","","","","","","","","","","","","","","","","","","",{"$f":"IF(OR(JD6035=\"\",AND(JD$80=\"\",JD$81=\"\")),\"\",IF(OR(AND($M$4>=5,$M$4<=7,JD$80<=$AW$6003,JD$81<=$AX$6003),AND($M$4<=4,JD$80<=$AW$6003)),7,IF(OR(AND($M$4>=5,$M$4<=7,JD$80<=$AU$6003,JD$81<=$AV$6003),AND($M$4=8,JD$81<=$AV$6003),AND($M$4<=4,JD$80<=$AU$6003)),6,IF(OR(AND($M$4>=5,$M$4<=7,JD$80<=$AS$6003,JD$81<=$AT$6003),AND($M$4=8,JD$81<=$AT$6003),AND($M$4<=4,JD$80<=$AS$6003)),5,IF(OR(AND($M$4>=5,$M$4<=7,JD$80<=$AQ$6003,JD$81<=$AR$6003),AND($M$4=8,JD$81<=$AR$6003),AND($M$4<=4,JD$80<=$AQ$6003)),4,\"3以下\")))))","v":""},"","","","","","","","","","","","","","","","","","","","","","","","","","","","","","","","","","","","","","","","","","","","","","","","","","","","","","","","","","","","","","","",{"$f":"IF(OR(LP6035=\"\",AND(LP$80=\"\",LP$81=\"\")),\"\",IF(OR(AND($M$4>=5,$M$4<=7,LP$80<=$AW$6003,LP$81<=$AX$6003),AND($M$4<=4,LP$80<=$AW$6003)),7,IF(OR(AND($M$4>=5,$M$4<=7,LP$80<=$AU$6003,LP$81<=$AV$6003),AND($M$4=8,LP$81<=$AV$6003),AND($M$4<=4,LP$80<=$AU$6003)),6,IF(OR(AND($M$4>=5,$M$4<=7,LP$80<=$AS$6003,LP$81<=$AT$6003),AND($M$4=8,LP$81<=$AT$6003),AND($M$4<=4,LP$80<=$AS$6003)),5,IF(OR(AND($M$4>=5,$M$4<=7,LP$80<=$AQ$6003,LP$81<=$AR$6003),AND($M$4=8,LP$81<=$AR$6003),AND($M$4<=4,LP$80<=$AQ$6003)),4,\"3以下\")))))","v":""},"","","","","","","","","","","","","","","","","","","","","","","","","","","","","","","","","","","","","","","","","","","","","","","","","","","","","","","","","","","","","","","",{"$f":"IF(OR(OB6035=\"\",AND(OB$80=\"\",OB$81=\"\")),\"\",IF(OR(AND($M$4>=5,$M$4<=7,OB$80<=$AW$6003,OB$81<=$AX$6003),AND($M$4<=4,OB$80<=$AW$6003)),7,IF(OR(AND($M$4>=5,$M$4<=7,OB$80<=$AU$6003,OB$81<=$AV$6003),AND($M$4=8,OB$81<=$AV$6003),AND($M$4<=4,OB$80<=$AU$6003)),6,IF(OR(AND($M$4>=5,$M$4<=7,OB$80<=$AS$6003,OB$81<=$AT$6003),AND($M$4=8,OB$81<=$AT$6003),AND($M$4<=4,OB$80<=$AS$6003)),5,IF(OR(AND($M$4>=5,$M$4<=7,OB$80<=$AQ$6003,OB$81<=$AR$6003),AND($M$4=8,OB$81<=$AR$6003),AND($M$4<=4,OB$80<=$AQ$6003)),4,\"3以下\")))))","v":""},"","","","","","","","","","","","","","",""]
[null,null," UA値 / ηAC値",null,{"$f":"IF(E80=\"\",\"\",TEXT(E80,\"#0.00\")&\" / \"&TEXT(E81,\"0.0\"))","v":""},null,null,{"$f":"IF(H80=\"\",\"\",TEXT(H80,\"#0.00\")&\"/\"&TEXT(H81,\"0.0\"))","v":""},{"$f":"IF(I80=\"\",\"\",TEXT(I80,\"#0.00\")&\"/\"&TEXT(I81,\"0.0\"))","v":""},"","","","","","","","","","","","","","","","","","","","","","","","","","","","","","","","","","","","","","","","","","","","","","","","","","","","","","","","","","","","","","","",{"$f":"IF(BU80=\"\",\"\",TEXT(BU80,\"#0.00\")&\"/\"&TEXT(BU81,\"0.0\"))","v":""},"","","","","","","","","","","","","","","","","","","","","","","","","","","","","","","","","","","","","","","","","","","","","","","","","","","","","","","","","","","","","","","",{"$f":"IF(EG80=\"\",\"\",TEXT(EG80,\"#0.00\")&\"/\"&TEXT(EG81,\"0.0\"))","v":""},"","","","","","","","","","","","","","","","","","","","","","","","","","","","","","","","","","","","","","","","","","","","","","","","","","","","","","","","","","","","","","","",{"$f":"IF(GS80=\"\",\"\",TEXT(GS80,\"#0.00\")&\"/\"&TEXT(GS81,\"0.0\"))","v":""},"","","","","","","","","","","","","","","","","","","","","","","","","","","","","","","","","","","","","","","","","","","","","","","","","","","","","","","","","","","","","","","",{"$f":"IF(JE80=\"\",\"\",TEXT(JE80,\"#0.00\")&\"/\"&TEXT(JE81,\"0.0\"))","v":""},"","","","","","","","","","","","","","","","","","","","","","","","","","","","","","","","","","","","","","","","","","","","","","","","","","","","","","","","","","","","","","","",{"$f":"IF(LQ80=\"\",\"\",TEXT(LQ80,\"#0.00\")&\"/\"&TEXT(LQ81,\"0.0\"))","v":""},"","","","","","","","","","","","","","","","","","","","","","","","","","","","","","","","","","","","","","","","","","","","","","","","","","","","","","","","","","","","","","","",{"$f":"IF(OC80=\"\",\"\",TEXT(OC80,\"#0.00\")&\"/\"&TEXT(OC81,\"0.0\"))","v":""},"","","","","","","","","","","","","",""]
[null,"達成項目"," ZEH水準",null,{"$f":"IF(OR(LEFT(I5103,7)=\"※共有選択不適\",H100=\"\",H6110=0,AND(H$80=\"\",H$81=\"\"),E6<>D6009,E6<>$D$6009,ISERROR(MIN(H47:OQ47)),ISERROR(E83/E27)),\"\",IF(AND(E84>=20,E47>=5),\"達成\",\"－\"))","v":""},{"$f":"IF(F60=\"達成\",\"達成\",\"－\")","v":"－"},{"$f":"IF(G60=\"達成\",\"達成\",\"－\")","v":"－"},{"$f":"IF(OR(H6035=\"\",H100=\"\",H6110=0,AND(H$80=\"\",H$81=\"\"),ISERROR(H83/H27)),\"\",IF(AND(H84>=20,H47>=5),\"達成\",\"－\"))","v":""},{"$f":"IF(OR(I6035=\"\",I100=\"\",I6110=0,AND(I$80=\"\",I$81=\"\"),ISERROR(I83/I27)),\"\",IF(AND(I84>=20,I47>=5),\"達成\",\"－\"))","v":""},"","","","","","","","","","","","","","","","","","","","","","","","","","","","","","","","","","","","","","","","","","","","","","","","","","","","","","","","","","","","","","","",{"$f":"IF(OR(BU6035=\"\",BU100=\"\",BU6110=0,AND(BU$80=\"\",BU$81=\"\"),ISERROR(BU83/BU27)),\"\",IF(AND(BU84>=20,BU47>=5),\"達成\",\"－\"))","v":""},"","","","","","","","","","","","","","","","","","","","","","","","","","","","","","","","","","","","","","","","","","","","","","","","","","","","","","","","","","","","","","","",{"$f":"IF(OR(EG6035=\"\",EG100=\"\",EG6110=0,AND(EG$80=\"\",EG$81=\"\"),ISERROR(EG83/EG27)),\"\",IF(AND(EG84>=20,EG47>=5),\"達成\",\"－\"))","v":""},"","","","","","","","","","","","","","","","","","","","","","","","","","","","","","","","","","","","","","","","","","","","","","","","","","","","","","","","","","","","","","","",{"$f":"IF(OR(GS6035=\"\",GS100=\"\",GS6110=0,AND(GS$80=\"\",GS$81=\"\"),ISERROR(GS83/GS27)),\"\",IF(AND(GS84>=20,GS47>=5),\"達成\",\"－\"))","v":""},"","","","","","","","","","","","","","","","","","","","","","","","","","","","","","","","","","","","","","","","","","","","","","","","","","","","","","","","","","","","","","","",{"$f":"IF(OR(JE6035=\"\",JE100=\"\",JE6110=0,AND(JE$80=\"\",JE$81=\"\"),ISERROR(JE83/JE27)),\"\",IF(AND(JE84>=20,JE47>=5),\"達成\",\"－\"))","v":""},"","","","","","","","","","","","","","","","","","","","","","","","","","","","","","","","","","","","","","","","","","","","","","","","","","","","","","","","","","","","","","","",{"$f":"IF(OR(LQ6035=\"\",LQ100=\"\",LQ6110=0,AND(LQ$80=\"\",LQ$81=\"\"),ISERROR(LQ83/LQ27)),\"\",IF(AND(LQ84>=20,LQ47>=5),\"達成\",\"－\"))","v":""},"","","","","","","","","","","","","","","","","","","","","","","","","","","","","","","","","","","","","","","","","","","","","","","","","","","","","","","","","","","","","","","",{"$f":"IF(OR(OC6035=\"\",OC100=\"\",OC6110=0,AND(OC$80=\"\",OC$81=\"\"),ISERROR(OC83/OC27)),\"\",IF(AND(OC84>=20,OC47>=5),\"達成\",\"－\"))","v":""},"","","","","","","","","","","","","",""]
[null,null," ネット・ゼロ・エネルギー",null,{"$f":"IF(F6=$D$6014,\"－\",IF(OR(COUNTIF(H6035:OQ6035,\"\"),E38=\"\",$M$4=\"\",AND(E80=\"\",E81=\"\"),E84=\"\",E87=\"\",LEFT(I5103,7)=\"※共有選択不適\"),\"\",IF(OR(AND(E38=$G$6009,E84>=20,E87>=100,F6030=\"適合\",OR(F30>0,G30>0)),AND(E38=$G$6010,E84>=20,E87>=75,E87<100,F6030=\"適合\",OR(F30>0,G30>0)),AND(E38=$G$6011,E84>=20,E87>=50,E87<75,F6030=\"適合\",OR(F30>0,G30>0)),AND(E38=$G$6012,E84>=20,F6030=\"適合\")),\"達成\",\"－\")))","v":""},null,null,{"$f":"IF(OR(H6035=\"\",ISERROR(IF(OR(H38=\"\",$M$4=\"\",AND(H80=\"\",H81=\"\"),H88=\"\",H89=\"\"),\"\",IF(OR(AND(H38=$F$6009,H6030=\"適合\",H88>=20,H89>=100),AND(H38=$F$6010,H6030=\"適合\",H88>=20,H89>=75,H89<100),AND(H38=$F$6011,H6030=\"適合\",H88>=20,H89>=50,H89<75),AND(H38=$F$6012,H6030=\"適合\",H88>=20,H89>=20,H89<50)),\"適合\",\"－\")))),\"\",IF(OR(H38=\"\",$M$4=\"\",AND(H80=\"\",H81=\"\"),H88=\"\",H89=\"\"),\"\",IF(OR(AND(H38=$F$6009,H6030=\"適合\",H88>=20,H89>=100,H30>0),AND(H38=$F$6010,H6030=\"適合\",H88>=20,H89>=75,H89<100,H30>0),AND(H38=$F$6011,H6030=\"適合\",H88>=20,H89>=50,H89<75,H30>0),AND(H38=$F$6012,H6030=\"適合\",H88>=20)),\"達成\",\"－\")))","v":""},"","","","","","","","","","","","","","","","","","","","","","","","","","","","","","","","","","","","","","","","","","","","","","","","","","","","","","","","","","","","","","","",{"$f":"IF(OR(BT6035=\"\",ISERROR(IF(OR(BT38=\"\",$M$4=\"\",AND(BT80=\"\",BT81=\"\"),BT88=\"\",BT89=\"\"),\"\",IF(OR(AND(BT38=$F$6009,BT6030=\"適合\",BT88>=20,BT89>=100),AND(BT38=$F$6010,BT6030=\"適合\",BT88>=20,BT89>=75,BT89<100),AND(BT38=$F$6011,BT6030=\"適合\",BT88>=20,BT89>=50,BT89<75),AND(BT38=$F$6012,BT6030=\"適合\",BT88>=20,BT89>=20,BT89<50)),\"適合\",\"－\")))),\"\",IF(OR(BT38=\"\",$M$4=\"\",AND(BT80=\"\",BT81=\"\"),BT88=\"\",BT89=\"\"),\"\",IF(OR(AND(BT38=$F$6009,BT6030=\"適合\",BT88>=20,BT89>=100,BT30>0),AND(BT38=$F$6010,BT6030=\"適合\",BT88>=20,BT89>=75,BT89<100,BT30>0),AND(BT38=$F$6011,BT6030=\"適合\",BT88>=20,BT89>=50,BT89<75,BT30>0),AND(BT38=$F$6012,BT6030=\"適合\",BT88>=20)),\"達成\",\"－\")))","v":""},"","","","","","","","","","","","","","","","","","","","","","","","","","","","","","","","","","","","","","","","","","","","","","","","","","","","","","","","","","","","","","","",{"$f":"IF(OR(EF6035=\"\",ISERROR(IF(OR(EF38=\"\",$M$4=\"\",AND(EF80=\"\",EF81=\"\"),EF88=\"\",EF89=\"\"),\"\",IF(OR(AND(EF38=$F$6009,EF6030=\"適合\",EF88>=20,EF89>=100),AND(EF38=$F$6010,EF6030=\"適合\",EF88>=20,EF89>=75,EF89<100),AND(EF38=$F$6011,EF6030=\"適合\",EF88>=20,EF89>=50,EF89<75),AND(EF38=$F$6012,EF6030=\"適合\",EF88>=20,EF89>=20,EF89<50)),\"適合\",\"－\")))),\"\",IF(OR(EF38=\"\",$M$4=\"\",AND(EF80=\"\",EF81=\"\"),EF88=\"\",EF89=\"\"),\"\",IF(OR(AND(EF38=$F$6009,EF6030=\"適合\",EF88>=20,EF89>=100,EF30>0),AND(EF38=$F$6010,EF6030=\"適合\",EF88>=20,EF89>=75,EF89<100,EF30>0),AND(EF38=$F$6011,EF6030=\"適合\",EF88>=20,EF89>=50,EF89<75,EF30>0),AND(EF38=$F$6012,EF6030=\"適合\",EF88>=20)),\"達成\",\"－\")))","v":""},"","","","","","","","","","","","","","","","","","","","","","","","","","","","","","","","","","","","","","","","","","","","","","","","","","","","","","","","","","","","","","","",{"$f":"IF(OR(GR6035=\"\",ISERROR(IF(OR(GR38=\"\",$M$4=\"\",AND(GR80=\"\",GR81=\"\"),GR88=\"\",GR89=\"\"),\"\",IF(OR(AND(GR38=$F$6009,GR6030=\"適合\",GR88>=20,GR89>=100),AND(GR38=$F$6010,GR6030=\"適合\",GR88>=20,GR89>=75,GR89<100),AND(GR38=$F$6011,GR6030=\"適合\",GR88>=20,GR89>=50,GR89<75),AND(GR38=$F$6012,GR6030=\"適合\",GR88>=20,GR89>=20,GR89<50)),\"適合\",\"－\")))),\"\",IF(OR(GR38=\"\",$M$4=\"\",AND(GR80=\"\",GR81=\"\"),GR88=\"\",GR89=\"\"),\"\",IF(OR(AND(GR38=$F$6009,GR6030=\"適合\",GR88>=20,GR89>=100,GR30>0),AND(GR38=$F$6010,GR6030=\"適合\",GR88>=20,GR89>=75,GR89<100,GR30>0),AND(GR38=$F$6011,GR6030=\"適合\",GR88>=20,GR89>=50,GR89<75,GR30>0),AND(GR38=$F$6012,GR6030=\"適合\",GR88>=20)),\"達成\",\"－\")))","v":""},"","","","","","","","","","","","","","","","","","","","","","","","","","","","","","","","","","","","","","","","","","","","","","","","","","","","","","","","","","","","","","","",{"$f":"IF(OR(JD6035=\"\",ISERROR(IF(OR(JD38=\"\",$M$4=\"\",AND(JD80=\"\",JD81=\"\"),JD88=\"\",JD89=\"\"),\"\",IF(OR(AND(JD38=$F$6009,JD6030=\"適合\",JD88>=20,JD89>=100),AND(JD38=$F$6010,JD6030=\"適合\",JD88>=20,JD89>=75,JD89<100),AND(JD38=$F$6011,JD6030=\"適合\",JD88>=20,JD89>=50,JD89<75),AND(JD38=$F$6012,JD6030=\"適合\",JD88>=20,JD89>=20,JD89<50)),\"適合\",\"－\")))),\"\",IF(OR(JD38=\"\",$M$4=\"\",AND(JD80=\"\",JD81=\"\"),JD88=\"\",JD89=\"\"),\"\",IF(OR(AND(JD38=$F$6009,JD6030=\"適合\",JD88>=20,JD89>=100,JD30>0),AND(JD38=$F$6010,JD6030=\"適合\",JD88>=20,JD89>=75,JD89<100,JD30>0),AND(JD38=$F$6011,JD6030=\"適合\",JD88>=20,JD89>=50,JD89<75,JD30>0),AND(JD38=$F$6012,JD6030=\"適合\",JD88>=20)),\"達成\",\"－\")))","v":""},"","","","","","","","","","","","","","","","","","","","","","","","","","","","","","","","","","","","","","","","","","","","","","","","","","","","","","","","","","","","","","","",{"$f":"IF(OR(LP6035=\"\",ISERROR(IF(OR(LP38=\"\",$M$4=\"\",AND(LP80=\"\",LP81=\"\"),LP88=\"\",LP89=\"\"),\"\",IF(OR(AND(LP38=$F$6009,LP6030=\"適合\",LP88>=20,LP89>=100),AND(LP38=$F$6010,LP6030=\"適合\",LP88>=20,LP89>=75,LP89<100),AND(LP38=$F$6011,LP6030=\"適合\",LP88>=20,LP89>=50,LP89<75),AND(LP38=$F$6012,LP6030=\"適合\",LP88>=20,LP89>=20,LP89<50)),\"適合\",\"－\")))),\"\",IF(OR(LP38=\"\",$M$4=\"\",AND(LP80=\"\",LP81=\"\"),LP88=\"\",LP89=\"\"),\"\",IF(OR(AND(LP38=$F$6009,LP6030=\"適合\",LP88>=20,LP89>=100,LP30>0),AND(LP38=$F$6010,LP6030=\"適合\",LP88>=20,LP89>=75,LP89<100,LP30>0),AND(LP38=$F$6011,LP6030=\"適合\",LP88>=20,LP89>=50,LP89<75,LP30>0),AND(LP38=$F$6012,LP6030=\"適合\",LP88>=20)),\"達成\",\"－\")))","v":""},"","","","","","","","","","","","","","","","","","","","","","","","","","","","","","","","","","","","","","","","","","","","","","","","","","","","","","","","","","","","","","","",{"$f":"IF(OR(OB6035=\"\",ISERROR(IF(OR(OB38=\"\",$M$4=\"\",AND(OB80=\"\",OB81=\"\"),OB88=\"\",OB89=\"\"),\"\",IF(OR(AND(OB38=$F$6009,OB6030=\"適合\",OB88>=20,OB89>=100),AND(OB38=$F$6010,OB6030=\"適合\",OB88>=20,OB89>=75,OB89<100),AND(OB38=$F$6011,OB6030=\"適合\",OB88>=20,OB89>=50,OB89<75),AND(OB38=$F$6012,OB6030=\"適合\",OB88>=20,OB89>=20,OB89<50)),\"適合\",\"－\")))),\"\",IF(OR(OB38=\"\",$M$4=\"\",AND(OB80=\"\",OB81=\"\"),OB88=\"\",OB89=\"\"),\"\",IF(OR(AND(OB38=$F$6009,OB6030=\"適合\",OB88>=20,OB89>=100,OB30>0),AND(OB38=$F$6010,OB6030=\"適合\",OB88>=20,OB89>=75,OB89<100,OB30>0),AND(OB38=$F$6011,OB6030=\"適合\",OB88>=20,OB89>=50,OB89<75,OB30>0),AND(OB38=$F$6012,OB6030=\"適合\",OB88>=20)),\"達成\",\"－\")))","v":""},"","","","","","","","","","","","","","",""]
[null,null," 再エネ設備の有無（太陽光発電）",null,{"$f":"IF(OR(E34=$F$6002,E34=$F$6003),E34,\"\")","v":""},null,null,{"$f":"IF(OR(H34=$F$6002,H34=$F$6003),H34,\"\")","v":""},"","","","","","","","","","","","","","","","","","","","","","","","","","","","","","","","","","","","","","","","","","","","","","","","","","","","","","","","","","","","","","","",{"$f":"IF(OR(BT34=$F$6002,BT34=$F$6003),BT34,\"\")","v":""},"","","","","","","","","","","","","","","","","","","","","","","","","","","","","","","","","","","","","","","","","","","","","","","","","","","","","","","","","","","","","","","",{"$f":"IF(OR(EF34=$F$6002,EF34=$F$6003),EF34,\"\")","v":""},"","","","","","","","","","","","","","","","","","","","","","","","","","","","","","","","","","","","","","","","","","","","","","","","","","","","","","","","","","","","","","","",{"$f":"IF(OR(GR34=$F$6002,GR34=$F$6003),GR34,\"\")","v":""},"","","","","","","","","","","","","","","","","","","","","","","","","","","","","","","","","","","","","","","","","","","","","","","","","","","","","","","","","","","","","","","",{"$f":"IF(OR(JD34=$F$6002,JD34=$F$6003),JD34,\"\")","v":""},"","","","","","","","","","","","","","","","","","","","","","","","","","","","","","","","","","","","","","","","","","","","","","","","","","","","","","","","","","","","","","","",{"$f":"IF(OR(LP34=$F$6002,LP34=$F$6003),LP34,\"\")","v":""},"","","","","","","","","","","","","","","","","","","","","","","","","","","","","","","","","","","","","","","","","","","","","","","","","","","","","","","","","","","","","","","",{"$f":"IF(OR(OB34=$F$6002,OB34=$F$6003),OB34,\"\")","v":""},"","","","","","","","","","","","","","",""]
[null,null," 再エネ設備の容量・単位（太陽光）",null,{"$f":"IF(AND(E35=$G$6002,E51=$F$6002),E36,IF(OR(E51=$F$6003,E35=$G$6003),\"－\",\"\"))","v":""},null,null,{"$f":"IF(AND(H35=$G$6002,H51=$F$6002),H36,IF(OR(H51=$F$6003,H35=$G$6003),\"－\",\"\"))","v":""},"","","","","","","","","","","","","","","","","","","","","","","","","","","","","","","","","","","","","","","","","","","","","","","","","","","","","","","","","","","","","","","",{"$f":"IF(AND(BT35=$G$6002,BT51=$F$6002),BT36,IF(OR(BT51=$F$6003,BT35=$G$6003),\"－\",\"\"))","v":""},"","","","","","","","","","","","","","","","","","","","","","","","","","","","","","","","","","","","","","","","","","","","","","","","","","","","","","","","","","","","","","","",{"$f":"IF(AND(EF35=$G$6002,EF51=$F$6002),EF36,IF(OR(EF51=$F$6003,EF35=$G$6003),\"－\",\"\"))","v":""},"","","","","","","","","","","","","","","","","","","","","","","","","","","","","","","","","","","","","","","","","","","","","","","","","","","","","","","","","","","","","","","",{"$f":"IF(AND(GR35=$G$6002,GR51=$F$6002),GR36,IF(OR(GR51=$F$6003,GR35=$G$6003),\"－\",\"\"))","v":""},"","","","","","","","","","","","","","","","","","","","","","","","","","","","","","","","","","","","","","","","","","","","","","","","","","","","","","","","","","","","","","","",{"$f":"IF(AND(JD35=$G$6002,JD51=$F$6002),JD36,IF(OR(JD51=$F$6003,JD35=$G$6003),\"－\",\"\"))","v":""},"","","","","","","","","","","","","","","","","","","","","","","","","","","","","","","","","","","","","","","","","","","","","","","","","","","","","","","","","","","","","","","",{"$f":"IF(AND(LP35=$G$6002,LP51=$F$6002),LP36,IF(OR(LP51=$F$6003,LP35=$G$6003),\"－\",\"\"))","v":""},"","","","","","","","","","","","","","","","","","","","","","","","","","","","","","","","","","","","","","","","","","","","","","","","","","","","","","","","","","","","","","","",{"$f":"IF(AND(OB35=$G$6002,OB51=$F$6002),OB36,IF(OR(OB51=$F$6003,OB35=$G$6003),\"－\",\"\"))","v":""},"","","","","","","","","","","","","","",""]
[null,"省エネ基準"," 設計 / 基準一次エネルギー[GJ/年]",null,{"$f":"IF(OR(LEFT(I5103,7)=\"※共有選択不適\",H100=\"\",H6106=0,E6<>D6009),\"\",TEXT(C6166,\"##,###,##0.0\")&\" / \"&TEXT(C6167,\"##,###,##0.0\"))","v":""},null,null,{"$f":"IF(OR(H6035=\"\",H100=\"\",H6106=0),\"\",TEXT(H6106,\"#####0.0\")&\"/\"&TEXT(H6107,\"#####0.0\"))","v":""},"","","","","","","","","","","","","","","","","","","","","","","","","","","","","","","","","","","","","","","","","","","","","","","","","","","","","","","","","","","","","","","",{"$f":"IF(OR(BT6035=\"\",BT100=\"\",BT6106=0),\"\",TEXT(BT6106,\"#####0.0\")&\"/\"&TEXT(BT6107,\"#####0.0\"))","v":""},"","","","","","","","","","","","","","","","","","","","","","","","","","","","","","","","","","","","","","","","","","","","","","","","","","","","","","","","","","","","","","","",{"$f":"IF(OR(EF6035=\"\",EF100=\"\",EF6106=0),\"\",TEXT(EF6106,\"#####0.0\")&\"/\"&TEXT(EF6107,\"#####0.0\"))","v":""},"","","","","","","","","","","","","","","","","","","","","","","","","","","","","","","","","","","","","","","","","","","","","","","","","","","","","","","","","","","","","","","",{"$f":"IF(OR(GR6035=\"\",GR100=\"\",GR6106=0),\"\",TEXT(GR6106,\"#####0.0\")&\"/\"&TEXT(GR6107,\"#####0.0\"))","v":""},"","","","","","","","","","","","","","","","","","","","","","","","","","","","","","","","","","","","","","","","","","","","","","","","","","","","","","","","","","","","","","","",{"$f":"IF(OR(JD6035=\"\",JD100=\"\",JD6106=0),\"\",TEXT(JD6106,\"#####0.0\")&\"/\"&TEXT(JD6107,\"#####0.0\"))","v":""},"","","","","","","","","","","","","","","","","","","","","","","","","","","","","","","","","","","","","","","","","","","","","","","","","","","","","","","","","","","","","","","",{"$f":"IF(OR(LP6035=\"\",LP100=\"\",LP6106=0),\"\",TEXT(LP6106,\"#####0.0\")&\"/\"&TEXT(LP6107,\"#####0.0\"))","v":""},"","","","","","","","","","","","","","","","","","","","","","","","","","","","","","","","","","","","","","","","","","","","","","","","","","","","","","","","","","","","","","","",{"$f":"IF(OR(OB6035=\"\",OB100=\"\",OB6106=0),\"\",TEXT(OB6106,\"#####0.0\")&\"/\"&TEXT(OB6107,\"#####0.0\"))","v":""},"","","","","","","","","","","","","","",""]
[null,null," 設計 / 基準　UA値",null,{"$f":"IF(AND(E$80=\"\",E$81=\"\"),\"\",TEXT(E80,\"#0.00\")&\" / \"&TEXT($AQ$6003,\"#0.00\"))","v":""},null,null,{"$f":"IF(OR(H6035=\"\",AND(H$80=\"\",H$81=\"\")),\"\",TEXT(H80,\"#0.00\")&\"/\"&TEXT($AQ$6003,\"#0.00\"))","v":""},"","","","","","","","","","","","","","","","","","","","","","","","","","","","","","","","","","","","","","","","","","","","","","","","","","","","","","","","","","","","","","","",{"$f":"IF(OR(BT6035=\"\",AND(BT$80=\"\",BT$81=\"\")),\"\",TEXT(BT80,\"#0.00\")&\"/\"&TEXT($AQ$6003,\"#0.00\"))","v":""},"","","","","","","","","","","","","","","","","","","","","","","","","","","","","","","","","","","","","","","","","","","","","","","","","","","","","","","","","","","","","","","",{"$f":"IF(OR(EF6035=\"\",AND(EF$80=\"\",EF$81=\"\")),\"\",TEXT(EF80,\"#0.00\")&\"/\"&TEXT($AQ$6003,\"#0.00\"))","v":""},"","","","","","","","","","","","","","","","","","","","","","","","","","","","","","","","","","","","","","","","","","","","","","","","","","","","","","","","","","","","","","","",{"$f":"IF(OR(GR6035=\"\",AND(GR$80=\"\",GR$81=\"\")),\"\",TEXT(GR80,\"#0.00\")&\"/\"&TEXT($AQ$6003,\"#0.00\"))","v":""},"","","","","","","","","","","","","","","","","","","","","","","","","","","","","","","","","","","","","","","","","","","","","","","","","","","","","","","","","","","","","","","",{"$f":"IF(OR(JD6035=\"\",AND(JD$80=\"\",JD$81=\"\")),\"\",TEXT(JD80,\"#0.00\")&\"/\"&TEXT($AQ$6003,\"#0.00\"))","v":""},"","","","","","","","","","","","","","","","","","","","","","","","","","","","","","","","","","","","","","","","","","","","","","","","","","","","","","","","","","","","","","","",{"$f":"IF(OR(LP6035=\"\",AND(LP$80=\"\",LP$81=\"\")),\"\",TEXT(LP80,\"#0.00\")&\"/\"&TEXT($AQ$6003,\"#0.00\"))","v":""},"","","","","","","","","","","","","","","","","","","","","","","","","","","","","","","","","","","","","","","","","","","","","","","","","","","","","","","","","","","","","","","",{"$f":"IF(OR(OB6035=\"\",AND(OB$80=\"\",OB$81=\"\")),\"\",TEXT(OB80,\"#0.00\")&\"/\"&TEXT($AQ$6003,\"#0.00\"))","v":""},"","","","","","","","","","","","","","",""]
[null,null," 設計 / 基準　ηAC値",null,{"$f":"IF(AND(E$80=\"\",E$81=\"\"),\"\",TEXT(E81,\"0.0\")&\" / \"&TEXT($AR$6003,\"0.0\"))","v":""},null,null,{"$f":"IF(OR(H6035=\"\",AND(H$80=\"\",H$81=\"\")),\"\",TEXT(H81,\"0.0\")&\"/\"&TEXT($AR$6003,\"0.0\"))","v":""},"","","","","","","","","","","","","","","","","","","","","","","","","","","","","","","","","","","","","","","","","","","","","","","","","","","","","","","","","","","","","","","",{"$f":"IF(OR(BT6035=\"\",AND(BT$80=\"\",BT$81=\"\")),\"\",TEXT(BT81,\"0.0\")&\"/\"&TEXT($AR$6003,\"0.0\"))","v":""},"","","","","","","","","","","","","","","","","","","","","","","","","","","","","","","","","","","","","","","","","","","","","","","","","","","","","","","","","","","","","","","",{"$f":"IF(OR(EF6035=\"\",AND(EF$80=\"\",EF$81=\"\")),\"\",TEXT(EF81,\"0.0\")&\"/\"&TEXT($AR$6003,\"0.0\"))","v":""},"","","","","","","","","","","","","","","","","","","","","","","","","","","","","","","","","","","","","","","","","","","","","","","","","","","","","","","","","","","","","","","",{"$f":"IF(OR(GR6035=\"\",AND(GR$80=\"\",GR$81=\"\")),\"\",TEXT(GR81,\"0.0\")&\"/\"&TEXT($AR$6003,\"0.0\"))","v":""},"","","","","","","","","","","","","","","","","","","","","","","","","","","","","","","","","","","","","","","","","","","","","","","","","","","","","","","","","","","","","","","",{"$f":"IF(OR(JD6035=\"\",AND(JD$80=\"\",JD$81=\"\")),\"\",TEXT(JD81,\"0.0\")&\"/\"&TEXT($AR$6003,\"0.0\"))","v":""},"","","","","","","","","","","","","","","","","","","","","","","","","","","","","","","","","","","","","","","","","","","","","","","","","","","","","","","","","","","","","","","",{"$f":"IF(OR(LP6035=\"\",AND(LP$80=\"\",LP$81=\"\")),\"\",TEXT(LP81,\"0.0\")&\"/\"&TEXT($AR$6003,\"0.0\"))","v":""},"","","","","","","","","","","","","","","","","","","","","","","","","","","","","","","","","","","","","","","","","","","","","","","","","","","","","","","","","","","","","","","",{"$f":"IF(OR(OB6035=\"\",AND(OB$80=\"\",OB$81=\"\")),\"\",TEXT(OB81,\"0.0\")&\"/\"&TEXT($AR$6003,\"0.0\"))","v":""},"","","","","","","","","","","","","","",""]
[null,null," 総合判定",null,{"$f":"IF(OR(LEFT(I5103,7)=\"※共有選択不適\",H100=\"\",H6106=0,AND(H$80=\"\",H$81=\"\"),E6<>D6009),\"\",IF(AND(C6166<=C6167,E80<=$AQ$6003,E81<=$AR$6003),\"達成\",\"－\"))","v":""},null,null,{"$f":"IF(OR(H6035=\"\",H100=\"\",H6106=0,AND(H$80=\"\",H$81=\"\")),\"\",IF(AND(H6106<=H6107,H80<=$AQ$6003,H81<=$AR$6003),\"達成\",\"－\"))","v":""},"","","","","","","","","","","","","","","","","","","","","","","","","","","","","","","","","","","","","","","","","","","","","","","","","","","","","","","","","","","","","","","",{"$f":"IF(OR(BT6035=\"\",BT100=\"\",BT6106=0,AND(BT$80=\"\",BT$81=\"\")),\"\",IF(AND(BT6106<=BT6107,BT80<=$AQ$6003,BT81<=$AR$6003),\"達成\",\"－\"))","v":""},"","","","","","","","","","","","","","","","","","","","","","","","","","","","","","","","","","","","","","","","","","","","","","","","","","","","","","","","","","","","","","","",{"$f":"IF(OR(EF6035=\"\",EF100=\"\",EF6106=0,AND(EF$80=\"\",EF$81=\"\")),\"\",IF(AND(EF6106<=EF6107,EF80<=$AQ$6003,EF81<=$AR$6003),\"達成\",\"－\"))","v":""},"","","","","","","","","","","","","","","","","","","","","","","","","","","","","","","","","","","","","","","","","","","","","","","","","","","","","","","","","","","","","","","",{"$f":"IF(OR(GR6035=\"\",GR100=\"\",GR6106=0,AND(GR$80=\"\",GR$81=\"\")),\"\",IF(AND(GR6106<=GR6107,GR80<=$AQ$6003,GR81<=$AR$6003),\"達成\",\"－\"))","v":""},"","","","","","","","","","","","","","","","","","","","","","","","","","","","","","","","","","","","","","","","","","","","","","","","","","","","","","","","","","","","","","","",{"$f":"IF(OR(JD6035=\"\",JD100=\"\",JD6106=0,AND(JD$80=\"\",JD$81=\"\")),\"\",IF(AND(JD6106<=JD6107,JD80<=$AQ$6003,JD81<=$AR$6003),\"達成\",\"－\"))","v":""},"","","","","","","","","","","","","","","","","","","","","","","","","","","","","","","","","","","","","","","","","","","","","","","","","","","","","","","","","","","","","","","",{"$f":"IF(OR(LP6035=\"\",LP100=\"\",LP6106=0,AND(LP$80=\"\",LP$81=\"\")),\"\",IF(AND(LP6106<=LP6107,LP80<=$AQ$6003,LP81<=$AR$6003),\"達成\",\"－\"))","v":""},"","","","","","","","","","","","","","","","","","","","","","","","","","","","","","","","","","","","","","","","","","","","","","","","","","","","","","","","","","","","","","","",{"$f":"IF(OR(OB6035=\"\",OB100=\"\",OB6106=0,AND(OB$80=\"\",OB$81=\"\")),\"\",IF(AND(OB6106<=OB6107,OB80<=$AQ$6003,OB81<=$AR$6003),\"達成\",\"－\"))","v":""},"","","","","","","","","","","","","","",""]
[null,"誘導基準"," 設計 / 基準一次エネルギー[GJ/年]",null,{"$f":"IF(OR(LEFT(I5103,7)=\"※共有選択不適\",H100=\"\",H6106=0,E6<>D6009),\"\",IF(B7864=\"×\",TEXT(C6170,\"##,###,##0.0\")&\" / ※共用部分の建物用途確認\",TEXT(C6170,\"##,###,##0.0\")&\" / \"&TEXT(C6171,\"##,###,##0.0\")))","v":""},null,null,{"$f":"IF(OR(H6035=\"\",H100=\"\",H6110=0),\"\",TEXT(H6110,\"#####0.0\")&\"/\"&TEXT(H6111,\"#####0.0\"))","v":""},"","","","","","","","","","","","","","","","","","","","","","","","","","","","","","","","","","","","","","","","","","","","","","","","","","","","","","","","","","","","","","","",{"$f":"IF(OR(BT6035=\"\",BT100=\"\",BT6110=0),\"\",TEXT(BT6110,\"#####0.0\")&\"/\"&TEXT(BT6111,\"#####0.0\"))","v":""},"","","","","","","","","","","","","","","","","","","","","","","","","","","","","","","","","","","","","","","","","","","","","","","","","","","","","","","","","","","","","","","",{"$f":"IF(OR(EF6035=\"\",EF100=\"\",EF6110=0),\"\",TEXT(EF6110,\"#####0.0\")&\"/\"&TEXT(EF6111,\"#####0.0\"))","v":""},"","","","","","","","","","","","","","","","","","","","","","","","","","","","","","","","","","","","","","","","","","","","","","","","","","","","","","","","","","","","","","","",{"$f":"IF(OR(GR6035=\"\",GR100=\"\",GR6110=0),\"\",TEXT(GR6110,\"#####0.0\")&\"/\"&TEXT(GR6111,\"#####0.0\"))","v":""},"","","","","","","","","","","","","","","","","","","","","","","","","","","","","","","","","","","","","","","","","","","","","","","","","","","","","","","","","","","","","","","",{"$f":"IF(OR(JD6035=\"\",JD100=\"\",JD6110=0),\"\",TEXT(JD6110,\"#####0.0\")&\"/\"&TEXT(JD6111,\"#####0.0\"))","v":""},"","","","","","","","","","","","","","","","","","","","","","","","","","","","","","","","","","","","","","","","","","","","","","","","","","","","","","","","","","","","","","","",{"$f":"IF(OR(LP6035=\"\",LP100=\"\",LP6110=0),\"\",TEXT(LP6110,\"#####0.0\")&\"/\"&TEXT(LP6111,\"#####0.0\"))","v":""},"","","","","","","","","","","","","","","","","","","","","","","","","","","","","","","","","","","","","","","","","","","","","","","","","","","","","","","","","","","","","","","",{"$f":"IF(OR(OB6035=\"\",OB100=\"\",OB6110=0),\"\",TEXT(OB6110,\"#####0.0\")&\"/\"&TEXT(OB6111,\"#####0.0\"))","v":""},"","","","","","","","","","","","","","",""]
[null,null," 設計 / 基準　UA値",null,{"$f":"IF(AND(E$80=\"\",E$81=\"\"),\"\",TEXT(E80,\"#0.00\")&\" / \"&TEXT($AS$6003,\"#0.00\"))","v":""},null,null,{"$f":"IF(OR(H6035=\"\",AND(H$80=\"\",H$81=\"\")),\"\",TEXT(H80,\"#0.00\")&\"/\"&TEXT($AS$6003,\"#0.00\"))","v":""},"","","","","","","","","","","","","","","","","","","","","","","","","","","","","","","","","","","","","","","","","","","","","","","","","","","","","","","","","","","","","","","",{"$f":"IF(OR(BT6035=\"\",AND(BT$80=\"\",BT$81=\"\")),\"\",TEXT(BT80,\"#0.00\")&\"/\"&TEXT($AS$6003,\"#0.00\"))","v":""},"","","","","","","","","","","","","","","","","","","","","","","","","","","","","","","","","","","","","","","","","","","","","","","","","","","","","","","","","","","","","","","",{"$f":"IF(OR(EF6035=\"\",AND(EF$80=\"\",EF$81=\"\")),\"\",TEXT(EF80,\"#0.00\")&\"/\"&TEXT($AS$6003,\"#0.00\"))","v":""},"","","","","","","","","","","","","","","","","","","","","","","","","","","","","","","","","","","","","","","","","","","","","","","","","","","","","","","","","","","","","","","",{"$f":"IF(OR(GR6035=\"\",AND(GR$80=\"\",GR$81=\"\")),\"\",TEXT(GR80,\"#0.00\")&\"/\"&TEXT($AS$6003,\"#0.00\"))","v":""},"","","","","","","","","","","","","","","","","","","","","","","","","","","","","","","","","","","","","","","","","","","","","","","","","","","","","","","","","","","","","","","",{"$f":"IF(OR(JD6035=\"\",AND(JD$80=\"\",JD$81=\"\")),\"\",TEXT(JD80,\"#0.00\")&\"/\"&TEXT($AS$6003,\"#0.00\"))","v":""},"","","","","","","","","","","","","","","","","","","","","","","","","","","","","","","","","","","","","","","","","","","","","","","","","","","","","","","","","","","","","","","",{"$f":"IF(OR(LP6035=\"\",AND(LP$80=\"\",LP$81=\"\")),\"\",TEXT(LP80,\"#0.00\")&\"/\"&TEXT($AS$6003,\"#0.00\"))","v":""},"","","","","","","","","","","","","","","","","","","","","","","","","","","","","","","","","","","","","","","","","","","","","","","","","","","","","","","","","","","","","","","",{"$f":"IF(OR(OB6035=\"\",AND(OB$80=\"\",OB$81=\"\")),\"\",TEXT(OB80,\"#0.00\")&\"/\"&TEXT($AS$6003,\"#0.00\"))","v":""},"","","","","","","","","","","","","","",""]
[null,null," 設計 / 基準　ηAC値",null,{"$f":"IF(AND(E$80=\"\",E$81=\"\"),\"\",TEXT(E81,\"0.0\")&\" / \"&TEXT($AT$6003,\"0.0\"))","v":""},null,null,{"$f":"IF(OR(H6035=\"\",AND(H$80=\"\",H$81=\"\")),\"\",TEXT(H81,\"0.0\")&\"/\"&TEXT($AT$6003,\"0.0\"))","v":""},"","","","","","","","","","","","","","","","","","","","","","","","","","","","","","","","","","","","","","","","","","","","","","","","","","","","","","","","","","","","","","","",{"$f":"IF(OR(BT6035=\"\",AND(BT$80=\"\",BT$81=\"\")),\"\",TEXT(BT81,\"0.0\")&\"/\"&TEXT($AT$6003,\"0.0\"))","v":""},"","","","","","","","","","","","","","","","","","","","","","","","","","","","","","","","","","","","","","","","","","","","","","","","","","","","","","","","","","","","","","","",{"$f":"IF(OR(EF6035=\"\",AND(EF$80=\"\",EF$81=\"\")),\"\",TEXT(EF81,\"0.0\")&\"/\"&TEXT($AT$6003,\"0.0\"))","v":""},"","","","","","","","","","","","","","","","","","","","","","","","","","","","","","","","","","","","","","","","","","","","","","","","","","","","","","","","","","","","","","","",{"$f":"IF(OR(GR6035=\"\",AND(GR$80=\"\",GR$81=\"\")),\"\",TEXT(GR81,\"0.0\")&\"/\"&TEXT($AT$6003,\"0.0\"))","v":""},"","","","","","","","","","","","","","","","","","","","","","","","","","","","","","","","","","","","","","","","","","","","","","","","","","","","","","","","","","","","","","","",{"$f":"IF(OR(JD6035=\"\",AND(JD$80=\"\",JD$81=\"\")),\"\",TEXT(JD81,\"0.0\")&\"/\"&TEXT($AT$6003,\"0.0\"))","v":""},"","","","","","","","","","","","","","","","","","","","","","","","","","","","","","","","","","","","","","","","","","","","","","","","","","","","","","","","","","","","","","","",{"$f":"IF(OR(LP6035=\"\",AND(LP$80=\"\",LP$81=\"\")),\"\",TEXT(LP81,\"0.0\")&\"/\"&TEXT($AT$6003,\"0.0\"))","v":""},"","","","","","","","","","","","","","","","","","","","","","","","","","","","","","","","","","","","","","","","","","","","","","","","","","","","","","","","","","","","","","","",{"$f":"IF(OR(OB6035=\"\",AND(OB$80=\"\",OB$81=\"\")),\"\",TEXT(OB81,\"0.0\")&\"/\"&TEXT($AT$6003,\"0.0\"))","v":""},"","","","","","","","","","","","","","",""]
[null,null," 総合判定",null,{"$f":"IF(OR(LEFT(I5103,7)=\"※共有選択不適\",H100=\"\",H6110=0,AND(H$80=\"\",H$81=\"\"),E6<>D6009),\"\",IF(AND(C6170<=C6171,E80<=$AS$6003,E81<=$AT$6003,B7864=\"\"),\"達成\",\"－\"))","v":""},null,null,{"$f":"IF(OR(H6035=\"\",H100=\"\",H6110=0,AND(H$80=\"\",H$81=\"\")),\"\",IF(AND(H6110<=H6111,H80<=$AS$6003,H81<=$AT$6003),\"達成\",\"－\"))","v":""},"","","","","","","","","","","","","","","","","","","","","","","","","","","","","","","","","","","","","","","","","","","","","","","","","","","","","","","","","","","","","","","",{"$f":"IF(OR(BT6035=\"\",BT100=\"\",BT6110=0,AND(BT$80=\"\",BT$81=\"\")),\"\",IF(AND(BT6110<=BT6111,BT80<=$AS$6003,BT81<=$AT$6003),\"達成\",\"－\"))","v":""},"","","","","","","","","","","","","","","","","","","","","","","","","","","","","","","","","","","","","","","","","","","","","","","","","","","","","","","","","","","","","","","",{"$f":"IF(OR(EF6035=\"\",EF100=\"\",EF6110=0,AND(EF$80=\"\",EF$81=\"\")),\"\",IF(AND(EF6110<=EF6111,EF80<=$AS$6003,EF81<=$AT$6003),\"達成\",\"－\"))","v":""},"","","","","","","","","","","","","","","","","","","","","","","","","","","","","","","","","","","","","","","","","","","","","","","","","","","","","","","","","","","","","","","",{"$f":"IF(OR(GR6035=\"\",GR100=\"\",GR6110=0,AND(GR$80=\"\",GR$81=\"\")),\"\",IF(AND(GR6110<=GR6111,GR80<=$AS$6003,GR81<=$AT$6003),\"達成\",\"－\"))","v":""},"","","","","","","","","","","","","","","","","","","","","","","","","","","","","","","","","","","","","","","","","","","","","","","","","","","","","","","","","","","","","","","",{"$f":"IF(OR(JD6035=\"\",JD100=\"\",JD6110=0,AND(JD$80=\"\",JD$81=\"\")),\"\",IF(AND(JD6110<=JD6111,JD80<=$AS$6003,JD81<=$AT$6003),\"達成\",\"－\"))","v":""},"","","","","","","","","","","","","","","","","","","","","","","","","","","","","","","","","","","","","","","","","","","","","","","","","","","","","","","","","","","","","","","",{"$f":"IF(OR(LP6035=\"\",LP100=\"\",LP6110=0,AND(LP$80=\"\",LP$81=\"\")),\"\",IF(AND(LP6110<=LP6111,LP80<=$AS$6003,LP81<=$AT$6003),\"達成\",\"－\"))","v":""},"","","","","","","","","","","","","","","","","","","","","","","","","","","","","","","","","","","","","","","","","","","","","","","","","","","","","","","","","","","","","","","",{"$f":"IF(OR(OB6035=\"\",OB100=\"\",OB6110=0,AND(OB$80=\"\",OB$81=\"\")),\"\",IF(AND(OB6110<=OB6111,OB80<=$AS$6003,OB81<=$AT$6003),\"達成\",\"－\"))","v":""},"","","","","","","","","","","","","","",""]
[null,"特記項目"," 再エネ等除いた削減率",null,{"$f":"IF(ISERROR(E83/E27),\"\",IF(E63=\"－\",E63,IF(E83>=0,ROUNDDOWN(E83/D92*100,0),ROUNDUP(E83/D92*100,0))))","v":""},null,null,{"$f":"IF(ISERROR((1-H6092)),\"\",IF(H63=\"－\",H63,IF(H83>=0,ROUNDDOWN((1-H6092)*100,0),ROUNDUP((1-H6092)*100,0))))","v":""},"","","","","","","","","","","","","","","","","","","","","","","","","","","","","","","","","","","","","","","","","","","","","","","","","","","","","","","","","","","","","","","",{"$f":"IF(ISERROR((1-BT6092)),\"\",IF(BT63=\"－\",BT63,IF(BT83>=0,ROUNDDOWN((1-BT6092)*100,0),ROUNDUP((1-BT6092)*100,0))))","v":""},"","","","","","","","","","","","","","","","","","","","","","","","","","","","","","","","","","","","","","","","","","","","","","","","","","","","","","","","","","","","","","","",{"$f":"IF(ISERROR((1-EF6092)),\"\",IF(EF63=\"－\",EF63,IF(EF83>=0,ROUNDDOWN((1-EF6092)*100,0),ROUNDUP((1-EF6092)*100,0))))","v":""},"","","","","","","","","","","","","","","","","","","","","","","","","","","","","","","","","","","","","","","","","","","","","","","","","","","","","","","","","","","","","","","",{"$f":"IF(ISERROR((1-GR6092)),\"\",IF(GR63=\"－\",GR63,IF(GR83>=0,ROUNDDOWN((1-GR6092)*100,0),ROUNDUP((1-GR6092)*100,0))))","v":""},"","","","","","","","","","","","","","","","","","","","","","","","","","","","","","","","","","","","","","","","","","","","","","","","","","","","","","","","","","","","","","","",{"$f":"IF(ISERROR((1-JD6092)),\"\",IF(JD63=\"－\",JD63,IF(JD83>=0,ROUNDDOWN((1-JD6092)*100,0),ROUNDUP((1-JD6092)*100,0))))","v":""},"","","","","","","","","","","","","","","","","","","","","","","","","","","","","","","","","","","","","","","","","","","","","","","","","","","","","","","","","","","","","","","",{"$f":"IF(ISERROR((1-LP6092)),\"\",IF(LP63=\"－\",LP63,IF(LP83>=0,ROUNDDOWN((1-LP6092)*100,0),ROUNDUP((1-LP6092)*100,0))))","v":""},"","","","","","","","","","","","","","","","","","","","","","","","","","","","","","","","","","","","","","","","","","","","","","","","","","","","","","","","","","","","","","","",{"$f":"IF(ISERROR((1-OB6092)),\"\",IF(OB63=\"－\",OB63,IF(OB83>=0,ROUNDDOWN((1-OB6092)*100,0),ROUNDUP((1-OB6092)*100,0))))","v":""},"","","","","","","","","","","","","","",""]
[null,null," 再エネ等加えた削減率",null,{"$f":"IF(ISERROR(E86/E27),\"\",IF(OR(E63=\"－\",E63=$G$6012),\"－\",IF(E86>=0,ROUNDDOWN(E86/D92*100,0),ROUNDUP(E86/D92*100,0))))","v":""},null,null,{"$f":"IF(ISERROR(1-H6102),\"\",IF(OR(H63=\"－\",H63=$F$6012),\"－\",IF(H86>=0,ROUNDDOWN((1-H6102)*100,0),ROUNDUP((1-H6102)*100,0))))","v":""},"","","","","","","","","","","","","","","","","","","","","","","","","","","","","","","","","","","","","","","","","","","","","","","","","","","","","","","","","","","","","","","",{"$f":"IF(ISERROR(1-BT6102),\"\",IF(OR(BT63=\"－\",BT63=$F$6012),\"－\",IF(BT86>=0,ROUNDDOWN((1-BT6102)*100,0),ROUNDUP((1-BT6102)*100,0))))","v":""},"","","","","","","","","","","","","","","","","","","","","","","","","","","","","","","","","","","","","","","","","","","","","","","","","","","","","","","","","","","","","","","",{"$f":"IF(ISERROR(1-EF6102),\"\",IF(OR(EF63=\"－\",EF63=$F$6012),\"－\",IF(EF86>=0,ROUNDDOWN((1-EF6102)*100,0),ROUNDUP((1-EF6102)*100,0))))","v":""},"","","","","","","","","","","","","","","","","","","","","","","","","","","","","","","","","","","","","","","","","","","","","","","","","","","","","","","","","","","","","","","",{"$f":"IF(ISERROR(1-GR6102),\"\",IF(OR(GR63=\"－\",GR63=$F$6012),\"－\",IF(GR86>=0,ROUNDDOWN((1-GR6102)*100,0),ROUNDUP((1-GR6102)*100,0))))","v":""},"","","","","","","","","","","","","","","","","","","","","","","","","","","","","","","","","","","","","","","","","","","","","","","","","","","","","","","","","","","","","","","",{"$f":"IF(ISERROR(1-JD6102),\"\",IF(OR(JD63=\"－\",JD63=$F$6012),\"－\",IF(JD86>=0,ROUNDDOWN((1-JD6102)*100,0),ROUNDUP((1-JD6102)*100,0))))","v":""},"","","","","","","","","","","","","","","","","","","","","","","","","","","","","","","","","","","","","","","","","","","","","","","","","","","","","","","","","","","","","","","",{"$f":"IF(ISERROR(1-LP6102),\"\",IF(OR(LP63=\"－\",LP63=$F$6012),\"－\",IF(LP86>=0,ROUNDDOWN((1-LP6102)*100,0),ROUNDUP((1-LP6102)*100,0))))","v":""},"","","","","","","","","","","","","","","","","","","","","","","","","","","","","","","","","","","","","","","","","","","","","","","","","","","","","","","","","","","","","","","",{"$f":"IF(ISERROR(1-OB6102),\"\",IF(OR(OB63=\"－\",OB63=$F$6012),\"－\",IF(OB86>=0,ROUNDDOWN((1-OB6102)*100,0),ROUNDUP((1-OB6102)*100,0))))","v":""},"","","","","","","","","","","","","","",""]
[null,null," 「ZEH/ZEH-Mマーク」に関する事項",null,{"$f":"IF(F6=$D$6014,\"－\",IF(OR(COUNTIF(H6035:OQ6035,\"\"),E38=\"\",$M$4=\"\",AND(E80=\"\",E81=\"\"),E84=\"\",E87=\"\",LEFT(I5103,7)=\"※共有選択不適\"),\"\",IF(OR(AND(E38=$G$6009,E84>=20,E87>=100,F6030=\"適合\",OR(F30>0,G30>0)),AND(E38=$G$6010,E84>=20,E87>=75,E87<100,F6030=\"適合\",OR(F30>0,G30>0)),AND(E38=$G$6011,E84>=20,E87>=50,E87<75,F6030=\"適合\",OR(F30>0,G30>0)),AND(E38=$G$6012,E84>=20,E87<50,F6030=\"適合\",OR(F30>0,G30>0)),AND(E38=$G$6012,E84>=20,F6030=\"適合\",AND(F30=0,G30=0))),E38,\"－\")))","v":""},null,null,{"$f":"IF(OR(H6035=\"\",ISERROR(IF(OR(H38=\"\",$M$4=\"\",AND(H80=\"\",H81=\"\"),H88=\"\",H89=\"\"),\"\",IF(OR(AND(H38=$F$6009,H6030=\"適合\",H88>=20,H89>=100,H30>0),AND(H38=$F$6010,H6030=\"適合\",H88>=20,H89>=75,H89<100,H30>0),AND(H38=$F$6011,H6030=\"適合\",H88>=20,H89>=50,H89<75,H30>0),AND(H38=$F$6012,H6030=\"適合\",H88>=20,H89<50,H30>0),AND(H38=$F$6012,H6030=\"適合\",H88>=20,H30=0)),H38,\"－\")))),\"\",IF(OR(H38=\"\",$M$4=\"\",AND(H80=\"\",H81=\"\"),H88=\"\",H89=\"\"),\"\",IF(OR(AND(H38=$F$6009,H6030=\"適合\",H88>=20,H89>=100,H30>0),AND(H38=$F$6010,H6030=\"適合\",H88>=20,H89>=75,H89<100,H30>0),AND(H38=$F$6011,H6030=\"適合\",H88>=20,H89>=50,H89<75,H30>0),AND(H38=$F$6012,H6030=\"適合\",H88>=20,H89<50,H30>0),AND(H38=$F$6012,H6030=\"適合\",H88>=20,H30=0)),H38,\"－\")))","v":""},"","","","","","","","","","","","","","","","","","","","","","","","","","","","","","","","","","","","","","","","","","","","","","","","","","","","","","","","","","","","","","","",{"$f":"IF(OR(BT6035=\"\",ISERROR(IF(OR(BT38=\"\",$M$4=\"\",AND(BT80=\"\",BT81=\"\"),BT88=\"\",BT89=\"\"),\"\",IF(OR(AND(BT38=$F$6009,BT6030=\"適合\",BT88>=20,BT89>=100,BT30>0),AND(BT38=$F$6010,BT6030=\"適合\",BT88>=20,BT89>=75,BT89<100,BT30>0),AND(BT38=$F$6011,BT6030=\"適合\",BT88>=20,BT89>=50,BT89<75,BT30>0),AND(BT38=$F$6012,BT6030=\"適合\",BT88>=20,BT89<50,BT30>0),AND(BT38=$F$6012,BT6030=\"適合\",BT88>=20,BT30=0)),BT38,\"－\")))),\"\",IF(OR(BT38=\"\",$M$4=\"\",AND(BT80=\"\",BT81=\"\"),BT88=\"\",BT89=\"\"),\"\",IF(OR(AND(BT38=$F$6009,BT6030=\"適合\",BT88>=20,BT89>=100,BT30>0),AND(BT38=$F$6010,BT6030=\"適合\",BT88>=20,BT89>=75,BT89<100,BT30>0),AND(BT38=$F$6011,BT6030=\"適合\",BT88>=20,BT89>=50,BT89<75,BT30>0),AND(BT38=$F$6012,BT6030=\"適合\",BT88>=20,BT89<50,BT30>0),AND(BT38=$F$6012,BT6030=\"適合\",BT88>=20,BT30=0)),BT38,\"－\")))","v":""},"","","","","","","","","","","","","","","","","","","","","","","","","","","","","","","","","","","","","","","","","","","","","","","","","","","","","","","","","","","","","","","",{"$f":"IF(OR(EF6035=\"\",ISERROR(IF(OR(EF38=\"\",$M$4=\"\",AND(EF80=\"\",EF81=\"\"),EF88=\"\",EF89=\"\"),\"\",IF(OR(AND(EF38=$F$6009,EF6030=\"適合\",EF88>=20,EF89>=100,EF30>0),AND(EF38=$F$6010,EF6030=\"適合\",EF88>=20,EF89>=75,EF89<100,EF30>0),AND(EF38=$F$6011,EF6030=\"適合\",EF88>=20,EF89>=50,EF89<75,EF30>0),AND(EF38=$F$6012,EF6030=\"適合\",EF88>=20,EF89<50,EF30>0),AND(EF38=$F$6012,EF6030=\"適合\",EF88>=20,EF30=0)),EF38,\"－\")))),\"\",IF(OR(EF38=\"\",$M$4=\"\",AND(EF80=\"\",EF81=\"\"),EF88=\"\",EF89=\"\"),\"\",IF(OR(AND(EF38=$F$6009,EF6030=\"適合\",EF88>=20,EF89>=100,EF30>0),AND(EF38=$F$6010,EF6030=\"適合\",EF88>=20,EF89>=75,EF89<100,EF30>0),AND(EF38=$F$6011,EF6030=\"適合\",EF88>=20,EF89>=50,EF89<75,EF30>0),AND(EF38=$F$6012,EF6030=\"適合\",EF88>=20,EF89<50,EF30>0),AND(EF38=$F$6012,EF6030=\"適合\",EF88>=20,EF30=0)),EF38,\"－\")))","v":""},"","","","","","","","","","","","","","","","","","","","","","","","","","","","","","","","","","","","","","","","","","","","","","","","","","","","","","","","","","","","","","","",{"$f":"IF(OR(GR6035=\"\",ISERROR(IF(OR(GR38=\"\",$M$4=\"\",AND(GR80=\"\",GR81=\"\"),GR88=\"\",GR89=\"\"),\"\",IF(OR(AND(GR38=$F$6009,GR6030=\"適合\",GR88>=20,GR89>=100,GR30>0),AND(GR38=$F$6010,GR6030=\"適合\",GR88>=20,GR89>=75,GR89<100,GR30>0),AND(GR38=$F$6011,GR6030=\"適合\",GR88>=20,GR89>=50,GR89<75,GR30>0),AND(GR38=$F$6012,GR6030=\"適合\",GR88>=20,GR89<50,GR30>0),AND(GR38=$F$6012,GR6030=\"適合\",GR88>=20,GR30=0)),GR38,\"－\")))),\"\",IF(OR(GR38=\"\",$M$4=\"\",AND(GR80=\"\",GR81=\"\"),GR88=\"\",GR89=\"\"),\"\",IF(OR(AND(GR38=$F$6009,GR6030=\"適合\",GR88>=20,GR89>=100,GR30>0),AND(GR38=$F$6010,GR6030=\"適合\",GR88>=20,GR89>=75,GR89<100,GR30>0),AND(GR38=$F$6011,GR6030=\"適合\",GR88>=20,GR89>=50,GR89<75,GR30>0),AND(GR38=$F$6012,GR6030=\"適合\",GR88>=20,GR89<50,GR30>0),AND(GR38=$F$6012,GR6030=\"適合\",GR88>=20,GR30=0)),GR38,\"－\")))","v":""},"","","","","","","","","","","","","","","","","","","","","","","","","","","","","","","","","","","","","","","","","","","","","","","","","","","","","","","","","","","","","","","",{"$f":"IF(OR(JD6035=\"\",ISERROR(IF(OR(JD38=\"\",$M$4=\"\",AND(JD80=\"\",JD81=\"\"),JD88=\"\",JD89=\"\"),\"\",IF(OR(AND(JD38=$F$6009,JD6030=\"適合\",JD88>=20,JD89>=100,JD30>0),AND(JD38=$F$6010,JD6030=\"適合\",JD88>=20,JD89>=75,JD89<100,JD30>0),AND(JD38=$F$6011,JD6030=\"適合\",JD88>=20,JD89>=50,JD89<75,JD30>0),AND(JD38=$F$6012,JD6030=\"適合\",JD88>=20,JD89<50,JD30>0),AND(JD38=$F$6012,JD6030=\"適合\",JD88>=20,JD30=0)),JD38,\"－\")))),\"\",IF(OR(JD38=\"\",$M$4=\"\",AND(JD80=\"\",JD81=\"\"),JD88=\"\",JD89=\"\"),\"\",IF(OR(AND(JD38=$F$6009,JD6030=\"適合\",JD88>=20,JD89>=100,JD30>0),AND(JD38=$F$6010,JD6030=\"適合\",JD88>=20,JD89>=75,JD89<100,JD30>0),AND(JD38=$F$6011,JD6030=\"適合\",JD88>=20,JD89>=50,JD89<75,JD30>0),AND(JD38=$F$6012,JD6030=\"適合\",JD88>=20,JD89<50,JD30>0),AND(JD38=$F$6012,JD6030=\"適合\",JD88>=20,JD30=0)),JD38,\"－\")))","v":""},"","","","","","","","","","","","","","","","","","","","","","","","","","","","","","","","","","","","","","","","","","","","","","","","","","","","","","","","","","","","","","","",{"$f":"IF(OR(LP6035=\"\",ISERROR(IF(OR(LP38=\"\",$M$4=\"\",AND(LP80=\"\",LP81=\"\"),LP88=\"\",LP89=\"\"),\"\",IF(OR(AND(LP38=$F$6009,LP6030=\"適合\",LP88>=20,LP89>=100,LP30>0),AND(LP38=$F$6010,LP6030=\"適合\",LP88>=20,LP89>=75,LP89<100,LP30>0),AND(LP38=$F$6011,LP6030=\"適合\",LP88>=20,LP89>=50,LP89<75,LP30>0),AND(LP38=$F$6012,LP6030=\"適合\",LP88>=20,LP89<50,LP30>0),AND(LP38=$F$6012,LP6030=\"適合\",LP88>=20,LP30=0)),LP38,\"－\")))),\"\",IF(OR(LP38=\"\",$M$4=\"\",AND(LP80=\"\",LP81=\"\"),LP88=\"\",LP89=\"\"),\"\",IF(OR(AND(LP38=$F$6009,LP6030=\"適合\",LP88>=20,LP89>=100,LP30>0),AND(LP38=$F$6010,LP6030=\"適合\",LP88>=20,LP89>=75,LP89<100,LP30>0),AND(LP38=$F$6011,LP6030=\"適合\",LP88>=20,LP89>=50,LP89<75,LP30>0),AND(LP38=$F$6012,LP6030=\"適合\",LP88>=20,LP89<50,LP30>0),AND(LP38=$F$6012,LP6030=\"適合\",LP88>=20,LP30=0)),LP38,\"－\")))","v":""},"","","","","","","","","","","","","","","","","","","","","","","","","","","","","","","","","","","","","","","","","","","","","","","","","","","","","","","","","","","","","","","",{"$f":"IF(OR(OB6035=\"\",ISERROR(IF(OR(OB38=\"\",$M$4=\"\",AND(OB80=\"\",OB81=\"\"),OB88=\"\",OB89=\"\"),\"\",IF(OR(AND(OB38=$F$6009,OB6030=\"適合\",OB88>=20,OB89>=100,OB30>0),AND(OB38=$F$6010,OB6030=\"適合\",OB88>=20,OB89>=75,OB89<100,OB30>0),AND(OB38=$F$6011,OB6030=\"適合\",OB88>=20,OB89>=50,OB89<75,OB30>0),AND(OB38=$F$6012,OB6030=\"適合\",OB88>=20,OB89<50,OB30>0),AND(OB38=$F$6012,OB6030=\"適合\",OB88>=20,OB30=0)),OB38,\"－\")))),\"\",IF(OR(OB38=\"\",$M$4=\"\",AND(OB80=\"\",OB81=\"\"),OB88=\"\",OB89=\"\"),\"\",IF(OR(AND(OB38=$F$6009,OB6030=\"適合\",OB88>=20,OB89>=100,OB30>0),AND(OB38=$F$6010,OB6030=\"適合\",OB88>=20,OB89>=75,OB89<100,OB30>0),AND(OB38=$F$6011,OB6030=\"適合\",OB88>=20,OB89>=50,OB89<75,OB30>0),AND(OB38=$F$6012,OB6030=\"適合\",OB88>=20,OB89<50,OB30>0),AND(OB38=$F$6012,OB6030=\"適合\",OB88>=20,OB30=0)),OB38,\"－\")))","v":""},"","","","","","","","","","","","","","",""]
[null,"参考情報","  住戸の5-2 等級判定",null," 5-2　等級",null,null,{"$f":"IF(OR(H6035=\"\",H6106=0),\"\",IF(H6110<=H6122,8,IF(H6110<=H6121,7,IF(H6110<=H6111,6,IF(H6108<=H6109,5,IF(H6106<=H6107,4,\"－\"))))))","v":""},"","","","","","","","","","","","","","","","","","","","","","","","","","","","","","","","","","","","","","","","","","","","","","","","","","","","","","","","","","","","","","","",{"$f":"IF(OR(BT6035=\"\",BT6106=0),\"\",IF(BT6110<=BT6122,8,IF(BT6110<=BT6121,7,IF(BT6110<=BT6111,6,IF(BT6108<=BT6109,5,IF(BT6106<=BT6107,4,\"－\"))))))","v":""},"","","","","","","","","","","","","","","","","","","","","","","","","","","","","","","","","","","","","","","","","","","","","","","","","","","","","","","","","","","","","","","",{"$f":"IF(OR(EF6035=\"\",EF6106=0),\"\",IF(EF6110<=EF6122,8,IF(EF6110<=EF6121,7,IF(EF6110<=EF6111,6,IF(EF6108<=EF6109,5,IF(EF6106<=EF6107,4,\"－\"))))))","v":""},"","","","","","","","","","","","","","","","","","","","","","","","","","","","","","","","","","","","","","","","","","","","","","","","","","","","","","","","","","","","","","","",{"$f":"IF(OR(GR6035=\"\",GR6106=0),\"\",IF(GR6110<=GR6122,8,IF(GR6110<=GR6121,7,IF(GR6110<=GR6111,6,IF(GR6108<=GR6109,5,IF(GR6106<=GR6107,4,\"－\"))))))","v":""},"","","","","","","","","","","","","","","","","","","","","","","","","","","","","","","","","","","","","","","","","","","","","","","","","","","","","","","","","","","","","","","",{"$f":"IF(OR(JD6035=\"\",JD6106=0),\"\",IF(JD6110<=JD6122,8,IF(JD6110<=JD6121,7,IF(JD6110<=JD6111,6,IF(JD6108<=JD6109,5,IF(JD6106<=JD6107,4,\"－\"))))))","v":""},"","","","","","","","","","","","","","","","","","","","","","","","","","","","","","","","","","","","","","","","","","","","","","","","","","","","","","","","","","","","","","","",{"$f":"IF(OR(LP6035=\"\",LP6106=0),\"\",IF(LP6110<=LP6122,8,IF(LP6110<=LP6121,7,IF(LP6110<=LP6111,6,IF(LP6108<=LP6109,5,IF(LP6106<=LP6107,4,\"－\"))))))","v":""},"","","","","","","","","","","","","","","","","","","","","","","","","","","","","","","","","","","","","","","","","","","","","","","","","","","","","","","","","","","","","","","",{"$f":"IF(OR(OB6035=\"\",OB6106=0),\"\",IF(OB6110<=OB6122,8,IF(OB6110<=OB6121,7,IF(OB6110<=OB6111,6,IF(OB6108<=OB6109,5,IF(OB6106<=OB6107,4,\"－\"))))))","v":""},"","","","","","","","","","","","","","",""]
[null,null,null,null," 設計 / 基準一次エネルギー [GJ/年]",null,null,{"$f":"IF(OR(H6035=\"\",H64=\"\"),\"\",TEXT(H91,\"#####0.0\")&\"/\"&TEXT(H92,\"#####0.0\"))","v":""},"","","","","","","","","","","","","","","","","","","","","","","","","","","","","","","","","","","","","","","","","","","","","","","","","","","","","","","","","","","","","","","",{"$f":"IF(OR(BT6035=\"\",BT64=\"\"),\"\",TEXT(BT91,\"#####0.0\")&\"/\"&TEXT(BT92,\"#####0.0\"))","v":""},"","","","","","","","","","","","","","","","","","","","","","","","","","","","","","","","","","","","","","","","","","","","","","","","","","","","","","","","","","","","","","","",{"$f":"IF(OR(EF6035=\"\",EF64=\"\"),\"\",TEXT(EF91,\"#####0.0\")&\"/\"&TEXT(EF92,\"#####0.0\"))","v":""},"","","","","","","","","","","","","","","","","","","","","","","","","","","","","","","","","","","","","","","","","","","","","","","","","","","","","","","","","","","","","","","",{"$f":"IF(OR(GR6035=\"\",GR64=\"\"),\"\",TEXT(GR91,\"#####0.0\")&\"/\"&TEXT(GR92,\"#####0.0\"))","v":""},"","","","","","","","","","","","","","","","","","","","","","","","","","","","","","","","","","","","","","","","","","","","","","","","","","","","","","","","","","","","","","","",{"$f":"IF(OR(JD6035=\"\",JD64=\"\"),\"\",TEXT(JD91,\"#####0.0\")&\"/\"&TEXT(JD92,\"#####0.0\"))","v":""},"","","","","","","","","","","","","","","","","","","","","","","","","","","","","","","","","","","","","","","","","","","","","","","","","","","","","","","","","","","","","","","",{"$f":"IF(OR(LP6035=\"\",LP64=\"\"),\"\",TEXT(LP91,\"#####0.0\")&\"/\"&TEXT(LP92,\"#####0.0\"))","v":""},"","","","","","","","","","","","","","","","","","","","","","","","","","","","","","","","","","","","","","","","","","","","","","","","","","","","","","","","","","","","","","","",{"$f":"IF(OR(OB6035=\"\",OB64=\"\"),\"\",TEXT(OB91,\"#####0.0\")&\"/\"&TEXT(OB92,\"#####0.0\"))","v":""},"","","","","","","","","","","","","","",""]
[null,null,null,null," 設計一次エネルギー消費量 [MJ/㎡・年]",null,null,{"$f":"IF(OR(H6035=\"\",H91=\"\",H8=\"\"),\"\",IF(OR(H64=8,H64=7,H64=6),ROUNDUP(H91*1000/H8,0),\"－\"))","v":""},"","","","","","","","","","","","","","","","","","","","","","","","","","","","","","","","","","","","","","","","","","","","","","","","","","","","","","","","","","","","","","","",{"$f":"IF(OR(BT6035=\"\",BT91=\"\",BT8=\"\"),\"\",IF(OR(BT64=8,BT64=7,BT64=6),ROUNDUP(BT91*1000/BT8,0),\"－\"))","v":""},"","","","","","","","","","","","","","","","","","","","","","","","","","","","","","","","","","","","","","","","","","","","","","","","","","","","","","","","","","","","","","","",{"$f":"IF(OR(EF6035=\"\",EF91=\"\",EF8=\"\"),\"\",IF(OR(EF64=8,EF64=7,EF64=6),ROUNDUP(EF91*1000/EF8,0),\"－\"))","v":""},"","","","","","","","","","","","","","","","","","","","","","","","","","","","","","","","","","","","","","","","","","","","","","","","","","","","","","","","","","","","","","","",{"$f":"IF(OR(GR6035=\"\",GR91=\"\",GR8=\"\"),\"\",IF(OR(GR64=8,GR64=7,GR64=6),ROUNDUP(GR91*1000/GR8,0),\"－\"))","v":""},"","","","","","","","","","","","","","","","","","","","","","","","","","","","","","","","","","","","","","","","","","","","","","","","","","","","","","","","","","","","","","","",{"$f":"IF(OR(JD6035=\"\",JD91=\"\",JD8=\"\"),\"\",IF(OR(JD64=8,JD64=7,JD64=6),ROUNDUP(JD91*1000/JD8,0),\"－\"))","v":""},"","","","","","","","","","","","","","","","","","","","","","","","","","","","","","","","","","","","","","","","","","","","","","","","","","","","","","","","","","","","","","","",{"$f":"IF(OR(LP6035=\"\",LP91=\"\",LP8=\"\"),\"\",IF(OR(LP64=8,LP64=7,LP64=6),ROUNDUP(LP91*1000/LP8,0),\"－\"))","v":""},"","","","","","","","","","","","","","","","","","","","","","","","","","","","","","","","","","","","","","","","","","","","","","","","","","","","","","","","","","","","","","","",{"$f":"IF(OR(OB6035=\"\",OB91=\"\",OB8=\"\"),\"\",IF(OR(OB64=8,OB64=7,OB64=6),ROUNDUP(OB91*1000/OB8,0),\"－\"))","v":""},"","","","","","","","","","","","","","",""]
[null,null,null,null," 設計一次削減率　売電含まない/売電含む",null,null,{"$f":"IF(OR(H6035=\"\",H91=\"\",H8=\"\"),\"\",IF(OR(H64=8,H64=7,H64=6),TEXT(H93,\"#####0\")&\"%/\"&TEXT(H94,\"#####0\")&\"%\",\"－\"))","v":""},"","","","","","","","","","","","","","","","","","","","","","","","","","","","","","","","","","","","","","","","","","","","","","","","","","","","","","","","","","","","","","","",{"$f":"IF(OR(BT6035=\"\",BT91=\"\",BT8=\"\"),\"\",IF(OR(BT64=8,BT64=7,BT64=6),TEXT(BT93,\"#####0\")&\"%/\"&TEXT(BT94,\"#####0\")&\"%\",\"－\"))","v":""},"","","","","","","","","","","","","","","","","","","","","","","","","","","","","","","","","","","","","","","","","","","","","","","","","","","","","","","","","","","","","","","",{"$f":"IF(OR(EF6035=\"\",EF91=\"\",EF8=\"\"),\"\",IF(OR(EF64=8,EF64=7,EF64=6),TEXT(EF93,\"#####0\")&\"%/\"&TEXT(EF94,\"#####0\")&\"%\",\"－\"))","v":""},"","","","","","","","","","","","","","","","","","","","","","","","","","","","","","","","","","","","","","","","","","","","","","","","","","","","","","","","","","","","","","","",{"$f":"IF(OR(GR6035=\"\",GR91=\"\",GR8=\"\"),\"\",IF(OR(GR64=8,GR64=7,GR64=6),TEXT(GR93,\"#####0\")&\"%/\"&TEXT(GR94,\"#####0\")&\"%\",\"－\"))","v":""},"","","","","","","","","","","","","","","","","","","","","","","","","","","","","","","","","","","","","","","","","","","","","","","","","","","","","","","","","","","","","","","",{"$f":"IF(OR(JD6035=\"\",JD91=\"\",JD8=\"\"),\"\",IF(OR(JD64=8,JD64=7,JD64=6),TEXT(JD93,\"#####0\")&\"%/\"&TEXT(JD94,\"#####0\")&\"%\",\"－\"))","v":""},"","","","","","","","","","","","","","","","","","","","","","","","","","","","","","","","","","","","","","","","","","","","","","","","","","","","","","","","","","","","","","","",{"$f":"IF(OR(LP6035=\"\",LP91=\"\",LP8=\"\"),\"\",IF(OR(LP64=8,LP64=7,LP64=6),TEXT(LP93,\"#####0\")&\"%/\"&TEXT(LP94,\"#####0\")&\"%\",\"－\"))","v":""},"","","","","","","","","","","","","","","","","","","","","","","","","","","","","","","","","","","","","","","","","","","","","","","","","","","","","","","","","","","","","","","",{"$f":"IF(OR(OB6035=\"\",OB91=\"\",OB8=\"\"),\"\",IF(OR(OB64=8,OB64=7,OB64=6),TEXT(OB93,\"#####0\")&\"%/\"&TEXT(OB94,\"#####0\")&\"%\",\"－\"))","v":""},"","","","","","","","","","","","","","",""]
[null,"非表示"]
[null,"●記載項目予備スペース"]
[]
[]
[]
[]
[null,"●旧様式BELS表示項目（新様式の表示に利用）＋目安光熱費（参考値）"]
[null,"参考値","目安光熱費（万円/年）","電気:27円","都市:156円","ＬＰ:706円","灯油:88円",{"$f":"IF(AND(H76=\"\",H77=\"\",H78=\"\"),\"\",IF(H40=\"都市ガス\",\"約 \"&TEXT(ROUNDUP((H76*27+H77/46.05*156+H78/37.04*88)/10000,1),\"####0.0\"),IF(H40=\"液化石油ガス\",\"約 \"&TEXT(ROUNDUP((H76*27+H77/104.22*706+H78/37.04*88)/10000,1),\"####0.0\"),\"\")))","v":""},{"$f":"IF(AND(I76=\"\",I77=\"\",I78=\"\"),\"\",IF(I40=\"都市ガス\",\"約 \"&TEXT(ROUNDUP((I76*27+I77/46.05*156+I78/37.04*88)/10000,1),\"####0.0\"),IF(I40=\"液化石油ガス\",\"約 \"&TEXT(ROUNDUP((I76*27+I77/104.22*706+I78/37.04*88)/10000,1),\"####0.0\"),\"\")))","v":""},"","","","","","","","","","","","","","","","","","","","","","","","","","","","","","","","","","","","","","","","","","","","","","","","","","","","","","","","","","","","","","","",{"$f":"IF(AND(BU76=\"\",BU77=\"\",BU78=\"\"),\"\",IF(BU40=\"都市ガス\",\"約 \"&TEXT(ROUNDUP((BU76*27+BU77/46.05*156+BU78/37.04*88)/10000,1),\"####0.0\"),IF(BU40=\"液化石油ガス\",\"約 \"&TEXT(ROUNDUP((BU76*27+BU77/104.22*706+BU78/37.04*88)/10000,1),\"####0.0\"),\"\")))","v":""},"","","","","","","","","","","","","","","","","","","","","","","","","","","","","","","","","","","","","","","","","","","","","","","","","","","","","","","","","","","","","","","",{"$f":"IF(AND(EG76=\"\",EG77=\"\",EG78=\"\"),\"\",IF(EG40=\"都市ガス\",\"約 \"&TEXT(ROUNDUP((EG76*27+EG77/46.05*156+EG78/37.04*88)/10000,1),\"####0.0\"),IF(EG40=\"液化石油ガス\",\"約 \"&TEXT(ROUNDUP((EG76*27+EG77/104.22*706+EG78/37.04*88)/10000,1),\"####0.0\"),\"\")))","v":""},"","","","","","","","","","","","","","","","","","","","","","","","","","","","","","","","","","","","","","","","","","","","","","","","","","","","","","","","","","","","","","","",{"$f":"IF(AND(GS76=\"\",GS77=\"\",GS78=\"\"),\"\",IF(GS40=\"都市ガス\",\"約 \"&TEXT(ROUNDUP((GS76*27+GS77/46.05*156+GS78/37.04*88)/10000,1),\"####0.0\"),IF(GS40=\"液化石油ガス\",\"約 \"&TEXT(ROUNDUP((GS76*27+GS77/104.22*706+GS78/37.04*88)/10000,1),\"####0.0\"),\"\")))","v":""},"","","","","","","","","","","","","","","","","","","","","","","","","","","","","","","","","","","","","","","","","","","","","","","","","","","","","","","","","","","","","","","",{"$f":"IF(AND(JE76=\"\",JE77=\"\",JE78=\"\"),\"\",IF(JE40=\"都市ガス\",\"約 \"&TEXT(ROUNDUP((JE76*27+JE77/46.05*156+JE78/37.04*88)/10000,1),\"####0.0\"),IF(JE40=\"液化石油ガス\",\"約 \"&TEXT(ROUNDUP((JE76*27+JE77/104.22*706+JE78/37.04*88)/10000,1),\"####0.0\"),\"\")))","v":""},"","","","","","","","","","","","","","","","","","","","","","","","","","","","","","","","","","","","","","","","","","","","","","","","","","","","","","","","","","","","","","","",{"$f":"IF(AND(LQ76=\"\",LQ77=\"\",LQ78=\"\"),\"\",IF(LQ40=\"都市ガス\",\"約 \"&TEXT(ROUNDUP((LQ76*27+LQ77/46.05*156+LQ78/37.04*88)/10000,1),\"####0.0\"),IF(LQ40=\"液化石油ガス\",\"約 \"&TEXT(ROUNDUP((LQ76*27+LQ77/104.22*706+LQ78/37.04*88)/10000,1),\"####0.0\"),\"\")))","v":""},"","","","","","","","","","","","","","","","","","","","","","","","","","","","","","","","","","","","","","","","","","","","","","","","","","","","","","","","","","","","","","","",{"$f":"IF(AND(OC76=\"\",OC77=\"\",OC78=\"\"),\"\",IF(OC40=\"都市ガス\",\"約 \"&TEXT(ROUNDUP((OC76*27+OC77/46.05*156+OC78/37.04*88)/10000,1),\"####0.0\"),IF(OC40=\"液化石油ガス\",\"約 \"&TEXT(ROUNDUP((OC76*27+OC77/104.22*706+OC78/37.04*88)/10000,1),\"####0.0\"),\"\")))","v":""},"","","","","","","","","","","","","",""]
[null,null,"消費電力量","[kWh]",null,null,{"$f":"IF(OR(E$6<>$D$6009,COUNTBLANK(H76)=1),\"\",G6157)","v":""},{"$f":"IF(OR(ISBLANK(H100),H6125=\"\"),\"\",IF(ISERROR(-LOOKUP(1,-LEFT(H6125,ROW($1:$80)))),0,-LOOKUP(1,-LEFT(H6125,ROW($1:$80)))))","v":""},{"$f":"IF(OR(ISBLANK(I100),I6125=\"\"),\"\",IF(ISERROR(-LOOKUP(1,-LEFT(I6125,ROW($1:$80)))),0,-LOOKUP(1,-LEFT(I6125,ROW($1:$80)))))","v":""},{"$f":"IF(OR(ISBLANK(J100),J6125=\"\"),\"\",IF(ISERROR(-LOOKUP(1,-LEFT(J6125,ROW($1:$80)))),0,-LOOKUP(1,-LEFT(J6125,ROW($1:$80)))))","v":""},{"$f":"IF(OR(ISBLANK(K100),K6125=\"\"),\"\",IF(ISERROR(-LOOKUP(1,-LEFT(K6125,ROW($1:$80)))),0,-LOOKUP(1,-LEFT(K6125,ROW($1:$80)))))","v":""},{"$f":"IF(OR(ISBLANK(L100),L6125=\"\"),\"\",IF(ISERROR(-LOOKUP(1,-LEFT(L6125,ROW($1:$80)))),0,-LOOKUP(1,-LEFT(L6125,ROW($1:$80)))))","v":""},{"$f":"IF(OR(ISBLANK(M100),M6125=\"\"),\"\",IF(ISERROR(-LOOKUP(1,-LEFT(M6125,ROW($1:$80)))),0,-LOOKUP(1,-LEFT(M6125,ROW($1:$80)))))","v":""},{"$f":"IF(OR(ISBLANK(N100),N6125=\"\"),\"\",IF(ISERROR(-LOOKUP(1,-LEFT(N6125,ROW($1:$80)))),0,-LOOKUP(1,-LEFT(N6125,ROW($1:$80)))))","v":""},{"$f":"IF(OR(ISBLANK(O100),O6125=\"\"),\"\",IF(ISERROR(-LOOKUP(1,-LEFT(O6125,ROW($1:$80)))),0,-LOOKUP(1,-LEFT(O6125,ROW($1:$80)))))","v":""},{"$f":"IF(OR(ISBLANK(P100),P6125=\"\"),\"\",IF(ISERROR(-LOOKUP(1,-LEFT(P6125,ROW($1:$80)))),0,-LOOKUP(1,-LEFT(P6125,ROW($1:$80)))))","v":""},{"$f":"IF(OR(ISBLANK(Q100),Q6125=\"\"),\"\",IF(ISERROR(-LOOKUP(1,-LEFT(Q6125,ROW($1:$80)))),0,-LOOKUP(1,-LEFT(Q6125,ROW($1:$80)))))","v":""},{"$f":"IF(OR(ISBLANK(R100),R6125=\"\"),\"\",IF(ISERROR(-LOOKUP(1,-LEFT(R6125,ROW($1:$80)))),0,-LOOKUP(1,-LEFT(R6125,ROW($1:$80)))))","v":""},{"$f":"IF(OR(ISBLANK(S100),S6125=\"\"),\"\",IF(ISERROR(-LOOKUP(1,-LEFT(S6125,ROW($1:$80)))),0,-LOOKUP(1,-LEFT(S6125,ROW($1:$80)))))","v":""},{"$f":"IF(OR(ISBLANK(T100),T6125=\"\"),\"\",IF(ISERROR(-LOOKUP(1,-LEFT(T6125,ROW($1:$80)))),0,-LOOKUP(1,-LEFT(T6125,ROW($1:$80)))))","v":""},{"$f":"IF(OR(ISBLANK(U100),U6125=\"\"),\"\",IF(ISERROR(-LOOKUP(1,-LEFT(U6125,ROW($1:$80)))),0,-LOOKUP(1,-LEFT(U6125,ROW($1:$80)))))","v":""},{"$f":"IF(OR(ISBLANK(V100),V6125=\"\"),\"\",IF(ISERROR(-LOOKUP(1,-LEFT(V6125,ROW($1:$80)))),0,-LOOKUP(1,-LEFT(V6125,ROW($1:$80)))))","v":""},{"$f":"IF(OR(ISBLANK(W100),W6125=\"\"),\"\",IF(ISERROR(-LOOKUP(1,-LEFT(W6125,ROW($1:$80)))),0,-LOOKUP(1,-LEFT(W6125,ROW($1:$80)))))","v":""},{"$f":"IF(OR(ISBLANK(X100),X6125=\"\"),\"\",IF(ISERROR(-LOOKUP(1,-LEFT(X6125,ROW($1:$80)))),0,-LOOKUP(1,-LEFT(X6125,ROW($1:$80)))))","v":""},{"$f":"IF(OR(ISBLANK(Y100),Y6125=\"\"),\"\",IF(ISERROR(-LOOKUP(1,-LEFT(Y6125,ROW($1:$80)))),0,-LOOKUP(1,-LEFT(Y6125,ROW($1:$80)))))","v":""},{"$f":"IF(OR(ISBLANK(Z100),Z6125=\"\"),\"\",IF(ISERROR(-LOOKUP(1,-LEFT(Z6125,ROW($1:$80)))),0,-LOOKUP(1,-LEFT(Z6125,ROW($1:$80)))))","v":""},{"$f":"IF(OR(ISBLANK(AA100),AA6125=\"\"),\"\",IF(ISERROR(-LOOKUP(1,-LEFT(AA6125,ROW($1:$80)))),0,-LOOKUP(1,-LEFT(AA6125,ROW($1:$80)))))","v":""},{"$f":"IF(OR(ISBLANK(AB100),AB6125=\"\"),\"\",IF(ISERROR(-LOOKUP(1,-LEFT(AB6125,ROW($1:$80)))),0,-LOOKUP(1,-LEFT(AB6125,ROW($1:$80)))))","v":""},{"$f":"IF(OR(ISBLANK(AC100),AC6125=\"\"),\"\",IF(ISERROR(-LOOKUP(1,-LEFT(AC6125,ROW($1:$80)))),0,-LOOKUP(1,-LEFT(AC6125,ROW($1:$80)))))","v":""},{"$f":"IF(OR(ISBLANK(AD100),AD6125=\"\"),\"\",IF(ISERROR(-LOOKUP(1,-LEFT(AD6125,ROW($1:$80)))),0,-LOOKUP(1,-LEFT(AD6125,ROW($1:$80)))))","v":""},{"$f":"IF(OR(ISBLANK(AE100),AE6125=\"\"),\"\",IF(ISERROR(-LOOKUP(1,-LEFT(AE6125,ROW($1:$80)))),0,-LOOKUP(1,-LEFT(AE6125,ROW($1:$80)))))","v":""},{"$f":"IF(OR(ISBLANK(AF100),AF6125=\"\"),\"\",IF(ISERROR(-LOOKUP(1,-LEFT(AF6125,ROW($1:$80)))),0,-LOOKUP(1,-LEFT(AF6125,ROW($1:$80)))))","v":""},{"$f":"IF(OR(ISBLANK(AG100),AG6125=\"\"),\"\",IF(ISERROR(-LOOKUP(1,-LEFT(AG6125,ROW($1:$80)))),0,-LOOKUP(1,-LEFT(AG6125,ROW($1:$80)))))","v":""},{"$f":"IF(OR(ISBLANK(AH100),AH6125=\"\"),\"\",IF(ISERROR(-LOOKUP(1,-LEFT(AH6125,ROW($1:$80)))),0,-LOOKUP(1,-LEFT(AH6125,ROW($1:$80)))))","v":""},{"$f":"IF(OR(ISBLANK(AI100),AI6125=\"\"),\"\",IF(ISERROR(-LOOKUP(1,-LEFT(AI6125,ROW($1:$80)))),0,-LOOKUP(1,-LEFT(AI6125,ROW($1:$80)))))","v":""},{"$f":"IF(OR(ISBLANK(AJ100),AJ6125=\"\"),\"\",IF(ISERROR(-LOOKUP(1,-LEFT(AJ6125,ROW($1:$80)))),0,-LOOKUP(1,-LEFT(AJ6125,ROW($1:$80)))))","v":""},{"$f":"IF(OR(ISBLANK(AK100),AK6125=\"\"),\"\",IF(ISERROR(-LOOKUP(1,-LEFT(AK6125,ROW($1:$80)))),0,-LOOKUP(1,-LEFT(AK6125,ROW($1:$80)))))","v":""},{"$f":"IF(OR(ISBLANK(AL100),AL6125=\"\"),\"\",IF(ISERROR(-LOOKUP(1,-LEFT(AL6125,ROW($1:$80)))),0,-LOOKUP(1,-LEFT(AL6125,ROW($1:$80)))))","v":""},{"$f":"IF(OR(ISBLANK(AM100),AM6125=\"\"),\"\",IF(ISERROR(-LOOKUP(1,-LEFT(AM6125,ROW($1:$80)))),0,-LOOKUP(1,-LEFT(AM6125,ROW($1:$80)))))","v":""},{"$f":"IF(OR(ISBLANK(AN100),AN6125=\"\"),\"\",IF(ISERROR(-LOOKUP(1,-LEFT(AN6125,ROW($1:$80)))),0,-LOOKUP(1,-LEFT(AN6125,ROW($1:$80)))))","v":""},{"$f":"IF(OR(ISBLANK(AO100),AO6125=\"\"),\"\",IF(ISERROR(-LOOKUP(1,-LEFT(AO6125,ROW($1:$80)))),0,-LOOKUP(1,-LEFT(AO6125,ROW($1:$80)))))","v":""},{"$f":"IF(OR(ISBLANK(AP100),AP6125=\"\"),\"\",IF(ISERROR(-LOOKUP(1,-LEFT(AP6125,ROW($1:$80)))),0,-LOOKUP(1,-LEFT(AP6125,ROW($1:$80)))))","v":""},{"$f":"IF(OR(ISBLANK(AQ100),AQ6125=\"\"),\"\",IF(ISERROR(-LOOKUP(1,-LEFT(AQ6125,ROW($1:$80)))),0,-LOOKUP(1,-LEFT(AQ6125,ROW($1:$80)))))","v":""},{"$f":"IF(OR(ISBLANK(AR100),AR6125=\"\"),\"\",IF(ISERROR(-LOOKUP(1,-LEFT(AR6125,ROW($1:$80)))),0,-LOOKUP(1,-LEFT(AR6125,ROW($1:$80)))))","v":""},{"$f":"IF(OR(ISBLANK(AS100),AS6125=\"\"),\"\",IF(ISERROR(-LOOKUP(1,-LEFT(AS6125,ROW($1:$80)))),0,-LOOKUP(1,-LEFT(AS6125,ROW($1:$80)))))","v":""},{"$f":"IF(OR(ISBLANK(AT100),AT6125=\"\"),\"\",IF(ISERROR(-LOOKUP(1,-LEFT(AT6125,ROW($1:$80)))),0,-LOOKUP(1,-LEFT(AT6125,ROW($1:$80)))))","v":""},{"$f":"IF(OR(ISBLANK(AU100),AU6125=\"\"),\"\",IF(ISERROR(-LOOKUP(1,-LEFT(AU6125,ROW($1:$80)))),0,-LOOKUP(1,-LEFT(AU6125,ROW($1:$80)))))","v":""},{"$f":"IF(OR(ISBLANK(AV100),AV6125=\"\"),\"\",IF(ISERROR(-LOOKUP(1,-LEFT(AV6125,ROW($1:$80)))),0,-LOOKUP(1,-LEFT(AV6125,ROW($1:$80)))))","v":""},{"$f":"IF(OR(ISBLANK(AW100),AW6125=\"\"),\"\",IF(ISERROR(-LOOKUP(1,-LEFT(AW6125,ROW($1:$80)))),0,-LOOKUP(1,-LEFT(AW6125,ROW($1:$80)))))","v":""},{"$f":"IF(OR(ISBLANK(AX100),AX6125=\"\"),\"\",IF(ISERROR(-LOOKUP(1,-LEFT(AX6125,ROW($1:$80)))),0,-LOOKUP(1,-LEFT(AX6125,ROW($1:$80)))))","v":""},{"$f":"IF(OR(ISBLANK(AY100),AY6125=\"\"),\"\",IF(ISERROR(-LOOKUP(1,-LEFT(AY6125,ROW($1:$80)))),0,-LOOKUP(1,-LEFT(AY6125,ROW($1:$80)))))","v":""},{"$f":"IF(OR(ISBLANK(AZ100),AZ6125=\"\"),\"\",IF(ISERROR(-LOOKUP(1,-LEFT(AZ6125,ROW($1:$80)))),0,-LOOKUP(1,-LEFT(AZ6125,ROW($1:$80)))))","v":""},{"$f":"IF(OR(ISBLANK(BA100),BA6125=\"\"),\"\",IF(ISERROR(-LOOKUP(1,-LEFT(BA6125,ROW($1:$80)))),0,-LOOKUP(1,-LEFT(BA6125,ROW($1:$80)))))","v":""},{"$f":"IF(OR(ISBLANK(BB100),BB6125=\"\"),\"\",IF(ISERROR(-LOOKUP(1,-LEFT(BB6125,ROW($1:$80)))),0,-LOOKUP(1,-LEFT(BB6125,ROW($1:$80)))))","v":""},{"$f":"IF(OR(ISBLANK(BC100),BC6125=\"\"),\"\",IF(ISERROR(-LOOKUP(1,-LEFT(BC6125,ROW($1:$80)))),0,-LOOKUP(1,-LEFT(BC6125,ROW($1:$80)))))","v":""},{"$f":"IF(OR(ISBLANK(BD100),BD6125=\"\"),\"\",IF(ISERROR(-LOOKUP(1,-LEFT(BD6125,ROW($1:$80)))),0,-LOOKUP(1,-LEFT(BD6125,ROW($1:$80)))))","v":""},{"$f":"IF(OR(ISBLANK(BE100),BE6125=\"\"),\"\",IF(ISERROR(-LOOKUP(1,-LEFT(BE6125,ROW($1:$80)))),0,-LOOKUP(1,-LEFT(BE6125,ROW($1:$80)))))","v":""},{"$f":"IF(OR(ISBLANK(BF100),BF6125=\"\"),\"\",IF(ISERROR(-LOOKUP(1,-LEFT(BF6125,ROW($1:$80)))),0,-LOOKUP(1,-LEFT(BF6125,ROW($1:$80)))))","v":""},{"$f":"IF(OR(ISBLANK(BG100),BG6125=\"\"),\"\",IF(ISERROR(-LOOKUP(1,-LEFT(BG6125,ROW($1:$80)))),0,-LOOKUP(1,-LEFT(BG6125,ROW($1:$80)))))","v":""},{"$f":"IF(OR(ISBLANK(BH100),BH6125=\"\"),\"\",IF(ISERROR(-LOOKUP(1,-LEFT(BH6125,ROW($1:$80)))),0,-LOOKUP(1,-LEFT(BH6125,ROW($1:$80)))))","v":""},{"$f":"IF(OR(ISBLANK(BI100),BI6125=\"\"),\"\",IF(ISERROR(-LOOKUP(1,-LEFT(BI6125,ROW($1:$80)))),0,-LOOKUP(1,-LEFT(BI6125,ROW($1:$80)))))","v":""},{"$f":"IF(OR(ISBLANK(BJ100),BJ6125=\"\"),\"\",IF(ISERROR(-LOOKUP(1,-LEFT(BJ6125,ROW($1:$80)))),0,-LOOKUP(1,-LEFT(BJ6125,ROW($1:$80)))))","v":""},{"$f":"IF(OR(ISBLANK(BK100),BK6125=\"\"),\"\",IF(ISERROR(-LOOKUP(1,-LEFT(BK6125,ROW($1:$80)))),0,-LOOKUP(1,-LEFT(BK6125,ROW($1:$80)))))","v":""},{"$f":"IF(OR(ISBLANK(BL100),BL6125=\"\"),\"\",IF(ISERROR(-LOOKUP(1,-LEFT(BL6125,ROW($1:$80)))),0,-LOOKUP(1,-LEFT(BL6125,ROW($1:$80)))))","v":""},{"$f":"IF(OR(ISBLANK(BM100),BM6125=\"\"),\"\",IF(ISERROR(-LOOKUP(1,-LEFT(BM6125,ROW($1:$80)))),0,-LOOKUP(1,-LEFT(BM6125,ROW($1:$80)))))","v":""},{"$f":"IF(OR(ISBLANK(BN100),BN6125=\"\"),\"\",IF(ISERROR(-LOOKUP(1,-LEFT(BN6125,ROW($1:$80)))),0,-LOOKUP(1,-LEFT(BN6125,ROW($1:$80)))))","v":""},{"$f":"IF(OR(ISBLANK(BO100),BO6125=\"\"),\"\",IF(ISERROR(-LOOKUP(1,-LEFT(BO6125,ROW($1:$80)))),0,-LOOKUP(1,-LEFT(BO6125,ROW($1:$80)))))","v":""},{"$f":"IF(OR(ISBLANK(BP100),BP6125=\"\"),\"\",IF(ISERROR(-LOOKUP(1,-LEFT(BP6125,ROW($1:$80)))),0,-LOOKUP(1,-LEFT(BP6125,ROW($1:$80)))))","v":""},{"$f":"IF(OR(ISBLANK(BQ100),BQ6125=\"\"),\"\",IF(ISERROR(-LOOKUP(1,-LEFT(BQ6125,ROW($1:$80)))),0,-LOOKUP(1,-LEFT(BQ6125,ROW($1:$80)))))","v":""},{"$f":"IF(OR(ISBLANK(BR100),BR6125=\"\"),\"\",IF(ISERROR(-LOOKUP(1,-LEFT(BR6125,ROW($1:$80)))),0,-LOOKUP(1,-LEFT(BR6125,ROW($1:$80)))))","v":""},{"$f":"IF(OR(ISBLANK(BS100),BS6125=\"\"),\"\",IF(ISERROR(-LOOKUP(1,-LEFT(BS6125,ROW($1:$80)))),0,-LOOKUP(1,-LEFT(BS6125,ROW($1:$80)))))","v":""},{"$f":"IF(OR(ISBLANK(BT100),BT6125=\"\"),\"\",IF(ISERROR(-LOOKUP(1,-LEFT(BT6125,ROW($1:$80)))),0,-LOOKUP(1,-LEFT(BT6125,ROW($1:$80)))))","v":""},{"$f":"IF(OR(ISBLANK(BU100),BU6125=\"\"),\"\",IF(ISERROR(-LOOKUP(1,-LEFT(BU6125,ROW($1:$80)))),0,-LOOKUP(1,-LEFT(BU6125,ROW($1:$80)))))","v":""},{"$f":"IF(OR(ISBLANK(BV100),BV6125=\"\"),\"\",IF(ISERROR(-LOOKUP(1,-LEFT(BV6125,ROW($1:$80)))),0,-LOOKUP(1,-LEFT(BV6125,ROW($1:$80)))))","v":""},{"$f":"IF(OR(ISBLANK(BW100),BW6125=\"\"),\"\",IF(ISERROR(-LOOKUP(1,-LEFT(BW6125,ROW($1:$80)))),0,-LOOKUP(1,-LEFT(BW6125,ROW($1:$80)))))","v":""},{"$f":"IF(OR(ISBLANK(BX100),BX6125=\"\"),\"\",IF(ISERROR(-LOOKUP(1,-LEFT(BX6125,ROW($1:$80)))),0,-LOOKUP(1,-LEFT(BX6125,ROW($1:$80)))))","v":""},{"$f":"IF(OR(ISBLANK(BY100),BY6125=\"\"),\"\",IF(ISERROR(-LOOKUP(1,-LEFT(BY6125,ROW($1:$80)))),0,-LOOKUP(1,-LEFT(BY6125,ROW($1:$80)))))","v":""},{"$f":"IF(OR(ISBLANK(BZ100),BZ6125=\"\"),\"\",IF(ISERROR(-LOOKUP(1,-LEFT(BZ6125,ROW($1:$80)))),0,-LOOKUP(1,-LEFT(BZ6125,ROW($1:$80)))))","v":""},{"$f":"IF(OR(ISBLANK(CA100),CA6125=\"\"),\"\",IF(ISERROR(-LOOKUP(1,-LEFT(CA6125,ROW($1:$80)))),0,-LOOKUP(1,-LEFT(CA6125,ROW($1:$80)))))","v":""},{"$f":"IF(OR(ISBLANK(CB100),CB6125=\"\"),\"\",IF(ISERROR(-LOOKUP(1,-LEFT(CB6125,ROW($1:$80)))),0,-LOOKUP(1,-LEFT(CB6125,ROW($1:$80)))))","v":""},{"$f":"IF(OR(ISBLANK(CC100),CC6125=\"\"),\"\",IF(ISERROR(-LOOKUP(1,-LEFT(CC6125,ROW($1:$80)))),0,-LOOKUP(1,-LEFT(CC6125,ROW($1:$80)))))","v":""},{"$f":"IF(OR(ISBLANK(CD100),CD6125=\"\"),\"\",IF(ISERROR(-LOOKUP(1,-LEFT(CD6125,ROW($1:$80)))),0,-LOOKUP(1,-LEFT(CD6125,ROW($1:$80)))))","v":""},{"$f":"IF(OR(ISBLANK(CE100),CE6125=\"\"),\"\",IF(ISERROR(-LOOKUP(1,-LEFT(CE6125,ROW($1:$80)))),0,-LOOKUP(1,-LEFT(CE6125,ROW($1:$80)))))","v":""},{"$f":"IF(OR(ISBLANK(CF100),CF6125=\"\"),\"\",IF(ISERROR(-LOOKUP(1,-LEFT(CF6125,ROW($1:$80)))),0,-LOOKUP(1,-LEFT(CF6125,ROW($1:$80)))))","v":""},{"$f":"IF(OR(ISBLANK(CG100),CG6125=\"\"),\"\",IF(ISERROR(-LOOKUP(1,-LEFT(CG6125,ROW($1:$80)))),0,-LOOKUP(1,-LEFT(CG6125,ROW($1:$80)))))","v":""},{"$f":"IF(OR(ISBLANK(CH100),CH6125=\"\"),\"\",IF(ISERROR(-LOOKUP(1,-LEFT(CH6125,ROW($1:$80)))),0,-LOOKUP(1,-LEFT(CH6125,ROW($1:$80)))))","v":""},{"$f":"IF(OR(ISBLANK(CI100),CI6125=\"\"),\"\",IF(ISERROR(-LOOKUP(1,-LEFT(CI6125,ROW($1:$80)))),0,-LOOKUP(1,-LEFT(CI6125,ROW($1:$80)))))","v":""},{"$f":"IF(OR(ISBLANK(CJ100),CJ6125=\"\"),\"\",IF(ISERROR(-LOOKUP(1,-LEFT(CJ6125,ROW($1:$80)))),0,-LOOKUP(1,-LEFT(CJ6125,ROW($1:$80)))))","v":""},{"$f":"IF(OR(ISBLANK(CK100),CK6125=\"\"),\"\",IF(ISERROR(-LOOKUP(1,-LEFT(CK6125,ROW($1:$80)))),0,-LOOKUP(1,-LEFT(CK6125,ROW($1:$80)))))","v":""},{"$f":"IF(OR(ISBLANK(CL100),CL6125=\"\"),\"\",IF(ISERROR(-LOOKUP(1,-LEFT(CL6125,ROW($1:$80)))),0,-LOOKUP(1,-LEFT(CL6125,ROW($1:$80)))))","v":""},{"$f":"IF(OR(ISBLANK(CM100),CM6125=\"\"),\"\",IF(ISERROR(-LOOKUP(1,-LEFT(CM6125,ROW($1:$80)))),0,-LOOKUP(1,-LEFT(CM6125,ROW($1:$80)))))","v":""},{"$f":"IF(OR(ISBLANK(CN100),CN6125=\"\"),\"\",IF(ISERROR(-LOOKUP(1,-LEFT(CN6125,ROW($1:$80)))),0,-LOOKUP(1,-LEFT(CN6125,ROW($1:$80)))))","v":""},{"$f":"IF(OR(ISBLANK(CO100),CO6125=\"\"),\"\",IF(ISERROR(-LOOKUP(1,-LEFT(CO6125,ROW($1:$80)))),0,-LOOKUP(1,-LEFT(CO6125,ROW($1:$80)))))","v":""},{"$f":"IF(OR(ISBLANK(CP100),CP6125=\"\"),\"\",IF(ISERROR(-LOOKUP(1,-LEFT(CP6125,ROW($1:$80)))),0,-LOOKUP(1,-LEFT(CP6125,ROW($1:$80)))))","v":""},{"$f":"IF(OR(ISBLANK(CQ100),CQ6125=\"\"),\"\",IF(ISERROR(-LOOKUP(1,-LEFT(CQ6125,ROW($1:$80)))),0,-LOOKUP(1,-LEFT(CQ6125,ROW($1:$80)))))","v":""},{"$f":"IF(OR(ISBLANK(CR100),CR6125=\"\"),\"\",IF(ISERROR(-LOOKUP(1,-LEFT(CR6125,ROW($1:$80)))),0,-LOOKUP(1,-LEFT(CR6125,ROW($1:$80)))))","v":""},{"$f":"IF(OR(ISBLANK(CS100),CS6125=\"\"),\"\",IF(ISERROR(-LOOKUP(1,-LEFT(CS6125,ROW($1:$80)))),0,-LOOKUP(1,-LEFT(CS6125,ROW($1:$80)))))","v":""},{"$f":"IF(OR(ISBLANK(CT100),CT6125=\"\"),\"\",IF(ISERROR(-LOOKUP(1,-LEFT(CT6125,ROW($1:$80)))),0,-LOOKUP(1,-LEFT(CT6125,ROW($1:$80)))))","v":""},{"$f":"IF(OR(ISBLANK(CU100),CU6125=\"\"),\"\",IF(ISERROR(-LOOKUP(1,-LEFT(CU6125,ROW($1:$80)))),0,-LOOKUP(1,-LEFT(CU6125,ROW($1:$80)))))","v":""},{"$f":"IF(OR(ISBLANK(CV100),CV6125=\"\"),\"\",IF(ISERROR(-LOOKUP(1,-LEFT(CV6125,ROW($1:$80)))),0,-LOOKUP(1,-LEFT(CV6125,ROW($1:$80)))))","v":""},{"$f":"IF(OR(ISBLANK(CW100),CW6125=\"\"),\"\",IF(ISERROR(-LOOKUP(1,-LEFT(CW6125,ROW($1:$80)))),0,-LOOKUP(1,-LEFT(CW6125,ROW($1:$80)))))","v":""},{"$f":"IF(OR(ISBLANK(CX100),CX6125=\"\"),\"\",IF(ISERROR(-LOOKUP(1,-LEFT(CX6125,ROW($1:$80)))),0,-LOOKUP(1,-LEFT(CX6125,ROW($1:$80)))))","v":""},{"$f":"IF(OR(ISBLANK(CY100),CY6125=\"\"),\"\",IF(ISERROR(-LOOKUP(1,-LEFT(CY6125,ROW($1:$80)))),0,-LOOKUP(1,-LEFT(CY6125,ROW($1:$80)))))","v":""},{"$f":"IF(OR(ISBLANK(CZ100),CZ6125=\"\"),\"\",IF(ISERROR(-LOOKUP(1,-LEFT(CZ6125,ROW($1:$80)))),0,-LOOKUP(1,-LEFT(CZ6125,ROW($1:$80)))))","v":""},{"$f":"IF(OR(ISBLANK(DA100),DA6125=\"\"),\"\",IF(ISERROR(-LOOKUP(1,-LEFT(DA6125,ROW($1:$80)))),0,-LOOKUP(1,-LEFT(DA6125,ROW($1:$80)))))","v":""},{"$f":"IF(OR(ISBLANK(DB100),DB6125=\"\"),\"\",IF(ISERROR(-LOOKUP(1,-LEFT(DB6125,ROW($1:$80)))),0,-LOOKUP(1,-LEFT(DB6125,ROW($1:$80)))))","v":""},{"$f":"IF(OR(ISBLANK(DC100),DC6125=\"\"),\"\",IF(ISERROR(-LOOKUP(1,-LEFT(DC6125,ROW($1:$80)))),0,-LOOKUP(1,-LEFT(DC6125,ROW($1:$80)))))","v":""},{"$f":"IF(OR(ISBLANK(DD100),DD6125=\"\"),\"\",IF(ISERROR(-LOOKUP(1,-LEFT(DD6125,ROW($1:$80)))),0,-LOOKUP(1,-LEFT(DD6125,ROW($1:$80)))))","v":""},{"$f":"IF(OR(ISBLANK(DE100),DE6125=\"\"),\"\",IF(ISERROR(-LOOKUP(1,-LEFT(DE6125,ROW($1:$80)))),0,-LOOKUP(1,-LEFT(DE6125,ROW($1:$80)))))","v":""},{"$f":"IF(OR(ISBLANK(DF100),DF6125=\"\"),\"\",IF(ISERROR(-LOOKUP(1,-LEFT(DF6125,ROW($1:$80)))),0,-LOOKUP(1,-LEFT(DF6125,ROW($1:$80)))))","v":""},{"$f":"IF(OR(ISBLANK(DG100),DG6125=\"\"),\"\",IF(ISERROR(-LOOKUP(1,-LEFT(DG6125,ROW($1:$80)))),0,-LOOKUP(1,-LEFT(DG6125,ROW($1:$80)))))","v":""},{"$f":"IF(OR(ISBLANK(DH100),DH6125=\"\"),\"\",IF(ISERROR(-LOOKUP(1,-LEFT(DH6125,ROW($1:$80)))),0,-LOOKUP(1,-LEFT(DH6125,ROW($1:$80)))))","v":""},{"$f":"IF(OR(ISBLANK(DI100),DI6125=\"\"),\"\",IF(ISERROR(-LOOKUP(1,-LEFT(DI6125,ROW($1:$80)))),0,-LOOKUP(1,-LEFT(DI6125,ROW($1:$80)))))","v":""},{"$f":"IF(OR(ISBLANK(DJ100),DJ6125=\"\"),\"\",IF(ISERROR(-LOOKUP(1,-LEFT(DJ6125,ROW($1:$80)))),0,-LOOKUP(1,-LEFT(DJ6125,ROW($1:$80)))))","v":""},{"$f":"IF(OR(ISBLANK(DK100),DK6125=\"\"),\"\",IF(ISERROR(-LOOKUP(1,-LEFT(DK6125,ROW($1:$80)))),0,-LOOKUP(1,-LEFT(DK6125,ROW($1:$80)))))","v":""},{"$f":"IF(OR(ISBLANK(DL100),DL6125=\"\"),\"\",IF(ISERROR(-LOOKUP(1,-LEFT(DL6125,ROW($1:$80)))),0,-LOOKUP(1,-LEFT(DL6125,ROW($1:$80)))))","v":""},{"$f":"IF(OR(ISBLANK(DM100),DM6125=\"\"),\"\",IF(ISERROR(-LOOKUP(1,-LEFT(DM6125,ROW($1:$80)))),0,-LOOKUP(1,-LEFT(DM6125,ROW($1:$80)))))","v":""},{"$f":"IF(OR(ISBLANK(DN100),DN6125=\"\"),\"\",IF(ISERROR(-LOOKUP(1,-LEFT(DN6125,ROW($1:$80)))),0,-LOOKUP(1,-LEFT(DN6125,ROW($1:$80)))))","v":""},{"$f":"IF(OR(ISBLANK(DO100),DO6125=\"\"),\"\",IF(ISERROR(-LOOKUP(1,-LEFT(DO6125,ROW($1:$80)))),0,-LOOKUP(1,-LEFT(DO6125,ROW($1:$80)))))","v":""},{"$f":"IF(OR(ISBLANK(DP100),DP6125=\"\"),\"\",IF(ISERROR(-LOOKUP(1,-LEFT(DP6125,ROW($1:$80)))),0,-LOOKUP(1,-LEFT(DP6125,ROW($1:$80)))))","v":""},{"$f":"IF(OR(ISBLANK(DQ100),DQ6125=\"\"),\"\",IF(ISERROR(-LOOKUP(1,-LEFT(DQ6125,ROW($1:$80)))),0,-LOOKUP(1,-LEFT(DQ6125,ROW($1:$80)))))","v":""},{"$f":"IF(OR(ISBLANK(DR100),DR6125=\"\"),\"\",IF(ISERROR(-LOOKUP(1,-LEFT(DR6125,ROW($1:$80)))),0,-LOOKUP(1,-LEFT(DR6125,ROW($1:$80)))))","v":""},{"$f":"IF(OR(ISBLANK(DS100),DS6125=\"\"),\"\",IF(ISERROR(-LOOKUP(1,-LEFT(DS6125,ROW($1:$80)))),0,-LOOKUP(1,-LEFT(DS6125,ROW($1:$80)))))","v":""},{"$f":"IF(OR(ISBLANK(DT100),DT6125=\"\"),\"\",IF(ISERROR(-LOOKUP(1,-LEFT(DT6125,ROW($1:$80)))),0,-LOOKUP(1,-LEFT(DT6125,ROW($1:$80)))))","v":""},{"$f":"IF(OR(ISBLANK(DU100),DU6125=\"\"),\"\",IF(ISERROR(-LOOKUP(1,-LEFT(DU6125,ROW($1:$80)))),0,-LOOKUP(1,-LEFT(DU6125,ROW($1:$80)))))","v":""},{"$f":"IF(OR(ISBLANK(DV100),DV6125=\"\"),\"\",IF(ISERROR(-LOOKUP(1,-LEFT(DV6125,ROW($1:$80)))),0,-LOOKUP(1,-LEFT(DV6125,ROW($1:$80)))))","v":""},{"$f":"IF(OR(ISBLANK(DW100),DW6125=\"\"),\"\",IF(ISERROR(-LOOKUP(1,-LEFT(DW6125,ROW($1:$80)))),0,-LOOKUP(1,-LEFT(DW6125,ROW($1:$80)))))","v":""},{"$f":"IF(OR(ISBLANK(DX100),DX6125=\"\"),\"\",IF(ISERROR(-LOOKUP(1,-LEFT(DX6125,ROW($1:$80)))),0,-LOOKUP(1,-LEFT(DX6125,ROW($1:$80)))))","v":""},{"$f":"IF(OR(ISBLANK(DY100),DY6125=\"\"),\"\",IF(ISERROR(-LOOKUP(1,-LEFT(DY6125,ROW($1:$80)))),0,-LOOKUP(1,-LEFT(DY6125,ROW($1:$80)))))","v":""},{"$f":"IF(OR(ISBLANK(DZ100),DZ6125=\"\"),\"\",IF(ISERROR(-LOOKUP(1,-LEFT(DZ6125,ROW($1:$80)))),0,-LOOKUP(1,-LEFT(DZ6125,ROW($1:$80)))))","v":""},{"$f":"IF(OR(ISBLANK(EA100),EA6125=\"\"),\"\",IF(ISERROR(-LOOKUP(1,-LEFT(EA6125,ROW($1:$80)))),0,-LOOKUP(1,-LEFT(EA6125,ROW($1:$80)))))","v":""},{"$f":"IF(OR(ISBLANK(EB100),EB6125=\"\"),\"\",IF(ISERROR(-LOOKUP(1,-LEFT(EB6125,ROW($1:$80)))),0,-LOOKUP(1,-LEFT(EB6125,ROW($1:$80)))))","v":""},{"$f":"IF(OR(ISBLANK(EC100),EC6125=\"\"),\"\",IF(ISERROR(-LOOKUP(1,-LEFT(EC6125,ROW($1:$80)))),0,-LOOKUP(1,-LEFT(EC6125,ROW($1:$80)))))","v":""},{"$f":"IF(OR(ISBLANK(ED100),ED6125=\"\"),\"\",IF(ISERROR(-LOOKUP(1,-LEFT(ED6125,ROW($1:$80)))),0,-LOOKUP(1,-LEFT(ED6125,ROW($1:$80)))))","v":""},{"$f":"IF(OR(ISBLANK(EE100),EE6125=\"\"),\"\",IF(ISERROR(-LOOKUP(1,-LEFT(EE6125,ROW($1:$80)))),0,-LOOKUP(1,-LEFT(EE6125,ROW($1:$80)))))","v":""},{"$f":"IF(OR(ISBLANK(EF100),EF6125=\"\"),\"\",IF(ISERROR(-LOOKUP(1,-LEFT(EF6125,ROW($1:$80)))),0,-LOOKUP(1,-LEFT(EF6125,ROW($1:$80)))))","v":""},{"$f":"IF(OR(ISBLANK(EG100),EG6125=\"\"),\"\",IF(ISERROR(-LOOKUP(1,-LEFT(EG6125,ROW($1:$80)))),0,-LOOKUP(1,-LEFT(EG6125,ROW($1:$80)))))","v":""},{"$f":"IF(OR(ISBLANK(EH100),EH6125=\"\"),\"\",IF(ISERROR(-LOOKUP(1,-LEFT(EH6125,ROW($1:$80)))),0,-LOOKUP(1,-LEFT(EH6125,ROW($1:$80)))))","v":""},{"$f":"IF(OR(ISBLANK(EI100),EI6125=\"\"),\"\",IF(ISERROR(-LOOKUP(1,-LEFT(EI6125,ROW($1:$80)))),0,-LOOKUP(1,-LEFT(EI6125,ROW($1:$80)))))","v":""},{"$f":"IF(OR(ISBLANK(EJ100),EJ6125=\"\"),\"\",IF(ISERROR(-LOOKUP(1,-LEFT(EJ6125,ROW($1:$80)))),0,-LOOKUP(1,-LEFT(EJ6125,ROW($1:$80)))))","v":""},{"$f":"IF(OR(ISBLANK(EK100),EK6125=\"\"),\"\",IF(ISERROR(-LOOKUP(1,-LEFT(EK6125,ROW($1:$80)))),0,-LOOKUP(1,-LEFT(EK6125,ROW($1:$80)))))","v":""},{"$f":"IF(OR(ISBLANK(EL100),EL6125=\"\"),\"\",IF(ISERROR(-LOOKUP(1,-LEFT(EL6125,ROW($1:$80)))),0,-LOOKUP(1,-LEFT(EL6125,ROW($1:$80)))))","v":""},{"$f":"IF(OR(ISBLANK(EM100),EM6125=\"\"),\"\",IF(ISERROR(-LOOKUP(1,-LEFT(EM6125,ROW($1:$80)))),0,-LOOKUP(1,-LEFT(EM6125,ROW($1:$80)))))","v":""},{"$f":"IF(OR(ISBLANK(EN100),EN6125=\"\"),\"\",IF(ISERROR(-LOOKUP(1,-LEFT(EN6125,ROW($1:$80)))),0,-LOOKUP(1,-LEFT(EN6125,ROW($1:$80)))))","v":""},{"$f":"IF(OR(ISBLANK(EO100),EO6125=\"\"),\"\",IF(ISERROR(-LOOKUP(1,-LEFT(EO6125,ROW($1:$80)))),0,-LOOKUP(1,-LEFT(EO6125,ROW($1:$80)))))","v":""},{"$f":"IF(OR(ISBLANK(EP100),EP6125=\"\"),\"\",IF(ISERROR(-LOOKUP(1,-LEFT(EP6125,ROW($1:$80)))),0,-LOOKUP(1,-LEFT(EP6125,ROW($1:$80)))))","v":""},{"$f":"IF(OR(ISBLANK(EQ100),EQ6125=\"\"),\"\",IF(ISERROR(-LOOKUP(1,-LEFT(EQ6125,ROW($1:$80)))),0,-LOOKUP(1,-LEFT(EQ6125,ROW($1:$80)))))","v":""},{"$f":"IF(OR(ISBLANK(ER100),ER6125=\"\"),\"\",IF(ISERROR(-LOOKUP(1,-LEFT(ER6125,ROW($1:$80)))),0,-LOOKUP(1,-LEFT(ER6125,ROW($1:$80)))))","v":""},{"$f":"IF(OR(ISBLANK(ES100),ES6125=\"\"),\"\",IF(ISERROR(-LOOKUP(1,-LEFT(ES6125,ROW($1:$80)))),0,-LOOKUP(1,-LEFT(ES6125,ROW($1:$80)))))","v":""},{"$f":"IF(OR(ISBLANK(ET100),ET6125=\"\"),\"\",IF(ISERROR(-LOOKUP(1,-LEFT(ET6125,ROW($1:$80)))),0,-LOOKUP(1,-LEFT(ET6125,ROW($1:$80)))))","v":""},{"$f":"IF(OR(ISBLANK(EU100),EU6125=\"\"),\"\",IF(ISERROR(-LOOKUP(1,-LEFT(EU6125,ROW($1:$80)))),0,-LOOKUP(1,-LEFT(EU6125,ROW($1:$80)))))","v":""},{"$f":"IF(OR(ISBLANK(EV100),EV6125=\"\"),\"\",IF(ISERROR(-LOOKUP(1,-LEFT(EV6125,ROW($1:$80)))),0,-LOOKUP(1,-LEFT(EV6125,ROW($1:$80)))))","v":""},{"$f":"IF(OR(ISBLANK(EW100),EW6125=\"\"),\"\",IF(ISERROR(-LOOKUP(1,-LEFT(EW6125,ROW($1:$80)))),0,-LOOKUP(1,-LEFT(EW6125,ROW($1:$80)))))","v":""},{"$f":"IF(OR(ISBLANK(EX100),EX6125=\"\"),\"\",IF(ISERROR(-LOOKUP(1,-LEFT(EX6125,ROW($1:$80)))),0,-LOOKUP(1,-LEFT(EX6125,ROW($1:$80)))))","v":""},{"$f":"IF(OR(ISBLANK(EY100),EY6125=\"\"),\"\",IF(ISERROR(-LOOKUP(1,-LEFT(EY6125,ROW($1:$80)))),0,-LOOKUP(1,-LEFT(EY6125,ROW($1:$80)))))","v":""},{"$f":"IF(OR(ISBLANK(EZ100),EZ6125=\"\"),\"\",IF(ISERROR(-LOOKUP(1,-LEFT(EZ6125,ROW($1:$80)))),0,-LOOKUP(1,-LEFT(EZ6125,ROW($1:$80)))))","v":""},{"$f":"IF(OR(ISBLANK(FA100),FA6125=\"\"),\"\",IF(ISERROR(-LOOKUP(1,-LEFT(FA6125,ROW($1:$80)))),0,-LOOKUP(1,-LEFT(FA6125,ROW($1:$80)))))","v":""},{"$f":"IF(OR(ISBLANK(FB100),FB6125=\"\"),\"\",IF(ISERROR(-LOOKUP(1,-LEFT(FB6125,ROW($1:$80)))),0,-LOOKUP(1,-LEFT(FB6125,ROW($1:$80)))))","v":""},{"$f":"IF(OR(ISBLANK(FC100),FC6125=\"\"),\"\",IF(ISERROR(-LOOKUP(1,-LEFT(FC6125,ROW($1:$80)))),0,-LOOKUP(1,-LEFT(FC6125,ROW($1:$80)))))","v":""},{"$f":"IF(OR(ISBLANK(FD100),FD6125=\"\"),\"\",IF(ISERROR(-LOOKUP(1,-LEFT(FD6125,ROW($1:$80)))),0,-LOOKUP(1,-LEFT(FD6125,ROW($1:$80)))))","v":""},{"$f":"IF(OR(ISBLANK(FE100),FE6125=\"\"),\"\",IF(ISERROR(-LOOKUP(1,-LEFT(FE6125,ROW($1:$80)))),0,-LOOKUP(1,-LEFT(FE6125,ROW($1:$80)))))","v":""},{"$f":"IF(OR(ISBLANK(FF100),FF6125=\"\"),\"\",IF(ISERROR(-LOOKUP(1,-LEFT(FF6125,ROW($1:$80)))),0,-LOOKUP(1,-LEFT(FF6125,ROW($1:$80)))))","v":""},{"$f":"IF(OR(ISBLANK(FG100),FG6125=\"\"),\"\",IF(ISERROR(-LOOKUP(1,-LEFT(FG6125,ROW($1:$80)))),0,-LOOKUP(1,-LEFT(FG6125,ROW($1:$80)))))","v":""},{"$f":"IF(OR(ISBLANK(FH100),FH6125=\"\"),\"\",IF(ISERROR(-LOOKUP(1,-LEFT(FH6125,ROW($1:$80)))),0,-LOOKUP(1,-LEFT(FH6125,ROW($1:$80)))))","v":""},{"$f":"IF(OR(ISBLANK(FI100),FI6125=\"\"),\"\",IF(ISERROR(-LOOKUP(1,-LEFT(FI6125,ROW($1:$80)))),0,-LOOKUP(1,-LEFT(FI6125,ROW($1:$80)))))","v":""},{"$f":"IF(OR(ISBLANK(FJ100),FJ6125=\"\"),\"\",IF(ISERROR(-LOOKUP(1,-LEFT(FJ6125,ROW($1:$80)))),0,-LOOKUP(1,-LEFT(FJ6125,ROW($1:$80)))))","v":""},{"$f":"IF(OR(ISBLANK(FK100),FK6125=\"\"),\"\",IF(ISERROR(-LOOKUP(1,-LEFT(FK6125,ROW($1:$80)))),0,-LOOKUP(1,-LEFT(FK6125,ROW($1:$80)))))","v":""},{"$f":"IF(OR(ISBLANK(FL100),FL6125=\"\"),\"\",IF(ISERROR(-LOOKUP(1,-LEFT(FL6125,ROW($1:$80)))),0,-LOOKUP(1,-LEFT(FL6125,ROW($1:$80)))))","v":""},{"$f":"IF(OR(ISBLANK(FM100),FM6125=\"\"),\"\",IF(ISERROR(-LOOKUP(1,-LEFT(FM6125,ROW($1:$80)))),0,-LOOKUP(1,-LEFT(FM6125,ROW($1:$80)))))","v":""},{"$f":"IF(OR(ISBLANK(FN100),FN6125=\"\"),\"\",IF(ISERROR(-LOOKUP(1,-LEFT(FN6125,ROW($1:$80)))),0,-LOOKUP(1,-LEFT(FN6125,ROW($1:$80)))))","v":""},{"$f":"IF(OR(ISBLANK(FO100),FO6125=\"\"),\"\",IF(ISERROR(-LOOKUP(1,-LEFT(FO6125,ROW($1:$80)))),0,-LOOKUP(1,-LEFT(FO6125,ROW($1:$80)))))","v":""},{"$f":"IF(OR(ISBLANK(FP100),FP6125=\"\"),\"\",IF(ISERROR(-LOOKUP(1,-LEFT(FP6125,ROW($1:$80)))),0,-LOOKUP(1,-LEFT(FP6125,ROW($1:$80)))))","v":""},{"$f":"IF(OR(ISBLANK(FQ100),FQ6125=\"\"),\"\",IF(ISERROR(-LOOKUP(1,-LEFT(FQ6125,ROW($1:$80)))),0,-LOOKUP(1,-LEFT(FQ6125,ROW($1:$80)))))","v":""},{"$f":"IF(OR(ISBLANK(FR100),FR6125=\"\"),\"\",IF(ISERROR(-LOOKUP(1,-LEFT(FR6125,ROW($1:$80)))),0,-LOOKUP(1,-LEFT(FR6125,ROW($1:$80)))))","v":""},{"$f":"IF(OR(ISBLANK(FS100),FS6125=\"\"),\"\",IF(ISERROR(-LOOKUP(1,-LEFT(FS6125,ROW($1:$80)))),0,-LOOKUP(1,-LEFT(FS6125,ROW($1:$80)))))","v":""},{"$f":"IF(OR(ISBLANK(FT100),FT6125=\"\"),\"\",IF(ISERROR(-LOOKUP(1,-LEFT(FT6125,ROW($1:$80)))),0,-LOOKUP(1,-LEFT(FT6125,ROW($1:$80)))))","v":""},{"$f":"IF(OR(ISBLANK(FU100),FU6125=\"\"),\"\",IF(ISERROR(-LOOKUP(1,-LEFT(FU6125,ROW($1:$80)))),0,-LOOKUP(1,-LEFT(FU6125,ROW($1:$80)))))","v":""},{"$f":"IF(OR(ISBLANK(FV100),FV6125=\"\"),\"\",IF(ISERROR(-LOOKUP(1,-LEFT(FV6125,ROW($1:$80)))),0,-LOOKUP(1,-LEFT(FV6125,ROW($1:$80)))))","v":""},{"$f":"IF(OR(ISBLANK(FW100),FW6125=\"\"),\"\",IF(ISERROR(-LOOKUP(1,-LEFT(FW6125,ROW($1:$80)))),0,-LOOKUP(1,-LEFT(FW6125,ROW($1:$80)))))","v":""},{"$f":"IF(OR(ISBLANK(FX100),FX6125=\"\"),\"\",IF(ISERROR(-LOOKUP(1,-LEFT(FX6125,ROW($1:$80)))),0,-LOOKUP(1,-LEFT(FX6125,ROW($1:$80)))))","v":""},{"$f":"IF(OR(ISBLANK(FY100),FY6125=\"\"),\"\",IF(ISERROR(-LOOKUP(1,-LEFT(FY6125,ROW($1:$80)))),0,-LOOKUP(1,-LEFT(FY6125,ROW($1:$80)))))","v":""},{"$f":"IF(OR(ISBLANK(FZ100),FZ6125=\"\"),\"\",IF(ISERROR(-LOOKUP(1,-LEFT(FZ6125,ROW($1:$80)))),0,-LOOKUP(1,-LEFT(FZ6125,ROW($1:$80)))))","v":""},{"$f":"IF(OR(ISBLANK(GA100),GA6125=\"\"),\"\",IF(ISERROR(-LOOKUP(1,-LEFT(GA6125,ROW($1:$80)))),0,-LOOKUP(1,-LEFT(GA6125,ROW($1:$80)))))","v":""},{"$f":"IF(OR(ISBLANK(GB100),GB6125=\"\"),\"\",IF(ISERROR(-LOOKUP(1,-LEFT(GB6125,ROW($1:$80)))),0,-LOOKUP(1,-LEFT(GB6125,ROW($1:$80)))))","v":""},{"$f":"IF(OR(ISBLANK(GC100),GC6125=\"\"),\"\",IF(ISERROR(-LOOKUP(1,-LEFT(GC6125,ROW($1:$80)))),0,-LOOKUP(1,-LEFT(GC6125,ROW($1:$80)))))","v":""},{"$f":"IF(OR(ISBLANK(GD100),GD6125=\"\"),\"\",IF(ISERROR(-LOOKUP(1,-LEFT(GD6125,ROW($1:$80)))),0,-LOOKUP(1,-LEFT(GD6125,ROW($1:$80)))))","v":""},{"$f":"IF(OR(ISBLANK(GE100),GE6125=\"\"),\"\",IF(ISERROR(-LOOKUP(1,-LEFT(GE6125,ROW($1:$80)))),0,-LOOKUP(1,-LEFT(GE6125,ROW($1:$80)))))","v":""},{"$f":"IF(OR(ISBLANK(GF100),GF6125=\"\"),\"\",IF(ISERROR(-LOOKUP(1,-LEFT(GF6125,ROW($1:$80)))),0,-LOOKUP(1,-LEFT(GF6125,ROW($1:$80)))))","v":""},{"$f":"IF(OR(ISBLANK(GG100),GG6125=\"\"),\"\",IF(ISERROR(-LOOKUP(1,-LEFT(GG6125,ROW($1:$80)))),0,-LOOKUP(1,-LEFT(GG6125,ROW($1:$80)))))","v":""},{"$f":"IF(OR(ISBLANK(GH100),GH6125=\"\"),\"\",IF(ISERROR(-LOOKUP(1,-LEFT(GH6125,ROW($1:$80)))),0,-LOOKUP(1,-LEFT(GH6125,ROW($1:$80)))))","v":""},{"$f":"IF(OR(ISBLANK(GI100),GI6125=\"\"),\"\",IF(ISERROR(-LOOKUP(1,-LEFT(GI6125,ROW($1:$80)))),0,-LOOKUP(1,-LEFT(GI6125,ROW($1:$80)))))","v":""},{"$f":"IF(OR(ISBLANK(GJ100),GJ6125=\"\"),\"\",IF(ISERROR(-LOOKUP(1,-LEFT(GJ6125,ROW($1:$80)))),0,-LOOKUP(1,-LEFT(GJ6125,ROW($1:$80)))))","v":""},{"$f":"IF(OR(ISBLANK(GK100),GK6125=\"\"),\"\",IF(ISERROR(-LOOKUP(1,-LEFT(GK6125,ROW($1:$80)))),0,-LOOKUP(1,-LEFT(GK6125,ROW($1:$80)))))","v":""},{"$f":"IF(OR(ISBLANK(GL100),GL6125=\"\"),\"\",IF(ISERROR(-LOOKUP(1,-LEFT(GL6125,ROW($1:$80)))),0,-LOOKUP(1,-LEFT(GL6125,ROW($1:$80)))))","v":""},{"$f":"IF(OR(ISBLANK(GM100),GM6125=\"\"),\"\",IF(ISERROR(-LOOKUP(1,-LEFT(GM6125,ROW($1:$80)))),0,-LOOKUP(1,-LEFT(GM6125,ROW($1:$80)))))","v":""},{"$f":"IF(OR(ISBLANK(GN100),GN6125=\"\"),\"\",IF(ISERROR(-LOOKUP(1,-LEFT(GN6125,ROW($1:$80)))),0,-LOOKUP(1,-LEFT(GN6125,ROW($1:$80)))))","v":""},{"$f":"IF(OR(ISBLANK(GO100),GO6125=\"\"),\"\",IF(ISERROR(-LOOKUP(1,-LEFT(GO6125,ROW($1:$80)))),0,-LOOKUP(1,-LEFT(GO6125,ROW($1:$80)))))","v":""},{"$f":"IF(OR(ISBLANK(GP100),GP6125=\"\"),\"\",IF(ISERROR(-LOOKUP(1,-LEFT(GP6125,ROW($1:$80)))),0,-LOOKUP(1,-LEFT(GP6125,ROW($1:$80)))))","v":""},{"$f":"IF(OR(ISBLANK(GQ100),GQ6125=\"\"),\"\",IF(ISERROR(-LOOKUP(1,-LEFT(GQ6125,ROW($1:$80)))),0,-LOOKUP(1,-LEFT(GQ6125,ROW($1:$80)))))","v":""},{"$f":"IF(OR(ISBLANK(GR100),GR6125=\"\"),\"\",IF(ISERROR(-LOOKUP(1,-LEFT(GR6125,ROW($1:$80)))),0,-LOOKUP(1,-LEFT(GR6125,ROW($1:$80)))))","v":""},{"$f":"IF(OR(ISBLANK(GS100),GS6125=\"\"),\"\",IF(ISERROR(-LOOKUP(1,-LEFT(GS6125,ROW($1:$80)))),0,-LOOKUP(1,-LEFT(GS6125,ROW($1:$80)))))","v":""},{"$f":"IF(OR(ISBLANK(GT100),GT6125=\"\"),\"\",IF(ISERROR(-LOOKUP(1,-LEFT(GT6125,ROW($1:$80)))),0,-LOOKUP(1,-LEFT(GT6125,ROW($1:$80)))))","v":""},{"$f":"IF(OR(ISBLANK(GU100),GU6125=\"\"),\"\",IF(ISERROR(-LOOKUP(1,-LEFT(GU6125,ROW($1:$80)))),0,-LOOKUP(1,-LEFT(GU6125,ROW($1:$80)))))","v":""},{"$f":"IF(OR(ISBLANK(GV100),GV6125=\"\"),\"\",IF(ISERROR(-LOOKUP(1,-LEFT(GV6125,ROW($1:$80)))),0,-LOOKUP(1,-LEFT(GV6125,ROW($1:$80)))))","v":""},{"$f":"IF(OR(ISBLANK(GW100),GW6125=\"\"),\"\",IF(ISERROR(-LOOKUP(1,-LEFT(GW6125,ROW($1:$80)))),0,-LOOKUP(1,-LEFT(GW6125,ROW($1:$80)))))","v":""},{"$f":"IF(OR(ISBLANK(GX100),GX6125=\"\"),\"\",IF(ISERROR(-LOOKUP(1,-LEFT(GX6125,ROW($1:$80)))),0,-LOOKUP(1,-LEFT(GX6125,ROW($1:$80)))))","v":""},{"$f":"IF(OR(ISBLANK(GY100),GY6125=\"\"),\"\",IF(ISERROR(-LOOKUP(1,-LEFT(GY6125,ROW($1:$80)))),0,-LOOKUP(1,-LEFT(GY6125,ROW($1:$80)))))","v":""},{"$f":"IF(OR(ISBLANK(GZ100),GZ6125=\"\"),\"\",IF(ISERROR(-LOOKUP(1,-LEFT(GZ6125,ROW($1:$80)))),0,-LOOKUP(1,-LEFT(GZ6125,ROW($1:$80)))))","v":""},{"$f":"IF(OR(ISBLANK(HA100),HA6125=\"\"),\"\",IF(ISERROR(-LOOKUP(1,-LEFT(HA6125,ROW($1:$80)))),0,-LOOKUP(1,-LEFT(HA6125,ROW($1:$80)))))","v":""},{"$f":"IF(OR(ISBLANK(HB100),HB6125=\"\"),\"\",IF(ISERROR(-LOOKUP(1,-LEFT(HB6125,ROW($1:$80)))),0,-LOOKUP(1,-LEFT(HB6125,ROW($1:$80)))))","v":""},{"$f":"IF(OR(ISBLANK(HC100),HC6125=\"\"),\"\",IF(ISERROR(-LOOKUP(1,-LEFT(HC6125,ROW($1:$80)))),0,-LOOKUP(1,-LEFT(HC6125,ROW($1:$80)))))","v":""},{"$f":"IF(OR(ISBLANK(HD100),HD6125=\"\"),\"\",IF(ISERROR(-LOOKUP(1,-LEFT(HD6125,ROW($1:$80)))),0,-LOOKUP(1,-LEFT(HD6125,ROW($1:$80)))))","v":""},{"$f":"IF(OR(ISBLANK(HE100),HE6125=\"\"),\"\",IF(ISERROR(-LOOKUP(1,-LEFT(HE6125,ROW($1:$80)))),0,-LOOKUP(1,-LEFT(HE6125,ROW($1:$80)))))","v":""},{"$f":"IF(OR(ISBLANK(HF100),HF6125=\"\"),\"\",IF(ISERROR(-LOOKUP(1,-LEFT(HF6125,ROW($1:$80)))),0,-LOOKUP(1,-LEFT(HF6125,ROW($1:$80)))))","v":""},{"$f":"IF(OR(ISBLANK(HG100),HG6125=\"\"),\"\",IF(ISERROR(-LOOKUP(1,-LEFT(HG6125,ROW($1:$80)))),0,-LOOKUP(1,-LEFT(HG6125,ROW($1:$80)))))","v":""},{"$f":"IF(OR(ISBLANK(HH100),HH6125=\"\"),\"\",IF(ISERROR(-LOOKUP(1,-LEFT(HH6125,ROW($1:$80)))),0,-LOOKUP(1,-LEFT(HH6125,ROW($1:$80)))))","v":""},{"$f":"IF(OR(ISBLANK(HI100),HI6125=\"\"),\"\",IF(ISERROR(-LOOKUP(1,-LEFT(HI6125,ROW($1:$80)))),0,-LOOKUP(1,-LEFT(HI6125,ROW($1:$80)))))","v":""},{"$f":"IF(OR(ISBLANK(HJ100),HJ6125=\"\"),\"\",IF(ISERROR(-LOOKUP(1,-LEFT(HJ6125,ROW($1:$80)))),0,-LOOKUP(1,-LEFT(HJ6125,ROW($1:$80)))))","v":""},{"$f":"IF(OR(ISBLANK(HK100),HK6125=\"\"),\"\",IF(ISERROR(-LOOKUP(1,-LEFT(HK6125,ROW($1:$80)))),0,-LOOKUP(1,-LEFT(HK6125,ROW($1:$80)))))","v":""},{"$f":"IF(OR(ISBLANK(HL100),HL6125=\"\"),\"\",IF(ISERROR(-LOOKUP(1,-LEFT(HL6125,ROW($1:$80)))),0,-LOOKUP(1,-LEFT(HL6125,ROW($1:$80)))))","v":""},{"$f":"IF(OR(ISBLANK(HM100),HM6125=\"\"),\"\",IF(ISERROR(-LOOKUP(1,-LEFT(HM6125,ROW($1:$80)))),0,-LOOKUP(1,-LEFT(HM6125,ROW($1:$80)))))","v":""},{"$f":"IF(OR(ISBLANK(HN100),HN6125=\"\"),\"\",IF(ISERROR(-LOOKUP(1,-LEFT(HN6125,ROW($1:$80)))),0,-LOOKUP(1,-LEFT(HN6125,ROW($1:$80)))))","v":""},{"$f":"IF(OR(ISBLANK(HO100),HO6125=\"\"),\"\",IF(ISERROR(-LOOKUP(1,-LEFT(HO6125,ROW($1:$80)))),0,-LOOKUP(1,-LEFT(HO6125,ROW($1:$80)))))","v":""},{"$f":"IF(OR(ISBLANK(HP100),HP6125=\"\"),\"\",IF(ISERROR(-LOOKUP(1,-LEFT(HP6125,ROW($1:$80)))),0,-LOOKUP(1,-LEFT(HP6125,ROW($1:$80)))))","v":""},{"$f":"IF(OR(ISBLANK(HQ100),HQ6125=\"\"),\"\",IF(ISERROR(-LOOKUP(1,-LEFT(HQ6125,ROW($1:$80)))),0,-LOOKUP(1,-LEFT(HQ6125,ROW($1:$80)))))","v":""},{"$f":"IF(OR(ISBLANK(HR100),HR6125=\"\"),\"\",IF(ISERROR(-LOOKUP(1,-LEFT(HR6125,ROW($1:$80)))),0,-LOOKUP(1,-LEFT(HR6125,ROW($1:$80)))))","v":""},{"$f":"IF(OR(ISBLANK(HS100),HS6125=\"\"),\"\",IF(ISERROR(-LOOKUP(1,-LEFT(HS6125,ROW($1:$80)))),0,-LOOKUP(1,-LEFT(HS6125,ROW($1:$80)))))","v":""},{"$f":"IF(OR(ISBLANK(HT100),HT6125=\"\"),\"\",IF(ISERROR(-LOOKUP(1,-LEFT(HT6125,ROW($1:$80)))),0,-LOOKUP(1,-LEFT(HT6125,ROW($1:$80)))))","v":""},{"$f":"IF(OR(ISBLANK(HU100),HU6125=\"\"),\"\",IF(ISERROR(-LOOKUP(1,-LEFT(HU6125,ROW($1:$80)))),0,-LOOKUP(1,-LEFT(HU6125,ROW($1:$80)))))","v":""},{"$f":"IF(OR(ISBLANK(HV100),HV6125=\"\"),\"\",IF(ISERROR(-LOOKUP(1,-LEFT(HV6125,ROW($1:$80)))),0,-LOOKUP(1,-LEFT(HV6125,ROW($1:$80)))))","v":""},{"$f":"IF(OR(ISBLANK(HW100),HW6125=\"\"),\"\",IF(ISERROR(-LOOKUP(1,-LEFT(HW6125,ROW($1:$80)))),0,-LOOKUP(1,-LEFT(HW6125,ROW($1:$80)))))","v":""},{"$f":"IF(OR(ISBLANK(HX100),HX6125=\"\"),\"\",IF(ISERROR(-LOOKUP(1,-LEFT(HX6125,ROW($1:$80)))),0,-LOOKUP(1,-LEFT(HX6125,ROW($1:$80)))))","v":""},{"$f":"IF(OR(ISBLANK(HY100),HY6125=\"\"),\"\",IF(ISERROR(-LOOKUP(1,-LEFT(HY6125,ROW($1:$80)))),0,-LOOKUP(1,-LEFT(HY6125,ROW($1:$80)))))","v":""},{"$f":"IF(OR(ISBLANK(HZ100),HZ6125=\"\"),\"\",IF(ISERROR(-LOOKUP(1,-LEFT(HZ6125,ROW($1:$80)))),0,-LOOKUP(1,-LEFT(HZ6125,ROW($1:$80)))))","v":""},{"$f":"IF(OR(ISBLANK(IA100),IA6125=\"\"),\"\",IF(ISERROR(-LOOKUP(1,-LEFT(IA6125,ROW($1:$80)))),0,-LOOKUP(1,-LEFT(IA6125,ROW($1:$80)))))","v":""},{"$f":"IF(OR(ISBLANK(IB100),IB6125=\"\"),\"\",IF(ISERROR(-LOOKUP(1,-LEFT(IB6125,ROW($1:$80)))),0,-LOOKUP(1,-LEFT(IB6125,ROW($1:$80)))))","v":""},{"$f":"IF(OR(ISBLANK(IC100),IC6125=\"\"),\"\",IF(ISERROR(-LOOKUP(1,-LEFT(IC6125,ROW($1:$80)))),0,-LOOKUP(1,-LEFT(IC6125,ROW($1:$80)))))","v":""},{"$f":"IF(OR(ISBLANK(ID100),ID6125=\"\"),\"\",IF(ISERROR(-LOOKUP(1,-LEFT(ID6125,ROW($1:$80)))),0,-LOOKUP(1,-LEFT(ID6125,ROW($1:$80)))))","v":""},{"$f":"IF(OR(ISBLANK(IE100),IE6125=\"\"),\"\",IF(ISERROR(-LOOKUP(1,-LEFT(IE6125,ROW($1:$80)))),0,-LOOKUP(1,-LEFT(IE6125,ROW($1:$80)))))","v":""},{"$f":"IF(OR(ISBLANK(IF100),IF6125=\"\"),\"\",IF(ISERROR(-LOOKUP(1,-LEFT(IF6125,ROW($1:$80)))),0,-LOOKUP(1,-LEFT(IF6125,ROW($1:$80)))))","v":""},{"$f":"IF(OR(ISBLANK(IG100),IG6125=\"\"),\"\",IF(ISERROR(-LOOKUP(1,-LEFT(IG6125,ROW($1:$80)))),0,-LOOKUP(1,-LEFT(IG6125,ROW($1:$80)))))","v":""},{"$f":"IF(OR(ISBLANK(IH100),IH6125=\"\"),\"\",IF(ISERROR(-LOOKUP(1,-LEFT(IH6125,ROW($1:$80)))),0,-LOOKUP(1,-LEFT(IH6125,ROW($1:$80)))))","v":""},{"$f":"IF(OR(ISBLANK(II100),II6125=\"\"),\"\",IF(ISERROR(-LOOKUP(1,-LEFT(II6125,ROW($1:$80)))),0,-LOOKUP(1,-LEFT(II6125,ROW($1:$80)))))","v":""},{"$f":"IF(OR(ISBLANK(IJ100),IJ6125=\"\"),\"\",IF(ISERROR(-LOOKUP(1,-LEFT(IJ6125,ROW($1:$80)))),0,-LOOKUP(1,-LEFT(IJ6125,ROW($1:$80)))))","v":""},{"$f":"IF(OR(ISBLANK(IK100),IK6125=\"\"),\"\",IF(ISERROR(-LOOKUP(1,-LEFT(IK6125,ROW($1:$80)))),0,-LOOKUP(1,-LEFT(IK6125,ROW($1:$80)))))","v":""},{"$f":"IF(OR(ISBLANK(IL100),IL6125=\"\"),\"\",IF(ISERROR(-LOOKUP(1,-LEFT(IL6125,ROW($1:$80)))),0,-LOOKUP(1,-LEFT(IL6125,ROW($1:$80)))))","v":""},{"$f":"IF(OR(ISBLANK(IM100),IM6125=\"\"),\"\",IF(ISERROR(-LOOKUP(1,-LEFT(IM6125,ROW($1:$80)))),0,-LOOKUP(1,-LEFT(IM6125,ROW($1:$80)))))","v":""},{"$f":"IF(OR(ISBLANK(IN100),IN6125=\"\"),\"\",IF(ISERROR(-LOOKUP(1,-LEFT(IN6125,ROW($1:$80)))),0,-LOOKUP(1,-LEFT(IN6125,ROW($1:$80)))))","v":""},{"$f":"IF(OR(ISBLANK(IO100),IO6125=\"\"),\"\",IF(ISERROR(-LOOKUP(1,-LEFT(IO6125,ROW($1:$80)))),0,-LOOKUP(1,-LEFT(IO6125,ROW($1:$80)))))","v":""},{"$f":"IF(OR(ISBLANK(IP100),IP6125=\"\"),\"\",IF(ISERROR(-LOOKUP(1,-LEFT(IP6125,ROW($1:$80)))),0,-LOOKUP(1,-LEFT(IP6125,ROW($1:$80)))))","v":""},{"$f":"IF(OR(ISBLANK(IQ100),IQ6125=\"\"),\"\",IF(ISERROR(-LOOKUP(1,-LEFT(IQ6125,ROW($1:$80)))),0,-LOOKUP(1,-LEFT(IQ6125,ROW($1:$80)))))","v":""},{"$f":"IF(OR(ISBLANK(IR100),IR6125=\"\"),\"\",IF(ISERROR(-LOOKUP(1,-LEFT(IR6125,ROW($1:$80)))),0,-LOOKUP(1,-LEFT(IR6125,ROW($1:$80)))))","v":""},{"$f":"IF(OR(ISBLANK(IS100),IS6125=\"\"),\"\",IF(ISERROR(-LOOKUP(1,-LEFT(IS6125,ROW($1:$80)))),0,-LOOKUP(1,-LEFT(IS6125,ROW($1:$80)))))","v":""},{"$f":"IF(OR(ISBLANK(IT100),IT6125=\"\"),\"\",IF(ISERROR(-LOOKUP(1,-LEFT(IT6125,ROW($1:$80)))),0,-LOOKUP(1,-LEFT(IT6125,ROW($1:$80)))))","v":""},{"$f":"IF(OR(ISBLANK(IU100),IU6125=\"\"),\"\",IF(ISERROR(-LOOKUP(1,-LEFT(IU6125,ROW($1:$80)))),0,-LOOKUP(1,-LEFT(IU6125,ROW($1:$80)))))","v":""},{"$f":"IF(OR(ISBLANK(IV100),IV6125=\"\"),\"\",IF(ISERROR(-LOOKUP(1,-LEFT(IV6125,ROW($1:$80)))),0,-LOOKUP(1,-LEFT(IV6125,ROW($1:$80)))))","v":""},{"$f":"IF(OR(ISBLANK(IW100),IW6125=\"\"),\"\",IF(ISERROR(-LOOKUP(1,-LEFT(IW6125,ROW($1:$80)))),0,-LOOKUP(1,-LEFT(IW6125,ROW($1:$80)))))","v":""},{"$f":"IF(OR(ISBLANK(IX100),IX6125=\"\"),\"\",IF(ISERROR(-LOOKUP(1,-LEFT(IX6125,ROW($1:$80)))),0,-LOOKUP(1,-LEFT(IX6125,ROW($1:$80)))))","v":""},{"$f":"IF(OR(ISBLANK(IY100),IY6125=\"\"),\"\",IF(ISERROR(-LOOKUP(1,-LEFT(IY6125,ROW($1:$80)))),0,-LOOKUP(1,-LEFT(IY6125,ROW($1:$80)))))","v":""},{"$f":"IF(OR(ISBLANK(IZ100),IZ6125=\"\"),\"\",IF(ISERROR(-LOOKUP(1,-LEFT(IZ6125,ROW($1:$80)))),0,-LOOKUP(1,-LEFT(IZ6125,ROW($1:$80)))))","v":""},{"$f":"IF(OR(ISBLANK(JA100),JA6125=\"\"),\"\",IF(ISERROR(-LOOKUP(1,-LEFT(JA6125,ROW($1:$80)))),0,-LOOKUP(1,-LEFT(JA6125,ROW($1:$80)))))","v":""},{"$f":"IF(OR(ISBLANK(JB100),JB6125=\"\"),\"\",IF(ISERROR(-LOOKUP(1,-LEFT(JB6125,ROW($1:$80)))),0,-LOOKUP(1,-LEFT(JB6125,ROW($1:$80)))))","v":""},{"$f":"IF(OR(ISBLANK(JC100),JC6125=\"\"),\"\",IF(ISERROR(-LOOKUP(1,-LEFT(JC6125,ROW($1:$80)))),0,-LOOKUP(1,-LEFT(JC6125,ROW($1:$80)))))","v":""},{"$f":"IF(OR(ISBLANK(JD100),JD6125=\"\"),\"\",IF(ISERROR(-LOOKUP(1,-LEFT(JD6125,ROW($1:$80)))),0,-LOOKUP(1,-LEFT(JD6125,ROW($1:$80)))))","v":""},{"$f":"IF(OR(ISBLANK(JE100),JE6125=\"\"),\"\",IF(ISERROR(-LOOKUP(1,-LEFT(JE6125,ROW($1:$80)))),0,-LOOKUP(1,-LEFT(JE6125,ROW($1:$80)))))","v":""},{"$f":"IF(OR(ISBLANK(JF100),JF6125=\"\"),\"\",IF(ISERROR(-LOOKUP(1,-LEFT(JF6125,ROW($1:$80)))),0,-LOOKUP(1,-LEFT(JF6125,ROW($1:$80)))))","v":""},{"$f":"IF(OR(ISBLANK(JG100),JG6125=\"\"),\"\",IF(ISERROR(-LOOKUP(1,-LEFT(JG6125,ROW($1:$80)))),0,-LOOKUP(1,-LEFT(JG6125,ROW($1:$80)))))","v":""},{"$f":"IF(OR(ISBLANK(JH100),JH6125=\"\"),\"\",IF(ISERROR(-LOOKUP(1,-LEFT(JH6125,ROW($1:$80)))),0,-LOOKUP(1,-LEFT(JH6125,ROW($1:$80)))))","v":""},{"$f":"IF(OR(ISBLANK(JI100),JI6125=\"\"),\"\",IF(ISERROR(-LOOKUP(1,-LEFT(JI6125,ROW($1:$80)))),0,-LOOKUP(1,-LEFT(JI6125,ROW($1:$80)))))","v":""},{"$f":"IF(OR(ISBLANK(JJ100),JJ6125=\"\"),\"\",IF(ISERROR(-LOOKUP(1,-LEFT(JJ6125,ROW($1:$80)))),0,-LOOKUP(1,-LEFT(JJ6125,ROW($1:$80)))))","v":""},{"$f":"IF(OR(ISBLANK(JK100),JK6125=\"\"),\"\",IF(ISERROR(-LOOKUP(1,-LEFT(JK6125,ROW($1:$80)))),0,-LOOKUP(1,-LEFT(JK6125,ROW($1:$80)))))","v":""},{"$f":"IF(OR(ISBLANK(JL100),JL6125=\"\"),\"\",IF(ISERROR(-LOOKUP(1,-LEFT(JL6125,ROW($1:$80)))),0,-LOOKUP(1,-LEFT(JL6125,ROW($1:$80)))))","v":""},{"$f":"IF(OR(ISBLANK(JM100),JM6125=\"\"),\"\",IF(ISERROR(-LOOKUP(1,-LEFT(JM6125,ROW($1:$80)))),0,-LOOKUP(1,-LEFT(JM6125,ROW($1:$80)))))","v":""},{"$f":"IF(OR(ISBLANK(JN100),JN6125=\"\"),\"\",IF(ISERROR(-LOOKUP(1,-LEFT(JN6125,ROW($1:$80)))),0,-LOOKUP(1,-LEFT(JN6125,ROW($1:$80)))))","v":""},{"$f":"IF(OR(ISBLANK(JO100),JO6125=\"\"),\"\",IF(ISERROR(-LOOKUP(1,-LEFT(JO6125,ROW($1:$80)))),0,-LOOKUP(1,-LEFT(JO6125,ROW($1:$80)))))","v":""},{"$f":"IF(OR(ISBLANK(JP100),JP6125=\"\"),\"\",IF(ISERROR(-LOOKUP(1,-LEFT(JP6125,ROW($1:$80)))),0,-LOOKUP(1,-LEFT(JP6125,ROW($1:$80)))))","v":""},{"$f":"IF(OR(ISBLANK(JQ100),JQ6125=\"\"),\"\",IF(ISERROR(-LOOKUP(1,-LEFT(JQ6125,ROW($1:$80)))),0,-LOOKUP(1,-LEFT(JQ6125,ROW($1:$80)))))","v":""},{"$f":"IF(OR(ISBLANK(JR100),JR6125=\"\"),\"\",IF(ISERROR(-LOOKUP(1,-LEFT(JR6125,ROW($1:$80)))),0,-LOOKUP(1,-LEFT(JR6125,ROW($1:$80)))))","v":""},{"$f":"IF(OR(ISBLANK(JS100),JS6125=\"\"),\"\",IF(ISERROR(-LOOKUP(1,-LEFT(JS6125,ROW($1:$80)))),0,-LOOKUP(1,-LEFT(JS6125,ROW($1:$80)))))","v":""},{"$f":"IF(OR(ISBLANK(JT100),JT6125=\"\"),\"\",IF(ISERROR(-LOOKUP(1,-LEFT(JT6125,ROW($1:$80)))),0,-LOOKUP(1,-LEFT(JT6125,ROW($1:$80)))))","v":""},{"$f":"IF(OR(ISBLANK(JU100),JU6125=\"\"),\"\",IF(ISERROR(-LOOKUP(1,-LEFT(JU6125,ROW($1:$80)))),0,-LOOKUP(1,-LEFT(JU6125,ROW($1:$80)))))","v":""},{"$f":"IF(OR(ISBLANK(JV100),JV6125=\"\"),\"\",IF(ISERROR(-LOOKUP(1,-LEFT(JV6125,ROW($1:$80)))),0,-LOOKUP(1,-LEFT(JV6125,ROW($1:$80)))))","v":""},{"$f":"IF(OR(ISBLANK(JW100),JW6125=\"\"),\"\",IF(ISERROR(-LOOKUP(1,-LEFT(JW6125,ROW($1:$80)))),0,-LOOKUP(1,-LEFT(JW6125,ROW($1:$80)))))","v":""},{"$f":"IF(OR(ISBLANK(JX100),JX6125=\"\"),\"\",IF(ISERROR(-LOOKUP(1,-LEFT(JX6125,ROW($1:$80)))),0,-LOOKUP(1,-LEFT(JX6125,ROW($1:$80)))))","v":""},{"$f":"IF(OR(ISBLANK(JY100),JY6125=\"\"),\"\",IF(ISERROR(-LOOKUP(1,-LEFT(JY6125,ROW($1:$80)))),0,-LOOKUP(1,-LEFT(JY6125,ROW($1:$80)))))","v":""},{"$f":"IF(OR(ISBLANK(JZ100),JZ6125=\"\"),\"\",IF(ISERROR(-LOOKUP(1,-LEFT(JZ6125,ROW($1:$80)))),0,-LOOKUP(1,-LEFT(JZ6125,ROW($1:$80)))))","v":""},{"$f":"IF(OR(ISBLANK(KA100),KA6125=\"\"),\"\",IF(ISERROR(-LOOKUP(1,-LEFT(KA6125,ROW($1:$80)))),0,-LOOKUP(1,-LEFT(KA6125,ROW($1:$80)))))","v":""},{"$f":"IF(OR(ISBLANK(KB100),KB6125=\"\"),\"\",IF(ISERROR(-LOOKUP(1,-LEFT(KB6125,ROW($1:$80)))),0,-LOOKUP(1,-LEFT(KB6125,ROW($1:$80)))))","v":""},{"$f":"IF(OR(ISBLANK(KC100),KC6125=\"\"),\"\",IF(ISERROR(-LOOKUP(1,-LEFT(KC6125,ROW($1:$80)))),0,-LOOKUP(1,-LEFT(KC6125,ROW($1:$80)))))","v":""},{"$f":"IF(OR(ISBLANK(KD100),KD6125=\"\"),\"\",IF(ISERROR(-LOOKUP(1,-LEFT(KD6125,ROW($1:$80)))),0,-LOOKUP(1,-LEFT(KD6125,ROW($1:$80)))))","v":""},{"$f":"IF(OR(ISBLANK(KE100),KE6125=\"\"),\"\",IF(ISERROR(-LOOKUP(1,-LEFT(KE6125,ROW($1:$80)))),0,-LOOKUP(1,-LEFT(KE6125,ROW($1:$80)))))","v":""},{"$f":"IF(OR(ISBLANK(KF100),KF6125=\"\"),\"\",IF(ISERROR(-LOOKUP(1,-LEFT(KF6125,ROW($1:$80)))),0,-LOOKUP(1,-LEFT(KF6125,ROW($1:$80)))))","v":""},{"$f":"IF(OR(ISBLANK(KG100),KG6125=\"\"),\"\",IF(ISERROR(-LOOKUP(1,-LEFT(KG6125,ROW($1:$80)))),0,-LOOKUP(1,-LEFT(KG6125,ROW($1:$80)))))","v":""},{"$f":"IF(OR(ISBLANK(KH100),KH6125=\"\"),\"\",IF(ISERROR(-LOOKUP(1,-LEFT(KH6125,ROW($1:$80)))),0,-LOOKUP(1,-LEFT(KH6125,ROW($1:$80)))))","v":""},{"$f":"IF(OR(ISBLANK(KI100),KI6125=\"\"),\"\",IF(ISERROR(-LOOKUP(1,-LEFT(KI6125,ROW($1:$80)))),0,-LOOKUP(1,-LEFT(KI6125,ROW($1:$80)))))","v":""},{"$f":"IF(OR(ISBLANK(KJ100),KJ6125=\"\"),\"\",IF(ISERROR(-LOOKUP(1,-LEFT(KJ6125,ROW($1:$80)))),0,-LOOKUP(1,-LEFT(KJ6125,ROW($1:$80)))))","v":""},{"$f":"IF(OR(ISBLANK(KK100),KK6125=\"\"),\"\",IF(ISERROR(-LOOKUP(1,-LEFT(KK6125,ROW($1:$80)))),0,-LOOKUP(1,-LEFT(KK6125,ROW($1:$80)))))","v":""},{"$f":"IF(OR(ISBLANK(KL100),KL6125=\"\"),\"\",IF(ISERROR(-LOOKUP(1,-LEFT(KL6125,ROW($1:$80)))),0,-LOOKUP(1,-LEFT(KL6125,ROW($1:$80)))))","v":""},{"$f":"IF(OR(ISBLANK(KM100),KM6125=\"\"),\"\",IF(ISERROR(-LOOKUP(1,-LEFT(KM6125,ROW($1:$80)))),0,-LOOKUP(1,-LEFT(KM6125,ROW($1:$80)))))","v":""},{"$f":"IF(OR(ISBLANK(KN100),KN6125=\"\"),\"\",IF(ISERROR(-LOOKUP(1,-LEFT(KN6125,ROW($1:$80)))),0,-LOOKUP(1,-LEFT(KN6125,ROW($1:$80)))))","v":""},{"$f":"IF(OR(ISBLANK(KO100),KO6125=\"\"),\"\",IF(ISERROR(-LOOKUP(1,-LEFT(KO6125,ROW($1:$80)))),0,-LOOKUP(1,-LEFT(KO6125,ROW($1:$80)))))","v":""},{"$f":"IF(OR(ISBLANK(KP100),KP6125=\"\"),\"\",IF(ISERROR(-LOOKUP(1,-LEFT(KP6125,ROW($1:$80)))),0,-LOOKUP(1,-LEFT(KP6125,ROW($1:$80)))))","v":""},{"$f":"IF(OR(ISBLANK(KQ100),KQ6125=\"\"),\"\",IF(ISERROR(-LOOKUP(1,-LEFT(KQ6125,ROW($1:$80)))),0,-LOOKUP(1,-LEFT(KQ6125,ROW($1:$80)))))","v":""},{"$f":"IF(OR(ISBLANK(KR100),KR6125=\"\"),\"\",IF(ISERROR(-LOOKUP(1,-LEFT(KR6125,ROW($1:$80)))),0,-LOOKUP(1,-LEFT(KR6125,ROW($1:$80)))))","v":""},{"$f":"IF(OR(ISBLANK(KS100),KS6125=\"\"),\"\",IF(ISERROR(-LOOKUP(1,-LEFT(KS6125,ROW($1:$80)))),0,-LOOKUP(1,-LEFT(KS6125,ROW($1:$80)))))","v":""},{"$f":"IF(OR(ISBLANK(KT100),KT6125=\"\"),\"\",IF(ISERROR(-LOOKUP(1,-LEFT(KT6125,ROW($1:$80)))),0,-LOOKUP(1,-LEFT(KT6125,ROW($1:$80)))))","v":""},{"$f":"IF(OR(ISBLANK(KU100),KU6125=\"\"),\"\",IF(ISERROR(-LOOKUP(1,-LEFT(KU6125,ROW($1:$80)))),0,-LOOKUP(1,-LEFT(KU6125,ROW($1:$80)))))","v":""},{"$f":"IF(OR(ISBLANK(KV100),KV6125=\"\"),\"\",IF(ISERROR(-LOOKUP(1,-LEFT(KV6125,ROW($1:$80)))),0,-LOOKUP(1,-LEFT(KV6125,ROW($1:$80)))))","v":""},{"$f":"IF(OR(ISBLANK(KW100),KW6125=\"\"),\"\",IF(ISERROR(-LOOKUP(1,-LEFT(KW6125,ROW($1:$80)))),0,-LOOKUP(1,-LEFT(KW6125,ROW($1:$80)))))","v":""},{"$f":"IF(OR(ISBLANK(KX100),KX6125=\"\"),\"\",IF(ISERROR(-LOOKUP(1,-LEFT(KX6125,ROW($1:$80)))),0,-LOOKUP(1,-LEFT(KX6125,ROW($1:$80)))))","v":""},{"$f":"IF(OR(ISBLANK(KY100),KY6125=\"\"),\"\",IF(ISERROR(-LOOKUP(1,-LEFT(KY6125,ROW($1:$80)))),0,-LOOKUP(1,-LEFT(KY6125,ROW($1:$80)))))","v":""},{"$f":"IF(OR(ISBLANK(KZ100),KZ6125=\"\"),\"\",IF(ISERROR(-LOOKUP(1,-LEFT(KZ6125,ROW($1:$80)))),0,-LOOKUP(1,-LEFT(KZ6125,ROW($1:$80)))))","v":""},{"$f":"IF(OR(ISBLANK(LA100),LA6125=\"\"),\"\",IF(ISERROR(-LOOKUP(1,-LEFT(LA6125,ROW($1:$80)))),0,-LOOKUP(1,-LEFT(LA6125,ROW($1:$80)))))","v":""},{"$f":"IF(OR(ISBLANK(LB100),LB6125=\"\"),\"\",IF(ISERROR(-LOOKUP(1,-LEFT(LB6125,ROW($1:$80)))),0,-LOOKUP(1,-LEFT(LB6125,ROW($1:$80)))))","v":""},{"$f":"IF(OR(ISBLANK(LC100),LC6125=\"\"),\"\",IF(ISERROR(-LOOKUP(1,-LEFT(LC6125,ROW($1:$80)))),0,-LOOKUP(1,-LEFT(LC6125,ROW($1:$80)))))","v":""},{"$f":"IF(OR(ISBLANK(LD100),LD6125=\"\"),\"\",IF(ISERROR(-LOOKUP(1,-LEFT(LD6125,ROW($1:$80)))),0,-LOOKUP(1,-LEFT(LD6125,ROW($1:$80)))))","v":""},{"$f":"IF(OR(ISBLANK(LE100),LE6125=\"\"),\"\",IF(ISERROR(-LOOKUP(1,-LEFT(LE6125,ROW($1:$80)))),0,-LOOKUP(1,-LEFT(LE6125,ROW($1:$80)))))","v":""},{"$f":"IF(OR(ISBLANK(LF100),LF6125=\"\"),\"\",IF(ISERROR(-LOOKUP(1,-LEFT(LF6125,ROW($1:$80)))),0,-LOOKUP(1,-LEFT(LF6125,ROW($1:$80)))))","v":""},{"$f":"IF(OR(ISBLANK(LG100),LG6125=\"\"),\"\",IF(ISERROR(-LOOKUP(1,-LEFT(LG6125,ROW($1:$80)))),0,-LOOKUP(1,-LEFT(LG6125,ROW($1:$80)))))","v":""},{"$f":"IF(OR(ISBLANK(LH100),LH6125=\"\"),\"\",IF(ISERROR(-LOOKUP(1,-LEFT(LH6125,ROW($1:$80)))),0,-LOOKUP(1,-LEFT(LH6125,ROW($1:$80)))))","v":""},{"$f":"IF(OR(ISBLANK(LI100),LI6125=\"\"),\"\",IF(ISERROR(-LOOKUP(1,-LEFT(LI6125,ROW($1:$80)))),0,-LOOKUP(1,-LEFT(LI6125,ROW($1:$80)))))","v":""},{"$f":"IF(OR(ISBLANK(LJ100),LJ6125=\"\"),\"\",IF(ISERROR(-LOOKUP(1,-LEFT(LJ6125,ROW($1:$80)))),0,-LOOKUP(1,-LEFT(LJ6125,ROW($1:$80)))))","v":""},{"$f":"IF(OR(ISBLANK(LK100),LK6125=\"\"),\"\",IF(ISERROR(-LOOKUP(1,-LEFT(LK6125,ROW($1:$80)))),0,-LOOKUP(1,-LEFT(LK6125,ROW($1:$80)))))","v":""},{"$f":"IF(OR(ISBLANK(LL100),LL6125=\"\"),\"\",IF(ISERROR(-LOOKUP(1,-LEFT(LL6125,ROW($1:$80)))),0,-LOOKUP(1,-LEFT(LL6125,ROW($1:$80)))))","v":""},{"$f":"IF(OR(ISBLANK(LM100),LM6125=\"\"),\"\",IF(ISERROR(-LOOKUP(1,-LEFT(LM6125,ROW($1:$80)))),0,-LOOKUP(1,-LEFT(LM6125,ROW($1:$80)))))","v":""},{"$f":"IF(OR(ISBLANK(LN100),LN6125=\"\"),\"\",IF(ISERROR(-LOOKUP(1,-LEFT(LN6125,ROW($1:$80)))),0,-LOOKUP(1,-LEFT(LN6125,ROW($1:$80)))))","v":""},{"$f":"IF(OR(ISBLANK(LO100),LO6125=\"\"),\"\",IF(ISERROR(-LOOKUP(1,-LEFT(LO6125,ROW($1:$80)))),0,-LOOKUP(1,-LEFT(LO6125,ROW($1:$80)))))","v":""},{"$f":"IF(OR(ISBLANK(LP100),LP6125=\"\"),\"\",IF(ISERROR(-LOOKUP(1,-LEFT(LP6125,ROW($1:$80)))),0,-LOOKUP(1,-LEFT(LP6125,ROW($1:$80)))))","v":""},{"$f":"IF(OR(ISBLANK(LQ100),LQ6125=\"\"),\"\",IF(ISERROR(-LOOKUP(1,-LEFT(LQ6125,ROW($1:$80)))),0,-LOOKUP(1,-LEFT(LQ6125,ROW($1:$80)))))","v":""},{"$f":"IF(OR(ISBLANK(LR100),LR6125=\"\"),\"\",IF(ISERROR(-LOOKUP(1,-LEFT(LR6125,ROW($1:$80)))),0,-LOOKUP(1,-LEFT(LR6125,ROW($1:$80)))))","v":""},{"$f":"IF(OR(ISBLANK(LS100),LS6125=\"\"),\"\",IF(ISERROR(-LOOKUP(1,-LEFT(LS6125,ROW($1:$80)))),0,-LOOKUP(1,-LEFT(LS6125,ROW($1:$80)))))","v":""},{"$f":"IF(OR(ISBLANK(LT100),LT6125=\"\"),\"\",IF(ISERROR(-LOOKUP(1,-LEFT(LT6125,ROW($1:$80)))),0,-LOOKUP(1,-LEFT(LT6125,ROW($1:$80)))))","v":""},{"$f":"IF(OR(ISBLANK(LU100),LU6125=\"\"),\"\",IF(ISERROR(-LOOKUP(1,-LEFT(LU6125,ROW($1:$80)))),0,-LOOKUP(1,-LEFT(LU6125,ROW($1:$80)))))","v":""},{"$f":"IF(OR(ISBLANK(LV100),LV6125=\"\"),\"\",IF(ISERROR(-LOOKUP(1,-LEFT(LV6125,ROW($1:$80)))),0,-LOOKUP(1,-LEFT(LV6125,ROW($1:$80)))))","v":""},{"$f":"IF(OR(ISBLANK(LW100),LW6125=\"\"),\"\",IF(ISERROR(-LOOKUP(1,-LEFT(LW6125,ROW($1:$80)))),0,-LOOKUP(1,-LEFT(LW6125,ROW($1:$80)))))","v":""},{"$f":"IF(OR(ISBLANK(LX100),LX6125=\"\"),\"\",IF(ISERROR(-LOOKUP(1,-LEFT(LX6125,ROW($1:$80)))),0,-LOOKUP(1,-LEFT(LX6125,ROW($1:$80)))))","v":""},{"$f":"IF(OR(ISBLANK(LY100),LY6125=\"\"),\"\",IF(ISERROR(-LOOKUP(1,-LEFT(LY6125,ROW($1:$80)))),0,-LOOKUP(1,-LEFT(LY6125,ROW($1:$80)))))","v":""},{"$f":"IF(OR(ISBLANK(LZ100),LZ6125=\"\"),\"\",IF(ISERROR(-LOOKUP(1,-LEFT(LZ6125,ROW($1:$80)))),0,-LOOKUP(1,-LEFT(LZ6125,ROW($1:$80)))))","v":""},{"$f":"IF(OR(ISBLANK(MA100),MA6125=\"\"),\"\",IF(ISERROR(-LOOKUP(1,-LEFT(MA6125,ROW($1:$80)))),0,-LOOKUP(1,-LEFT(MA6125,ROW($1:$80)))))","v":""},{"$f":"IF(OR(ISBLANK(MB100),MB6125=\"\"),\"\",IF(ISERROR(-LOOKUP(1,-LEFT(MB6125,ROW($1:$80)))),0,-LOOKUP(1,-LEFT(MB6125,ROW($1:$80)))))","v":""},{"$f":"IF(OR(ISBLANK(MC100),MC6125=\"\"),\"\",IF(ISERROR(-LOOKUP(1,-LEFT(MC6125,ROW($1:$80)))),0,-LOOKUP(1,-LEFT(MC6125,ROW($1:$80)))))","v":""},{"$f":"IF(OR(ISBLANK(MD100),MD6125=\"\"),\"\",IF(ISERROR(-LOOKUP(1,-LEFT(MD6125,ROW($1:$80)))),0,-LOOKUP(1,-LEFT(MD6125,ROW($1:$80)))))","v":""},{"$f":"IF(OR(ISBLANK(ME100),ME6125=\"\"),\"\",IF(ISERROR(-LOOKUP(1,-LEFT(ME6125,ROW($1:$80)))),0,-LOOKUP(1,-LEFT(ME6125,ROW($1:$80)))))","v":""},{"$f":"IF(OR(ISBLANK(MF100),MF6125=\"\"),\"\",IF(ISERROR(-LOOKUP(1,-LEFT(MF6125,ROW($1:$80)))),0,-LOOKUP(1,-LEFT(MF6125,ROW($1:$80)))))","v":""},{"$f":"IF(OR(ISBLANK(MG100),MG6125=\"\"),\"\",IF(ISERROR(-LOOKUP(1,-LEFT(MG6125,ROW($1:$80)))),0,-LOOKUP(1,-LEFT(MG6125,ROW($1:$80)))))","v":""},{"$f":"IF(OR(ISBLANK(MH100),MH6125=\"\"),\"\",IF(ISERROR(-LOOKUP(1,-LEFT(MH6125,ROW($1:$80)))),0,-LOOKUP(1,-LEFT(MH6125,ROW($1:$80)))))","v":""},{"$f":"IF(OR(ISBLANK(MI100),MI6125=\"\"),\"\",IF(ISERROR(-LOOKUP(1,-LEFT(MI6125,ROW($1:$80)))),0,-LOOKUP(1,-LEFT(MI6125,ROW($1:$80)))))","v":""},{"$f":"IF(OR(ISBLANK(MJ100),MJ6125=\"\"),\"\",IF(ISERROR(-LOOKUP(1,-LEFT(MJ6125,ROW($1:$80)))),0,-LOOKUP(1,-LEFT(MJ6125,ROW($1:$80)))))","v":""},{"$f":"IF(OR(ISBLANK(MK100),MK6125=\"\"),\"\",IF(ISERROR(-LOOKUP(1,-LEFT(MK6125,ROW($1:$80)))),0,-LOOKUP(1,-LEFT(MK6125,ROW($1:$80)))))","v":""},{"$f":"IF(OR(ISBLANK(ML100),ML6125=\"\"),\"\",IF(ISERROR(-LOOKUP(1,-LEFT(ML6125,ROW($1:$80)))),0,-LOOKUP(1,-LEFT(ML6125,ROW($1:$80)))))","v":""},{"$f":"IF(OR(ISBLANK(MM100),MM6125=\"\"),\"\",IF(ISERROR(-LOOKUP(1,-LEFT(MM6125,ROW($1:$80)))),0,-LOOKUP(1,-LEFT(MM6125,ROW($1:$80)))))","v":""},{"$f":"IF(OR(ISBLANK(MN100),MN6125=\"\"),\"\",IF(ISERROR(-LOOKUP(1,-LEFT(MN6125,ROW($1:$80)))),0,-LOOKUP(1,-LEFT(MN6125,ROW($1:$80)))))","v":""},{"$f":"IF(OR(ISBLANK(MO100),MO6125=\"\"),\"\",IF(ISERROR(-LOOKUP(1,-LEFT(MO6125,ROW($1:$80)))),0,-LOOKUP(1,-LEFT(MO6125,ROW($1:$80)))))","v":""},{"$f":"IF(OR(ISBLANK(MP100),MP6125=\"\"),\"\",IF(ISERROR(-LOOKUP(1,-LEFT(MP6125,ROW($1:$80)))),0,-LOOKUP(1,-LEFT(MP6125,ROW($1:$80)))))","v":""},{"$f":"IF(OR(ISBLANK(MQ100),MQ6125=\"\"),\"\",IF(ISERROR(-LOOKUP(1,-LEFT(MQ6125,ROW($1:$80)))),0,-LOOKUP(1,-LEFT(MQ6125,ROW($1:$80)))))","v":""},{"$f":"IF(OR(ISBLANK(MR100),MR6125=\"\"),\"\",IF(ISERROR(-LOOKUP(1,-LEFT(MR6125,ROW($1:$80)))),0,-LOOKUP(1,-LEFT(MR6125,ROW($1:$80)))))","v":""},{"$f":"IF(OR(ISBLANK(MS100),MS6125=\"\"),\"\",IF(ISERROR(-LOOKUP(1,-LEFT(MS6125,ROW($1:$80)))),0,-LOOKUP(1,-LEFT(MS6125,ROW($1:$80)))))","v":""},{"$f":"IF(OR(ISBLANK(MT100),MT6125=\"\"),\"\",IF(ISERROR(-LOOKUP(1,-LEFT(MT6125,ROW($1:$80)))),0,-LOOKUP(1,-LEFT(MT6125,ROW($1:$80)))))","v":""},{"$f":"IF(OR(ISBLANK(MU100),MU6125=\"\"),\"\",IF(ISERROR(-LOOKUP(1,-LEFT(MU6125,ROW($1:$80)))),0,-LOOKUP(1,-LEFT(MU6125,ROW($1:$80)))))","v":""},{"$f":"IF(OR(ISBLANK(MV100),MV6125=\"\"),\"\",IF(ISERROR(-LOOKUP(1,-LEFT(MV6125,ROW($1:$80)))),0,-LOOKUP(1,-LEFT(MV6125,ROW($1:$80)))))","v":""},{"$f":"IF(OR(ISBLANK(MW100),MW6125=\"\"),\"\",IF(ISERROR(-LOOKUP(1,-LEFT(MW6125,ROW($1:$80)))),0,-LOOKUP(1,-LEFT(MW6125,ROW($1:$80)))))","v":""},{"$f":"IF(OR(ISBLANK(MX100),MX6125=\"\"),\"\",IF(ISERROR(-LOOKUP(1,-LEFT(MX6125,ROW($1:$80)))),0,-LOOKUP(1,-LEFT(MX6125,ROW($1:$80)))))","v":""},{"$f":"IF(OR(ISBLANK(MY100),MY6125=\"\"),\"\",IF(ISERROR(-LOOKUP(1,-LEFT(MY6125,ROW($1:$80)))),0,-LOOKUP(1,-LEFT(MY6125,ROW($1:$80)))))","v":""},{"$f":"IF(OR(ISBLANK(MZ100),MZ6125=\"\"),\"\",IF(ISERROR(-LOOKUP(1,-LEFT(MZ6125,ROW($1:$80)))),0,-LOOKUP(1,-LEFT(MZ6125,ROW($1:$80)))))","v":""},{"$f":"IF(OR(ISBLANK(NA100),NA6125=\"\"),\"\",IF(ISERROR(-LOOKUP(1,-LEFT(NA6125,ROW($1:$80)))),0,-LOOKUP(1,-LEFT(NA6125,ROW($1:$80)))))","v":""},{"$f":"IF(OR(ISBLANK(NB100),NB6125=\"\"),\"\",IF(ISERROR(-LOOKUP(1,-LEFT(NB6125,ROW($1:$80)))),0,-LOOKUP(1,-LEFT(NB6125,ROW($1:$80)))))","v":""},{"$f":"IF(OR(ISBLANK(NC100),NC6125=\"\"),\"\",IF(ISERROR(-LOOKUP(1,-LEFT(NC6125,ROW($1:$80)))),0,-LOOKUP(1,-LEFT(NC6125,ROW($1:$80)))))","v":""},{"$f":"IF(OR(ISBLANK(ND100),ND6125=\"\"),\"\",IF(ISERROR(-LOOKUP(1,-LEFT(ND6125,ROW($1:$80)))),0,-LOOKUP(1,-LEFT(ND6125,ROW($1:$80)))))","v":""},{"$f":"IF(OR(ISBLANK(NE100),NE6125=\"\"),\"\",IF(ISERROR(-LOOKUP(1,-LEFT(NE6125,ROW($1:$80)))),0,-LOOKUP(1,-LEFT(NE6125,ROW($1:$80)))))","v":""},{"$f":"IF(OR(ISBLANK(NF100),NF6125=\"\"),\"\",IF(ISERROR(-LOOKUP(1,-LEFT(NF6125,ROW($1:$80)))),0,-LOOKUP(1,-LEFT(NF6125,ROW($1:$80)))))","v":""},{"$f":"IF(OR(ISBLANK(NG100),NG6125=\"\"),\"\",IF(ISERROR(-LOOKUP(1,-LEFT(NG6125,ROW($1:$80)))),0,-LOOKUP(1,-LEFT(NG6125,ROW($1:$80)))))","v":""},{"$f":"IF(OR(ISBLANK(NH100),NH6125=\"\"),\"\",IF(ISERROR(-LOOKUP(1,-LEFT(NH6125,ROW($1:$80)))),0,-LOOKUP(1,-LEFT(NH6125,ROW($1:$80)))))","v":""},{"$f":"IF(OR(ISBLANK(NI100),NI6125=\"\"),\"\",IF(ISERROR(-LOOKUP(1,-LEFT(NI6125,ROW($1:$80)))),0,-LOOKUP(1,-LEFT(NI6125,ROW($1:$80)))))","v":""},{"$f":"IF(OR(ISBLANK(NJ100),NJ6125=\"\"),\"\",IF(ISERROR(-LOOKUP(1,-LEFT(NJ6125,ROW($1:$80)))),0,-LOOKUP(1,-LEFT(NJ6125,ROW($1:$80)))))","v":""},{"$f":"IF(OR(ISBLANK(NK100),NK6125=\"\"),\"\",IF(ISERROR(-LOOKUP(1,-LEFT(NK6125,ROW($1:$80)))),0,-LOOKUP(1,-LEFT(NK6125,ROW($1:$80)))))","v":""},{"$f":"IF(OR(ISBLANK(NL100),NL6125=\"\"),\"\",IF(ISERROR(-LOOKUP(1,-LEFT(NL6125,ROW($1:$80)))),0,-LOOKUP(1,-LEFT(NL6125,ROW($1:$80)))))","v":""},{"$f":"IF(OR(ISBLANK(NM100),NM6125=\"\"),\"\",IF(ISERROR(-LOOKUP(1,-LEFT(NM6125,ROW($1:$80)))),0,-LOOKUP(1,-LEFT(NM6125,ROW($1:$80)))))","v":""},{"$f":"IF(OR(ISBLANK(NN100),NN6125=\"\"),\"\",IF(ISERROR(-LOOKUP(1,-LEFT(NN6125,ROW($1:$80)))),0,-LOOKUP(1,-LEFT(NN6125,ROW($1:$80)))))","v":""},{"$f":"IF(OR(ISBLANK(NO100),NO6125=\"\"),\"\",IF(ISERROR(-LOOKUP(1,-LEFT(NO6125,ROW($1:$80)))),0,-LOOKUP(1,-LEFT(NO6125,ROW($1:$80)))))","v":""},{"$f":"IF(OR(ISBLANK(NP100),NP6125=\"\"),\"\",IF(ISERROR(-LOOKUP(1,-LEFT(NP6125,ROW($1:$80)))),0,-LOOKUP(1,-LEFT(NP6125,ROW($1:$80)))))","v":""},{"$f":"IF(OR(ISBLANK(NQ100),NQ6125=\"\"),\"\",IF(ISERROR(-LOOKUP(1,-LEFT(NQ6125,ROW($1:$80)))),0,-LOOKUP(1,-LEFT(NQ6125,ROW($1:$80)))))","v":""},{"$f":"IF(OR(ISBLANK(NR100),NR6125=\"\"),\"\",IF(ISERROR(-LOOKUP(1,-LEFT(NR6125,ROW($1:$80)))),0,-LOOKUP(1,-LEFT(NR6125,ROW($1:$80)))))","v":""},{"$f":"IF(OR(ISBLANK(NS100),NS6125=\"\"),\"\",IF(ISERROR(-LOOKUP(1,-LEFT(NS6125,ROW($1:$80)))),0,-LOOKUP(1,-LEFT(NS6125,ROW($1:$80)))))","v":""},{"$f":"IF(OR(ISBLANK(NT100),NT6125=\"\"),\"\",IF(ISERROR(-LOOKUP(1,-LEFT(NT6125,ROW($1:$80)))),0,-LOOKUP(1,-LEFT(NT6125,ROW($1:$80)))))","v":""},{"$f":"IF(OR(ISBLANK(NU100),NU6125=\"\"),\"\",IF(ISERROR(-LOOKUP(1,-LEFT(NU6125,ROW($1:$80)))),0,-LOOKUP(1,-LEFT(NU6125,ROW($1:$80)))))","v":""},{"$f":"IF(OR(ISBLANK(NV100),NV6125=\"\"),\"\",IF(ISERROR(-LOOKUP(1,-LEFT(NV6125,ROW($1:$80)))),0,-LOOKUP(1,-LEFT(NV6125,ROW($1:$80)))))","v":""},{"$f":"IF(OR(ISBLANK(NW100),NW6125=\"\"),\"\",IF(ISERROR(-LOOKUP(1,-LEFT(NW6125,ROW($1:$80)))),0,-LOOKUP(1,-LEFT(NW6125,ROW($1:$80)))))","v":""},{"$f":"IF(OR(ISBLANK(NX100),NX6125=\"\"),\"\",IF(ISERROR(-LOOKUP(1,-LEFT(NX6125,ROW($1:$80)))),0,-LOOKUP(1,-LEFT(NX6125,ROW($1:$80)))))","v":""},{"$f":"IF(OR(ISBLANK(NY100),NY6125=\"\"),\"\",IF(ISERROR(-LOOKUP(1,-LEFT(NY6125,ROW($1:$80)))),0,-LOOKUP(1,-LEFT(NY6125,ROW($1:$80)))))","v":""},{"$f":"IF(OR(ISBLANK(NZ100),NZ6125=\"\"),\"\",IF(ISERROR(-LOOKUP(1,-LEFT(NZ6125,ROW($1:$80)))),0,-LOOKUP(1,-LEFT(NZ6125,ROW($1:$80)))))","v":""},{"$f":"IF(OR(ISBLANK(OA100),OA6125=\"\"),\"\",IF(ISERROR(-LOOKUP(1,-LEFT(OA6125,ROW($1:$80)))),0,-LOOKUP(1,-LEFT(OA6125,ROW($1:$80)))))","v":""},{"$f":"IF(OR(ISBLANK(OB100),OB6125=\"\"),\"\",IF(ISERROR(-LOOKUP(1,-LEFT(OB6125,ROW($1:$80)))),0,-LOOKUP(1,-LEFT(OB6125,ROW($1:$80)))))","v":""},{"$f":"IF(OR(ISBLANK(OC100),OC6125=\"\"),\"\",IF(ISERROR(-LOOKUP(1,-LEFT(OC6125,ROW($1:$80)))),0,-LOOKUP(1,-LEFT(OC6125,ROW($1:$80)))))","v":""},{"$f":"IF(OR(ISBLANK(OD100),OD6125=\"\"),\"\",IF(ISERROR(-LOOKUP(1,-LEFT(OD6125,ROW($1:$80)))),0,-LOOKUP(1,-LEFT(OD6125,ROW($1:$80)))))","v":""},{"$f":"IF(OR(ISBLANK(OE100),OE6125=\"\"),\"\",IF(ISERROR(-LOOKUP(1,-LEFT(OE6125,ROW($1:$80)))),0,-LOOKUP(1,-LEFT(OE6125,ROW($1:$80)))))","v":""},{"$f":"IF(OR(ISBLANK(OF100),OF6125=\"\"),\"\",IF(ISERROR(-LOOKUP(1,-LEFT(OF6125,ROW($1:$80)))),0,-LOOKUP(1,-LEFT(OF6125,ROW($1:$80)))))","v":""},{"$f":"IF(OR(ISBLANK(OG100),OG6125=\"\"),\"\",IF(ISERROR(-LOOKUP(1,-LEFT(OG6125,ROW($1:$80)))),0,-LOOKUP(1,-LEFT(OG6125,ROW($1:$80)))))","v":""},{"$f":"IF(OR(ISBLANK(OH100),OH6125=\"\"),\"\",IF(ISERROR(-LOOKUP(1,-LEFT(OH6125,ROW($1:$80)))),0,-LOOKUP(1,-LEFT(OH6125,ROW($1:$80)))))","v":""},{"$f":"IF(OR(ISBLANK(OI100),OI6125=\"\"),\"\",IF(ISERROR(-LOOKUP(1,-LEFT(OI6125,ROW($1:$80)))),0,-LOOKUP(1,-LEFT(OI6125,ROW($1:$80)))))","v":""},{"$f":"IF(OR(ISBLANK(OJ100),OJ6125=\"\"),\"\",IF(ISERROR(-LOOKUP(1,-LEFT(OJ6125,ROW($1:$80)))),0,-LOOKUP(1,-LEFT(OJ6125,ROW($1:$80)))))","v":""},{"$f":"IF(OR(ISBLANK(OK100),OK6125=\"\"),\"\",IF(ISERROR(-LOOKUP(1,-LEFT(OK6125,ROW($1:$80)))),0,-LOOKUP(1,-LEFT(OK6125,ROW($1:$80)))))","v":""},{"$f":"IF(OR(ISBLANK(OL100),OL6125=\"\"),\"\",IF(ISERROR(-LOOKUP(1,-LEFT(OL6125,ROW($1:$80)))),0,-LOOKUP(1,-LEFT(OL6125,ROW($1:$80)))))","v":""},{"$f":"IF(OR(ISBLANK(OM100),OM6125=\"\"),\"\",IF(ISERROR(-LOOKUP(1,-LEFT(OM6125,ROW($1:$80)))),0,-LOOKUP(1,-LEFT(OM6125,ROW($1:$80)))))","v":""},{"$f":"IF(OR(ISBLANK(ON100),ON6125=\"\"),\"\",IF(ISERROR(-LOOKUP(1,-LEFT(ON6125,ROW($1:$80)))),0,-LOOKUP(1,-LEFT(ON6125,ROW($1:$80)))))","v":""},{"$f":"IF(OR(ISBLANK(OO100),OO6125=\"\"),\"\",IF(ISERROR(-LOOKUP(1,-LEFT(OO6125,ROW($1:$80)))),0,-LOOKUP(1,-LEFT(OO6125,ROW($1:$80)))))","v":""},{"$f":"IF(OR(ISBLANK(OP100),OP6125=\"\"),\"\",IF(ISERROR(-LOOKUP(1,-LEFT(OP6125,ROW($1:$80)))),0,-LOOKUP(1,-LEFT(OP6125,ROW($1:$80)))))","v":""},{"$f":"IF(OR(ISBLANK(OQ100),OQ6125=\"\"),\"\",IF(ISERROR(-LOOKUP(1,-LEFT(OQ6125,ROW($1:$80)))),0,-LOOKUP(1,-LEFT(OQ6125,ROW($1:$80)))))","v":""}]
[null,null,"ガス消費量","[MJ]",null,null,{"$f":"IF(OR(E$6<>$D$6009,COUNTBLANK(H77)=1),\"\",G6158)","v":""},{"$f":"IF(OR(ISBLANK(H100),H6126=\"\"),\"\",IF(ISERROR(-LOOKUP(1,-LEFT(H6126,ROW($1:$80)))),0,-LOOKUP(1,-LEFT(H6126,ROW($1:$80)))))","v":""},{"$f":"IF(OR(ISBLANK(I100),I6126=\"\"),\"\",IF(ISERROR(-LOOKUP(1,-LEFT(I6126,ROW($1:$80)))),0,-LOOKUP(1,-LEFT(I6126,ROW($1:$80)))))","v":""},{"$f":"IF(OR(ISBLANK(J100),J6126=\"\"),\"\",IF(ISERROR(-LOOKUP(1,-LEFT(J6126,ROW($1:$80)))),0,-LOOKUP(1,-LEFT(J6126,ROW($1:$80)))))","v":""},{"$f":"IF(OR(ISBLANK(K100),K6126=\"\"),\"\",IF(ISERROR(-LOOKUP(1,-LEFT(K6126,ROW($1:$80)))),0,-LOOKUP(1,-LEFT(K6126,ROW($1:$80)))))","v":""},{"$f":"IF(OR(ISBLANK(L100),L6126=\"\"),\"\",IF(ISERROR(-LOOKUP(1,-LEFT(L6126,ROW($1:$80)))),0,-LOOKUP(1,-LEFT(L6126,ROW($1:$80)))))","v":""},{"$f":"IF(OR(ISBLANK(M100),M6126=\"\"),\"\",IF(ISERROR(-LOOKUP(1,-LEFT(M6126,ROW($1:$80)))),0,-LOOKUP(1,-LEFT(M6126,ROW($1:$80)))))","v":""},{"$f":"IF(OR(ISBLANK(N100),N6126=\"\"),\"\",IF(ISERROR(-LOOKUP(1,-LEFT(N6126,ROW($1:$80)))),0,-LOOKUP(1,-LEFT(N6126,ROW($1:$80)))))","v":""},{"$f":"IF(OR(ISBLANK(O100),O6126=\"\"),\"\",IF(ISERROR(-LOOKUP(1,-LEFT(O6126,ROW($1:$80)))),0,-LOOKUP(1,-LEFT(O6126,ROW($1:$80)))))","v":""},{"$f":"IF(OR(ISBLANK(P100),P6126=\"\"),\"\",IF(ISERROR(-LOOKUP(1,-LEFT(P6126,ROW($1:$80)))),0,-LOOKUP(1,-LEFT(P6126,ROW($1:$80)))))","v":""},{"$f":"IF(OR(ISBLANK(Q100),Q6126=\"\"),\"\",IF(ISERROR(-LOOKUP(1,-LEFT(Q6126,ROW($1:$80)))),0,-LOOKUP(1,-LEFT(Q6126,ROW($1:$80)))))","v":""},{"$f":"IF(OR(ISBLANK(R100),R6126=\"\"),\"\",IF(ISERROR(-LOOKUP(1,-LEFT(R6126,ROW($1:$80)))),0,-LOOKUP(1,-LEFT(R6126,ROW($1:$80)))))","v":""},{"$f":"IF(OR(ISBLANK(S100),S6126=\"\"),\"\",IF(ISERROR(-LOOKUP(1,-LEFT(S6126,ROW($1:$80)))),0,-LOOKUP(1,-LEFT(S6126,ROW($1:$80)))))","v":""},{"$f":"IF(OR(ISBLANK(T100),T6126=\"\"),\"\",IF(ISERROR(-LOOKUP(1,-LEFT(T6126,ROW($1:$80)))),0,-LOOKUP(1,-LEFT(T6126,ROW($1:$80)))))","v":""},{"$f":"IF(OR(ISBLANK(U100),U6126=\"\"),\"\",IF(ISERROR(-LOOKUP(1,-LEFT(U6126,ROW($1:$80)))),0,-LOOKUP(1,-LEFT(U6126,ROW($1:$80)))))","v":""},{"$f":"IF(OR(ISBLANK(V100),V6126=\"\"),\"\",IF(ISERROR(-LOOKUP(1,-LEFT(V6126,ROW($1:$80)))),0,-LOOKUP(1,-LEFT(V6126,ROW($1:$80)))))","v":""},{"$f":"IF(OR(ISBLANK(W100),W6126=\"\"),\"\",IF(ISERROR(-LOOKUP(1,-LEFT(W6126,ROW($1:$80)))),0,-LOOKUP(1,-LEFT(W6126,ROW($1:$80)))))","v":""},{"$f":"IF(OR(ISBLANK(X100),X6126=\"\"),\"\",IF(ISERROR(-LOOKUP(1,-LEFT(X6126,ROW($1:$80)))),0,-LOOKUP(1,-LEFT(X6126,ROW($1:$80)))))","v":""},{"$f":"IF(OR(ISBLANK(Y100),Y6126=\"\"),\"\",IF(ISERROR(-LOOKUP(1,-LEFT(Y6126,ROW($1:$80)))),0,-LOOKUP(1,-LEFT(Y6126,ROW($1:$80)))))","v":""},{"$f":"IF(OR(ISBLANK(Z100),Z6126=\"\"),\"\",IF(ISERROR(-LOOKUP(1,-LEFT(Z6126,ROW($1:$80)))),0,-LOOKUP(1,-LEFT(Z6126,ROW($1:$80)))))","v":""},{"$f":"IF(OR(ISBLANK(AA100),AA6126=\"\"),\"\",IF(ISERROR(-LOOKUP(1,-LEFT(AA6126,ROW($1:$80)))),0,-LOOKUP(1,-LEFT(AA6126,ROW($1:$80)))))","v":""},{"$f":"IF(OR(ISBLANK(AB100),AB6126=\"\"),\"\",IF(ISERROR(-LOOKUP(1,-LEFT(AB6126,ROW($1:$80)))),0,-LOOKUP(1,-LEFT(AB6126,ROW($1:$80)))))","v":""},{"$f":"IF(OR(ISBLANK(AC100),AC6126=\"\"),\"\",IF(ISERROR(-LOOKUP(1,-LEFT(AC6126,ROW($1:$80)))),0,-LOOKUP(1,-LEFT(AC6126,ROW($1:$80)))))","v":""},{"$f":"IF(OR(ISBLANK(AD100),AD6126=\"\"),\"\",IF(ISERROR(-LOOKUP(1,-LEFT(AD6126,ROW($1:$80)))),0,-LOOKUP(1,-LEFT(AD6126,ROW($1:$80)))))","v":""},{"$f":"IF(OR(ISBLANK(AE100),AE6126=\"\"),\"\",IF(ISERROR(-LOOKUP(1,-LEFT(AE6126,ROW($1:$80)))),0,-LOOKUP(1,-LEFT(AE6126,ROW($1:$80)))))","v":""},{"$f":"IF(OR(ISBLANK(AF100),AF6126=\"\"),\"\",IF(ISERROR(-LOOKUP(1,-LEFT(AF6126,ROW($1:$80)))),0,-LOOKUP(1,-LEFT(AF6126,ROW($1:$80)))))","v":""},{"$f":"IF(OR(ISBLANK(AG100),AG6126=\"\"),\"\",IF(ISERROR(-LOOKUP(1,-LEFT(AG6126,ROW($1:$80)))),0,-LOOKUP(1,-LEFT(AG6126,ROW($1:$80)))))","v":""},{"$f":"IF(OR(ISBLANK(AH100),AH6126=\"\"),\"\",IF(ISERROR(-LOOKUP(1,-LEFT(AH6126,ROW($1:$80)))),0,-LOOKUP(1,-LEFT(AH6126,ROW($1:$80)))))","v":""},{"$f":"IF(OR(ISBLANK(AI100),AI6126=\"\"),\"\",IF(ISERROR(-LOOKUP(1,-LEFT(AI6126,ROW($1:$80)))),0,-LOOKUP(1,-LEFT(AI6126,ROW($1:$80)))))","v":""},{"$f":"IF(OR(ISBLANK(AJ100),AJ6126=\"\"),\"\",IF(ISERROR(-LOOKUP(1,-LEFT(AJ6126,ROW($1:$80)))),0,-LOOKUP(1,-LEFT(AJ6126,ROW($1:$80)))))","v":""},{"$f":"IF(OR(ISBLANK(AK100),AK6126=\"\"),\"\",IF(ISERROR(-LOOKUP(1,-LEFT(AK6126,ROW($1:$80)))),0,-LOOKUP(1,-LEFT(AK6126,ROW($1:$80)))))","v":""},{"$f":"IF(OR(ISBLANK(AL100),AL6126=\"\"),\"\",IF(ISERROR(-LOOKUP(1,-LEFT(AL6126,ROW($1:$80)))),0,-LOOKUP(1,-LEFT(AL6126,ROW($1:$80)))))","v":""},{"$f":"IF(OR(ISBLANK(AM100),AM6126=\"\"),\"\",IF(ISERROR(-LOOKUP(1,-LEFT(AM6126,ROW($1:$80)))),0,-LOOKUP(1,-LEFT(AM6126,ROW($1:$80)))))","v":""},{"$f":"IF(OR(ISBLANK(AN100),AN6126=\"\"),\"\",IF(ISERROR(-LOOKUP(1,-LEFT(AN6126,ROW($1:$80)))),0,-LOOKUP(1,-LEFT(AN6126,ROW($1:$80)))))","v":""},{"$f":"IF(OR(ISBLANK(AO100),AO6126=\"\"),\"\",IF(ISERROR(-LOOKUP(1,-LEFT(AO6126,ROW($1:$80)))),0,-LOOKUP(1,-LEFT(AO6126,ROW($1:$80)))))","v":""},{"$f":"IF(OR(ISBLANK(AP100),AP6126=\"\"),\"\",IF(ISERROR(-LOOKUP(1,-LEFT(AP6126,ROW($1:$80)))),0,-LOOKUP(1,-LEFT(AP6126,ROW($1:$80)))))","v":""},{"$f":"IF(OR(ISBLANK(AQ100),AQ6126=\"\"),\"\",IF(ISERROR(-LOOKUP(1,-LEFT(AQ6126,ROW($1:$80)))),0,-LOOKUP(1,-LEFT(AQ6126,ROW($1:$80)))))","v":""},{"$f":"IF(OR(ISBLANK(AR100),AR6126=\"\"),\"\",IF(ISERROR(-LOOKUP(1,-LEFT(AR6126,ROW($1:$80)))),0,-LOOKUP(1,-LEFT(AR6126,ROW($1:$80)))))","v":""},{"$f":"IF(OR(ISBLANK(AS100),AS6126=\"\"),\"\",IF(ISERROR(-LOOKUP(1,-LEFT(AS6126,ROW($1:$80)))),0,-LOOKUP(1,-LEFT(AS6126,ROW($1:$80)))))","v":""},{"$f":"IF(OR(ISBLANK(AT100),AT6126=\"\"),\"\",IF(ISERROR(-LOOKUP(1,-LEFT(AT6126,ROW($1:$80)))),0,-LOOKUP(1,-LEFT(AT6126,ROW($1:$80)))))","v":""},{"$f":"IF(OR(ISBLANK(AU100),AU6126=\"\"),\"\",IF(ISERROR(-LOOKUP(1,-LEFT(AU6126,ROW($1:$80)))),0,-LOOKUP(1,-LEFT(AU6126,ROW($1:$80)))))","v":""},{"$f":"IF(OR(ISBLANK(AV100),AV6126=\"\"),\"\",IF(ISERROR(-LOOKUP(1,-LEFT(AV6126,ROW($1:$80)))),0,-LOOKUP(1,-LEFT(AV6126,ROW($1:$80)))))","v":""},{"$f":"IF(OR(ISBLANK(AW100),AW6126=\"\"),\"\",IF(ISERROR(-LOOKUP(1,-LEFT(AW6126,ROW($1:$80)))),0,-LOOKUP(1,-LEFT(AW6126,ROW($1:$80)))))","v":""},{"$f":"IF(OR(ISBLANK(AX100),AX6126=\"\"),\"\",IF(ISERROR(-LOOKUP(1,-LEFT(AX6126,ROW($1:$80)))),0,-LOOKUP(1,-LEFT(AX6126,ROW($1:$80)))))","v":""},{"$f":"IF(OR(ISBLANK(AY100),AY6126=\"\"),\"\",IF(ISERROR(-LOOKUP(1,-LEFT(AY6126,ROW($1:$80)))),0,-LOOKUP(1,-LEFT(AY6126,ROW($1:$80)))))","v":""},{"$f":"IF(OR(ISBLANK(AZ100),AZ6126=\"\"),\"\",IF(ISERROR(-LOOKUP(1,-LEFT(AZ6126,ROW($1:$80)))),0,-LOOKUP(1,-LEFT(AZ6126,ROW($1:$80)))))","v":""},{"$f":"IF(OR(ISBLANK(BA100),BA6126=\"\"),\"\",IF(ISERROR(-LOOKUP(1,-LEFT(BA6126,ROW($1:$80)))),0,-LOOKUP(1,-LEFT(BA6126,ROW($1:$80)))))","v":""},{"$f":"IF(OR(ISBLANK(BB100),BB6126=\"\"),\"\",IF(ISERROR(-LOOKUP(1,-LEFT(BB6126,ROW($1:$80)))),0,-LOOKUP(1,-LEFT(BB6126,ROW($1:$80)))))","v":""},{"$f":"IF(OR(ISBLANK(BC100),BC6126=\"\"),\"\",IF(ISERROR(-LOOKUP(1,-LEFT(BC6126,ROW($1:$80)))),0,-LOOKUP(1,-LEFT(BC6126,ROW($1:$80)))))","v":""},{"$f":"IF(OR(ISBLANK(BD100),BD6126=\"\"),\"\",IF(ISERROR(-LOOKUP(1,-LEFT(BD6126,ROW($1:$80)))),0,-LOOKUP(1,-LEFT(BD6126,ROW($1:$80)))))","v":""},{"$f":"IF(OR(ISBLANK(BE100),BE6126=\"\"),\"\",IF(ISERROR(-LOOKUP(1,-LEFT(BE6126,ROW($1:$80)))),0,-LOOKUP(1,-LEFT(BE6126,ROW($1:$80)))))","v":""},{"$f":"IF(OR(ISBLANK(BF100),BF6126=\"\"),\"\",IF(ISERROR(-LOOKUP(1,-LEFT(BF6126,ROW($1:$80)))),0,-LOOKUP(1,-LEFT(BF6126,ROW($1:$80)))))","v":""},{"$f":"IF(OR(ISBLANK(BG100),BG6126=\"\"),\"\",IF(ISERROR(-LOOKUP(1,-LEFT(BG6126,ROW($1:$80)))),0,-LOOKUP(1,-LEFT(BG6126,ROW($1:$80)))))","v":""},{"$f":"IF(OR(ISBLANK(BH100),BH6126=\"\"),\"\",IF(ISERROR(-LOOKUP(1,-LEFT(BH6126,ROW($1:$80)))),0,-LOOKUP(1,-LEFT(BH6126,ROW($1:$80)))))","v":""},{"$f":"IF(OR(ISBLANK(BI100),BI6126=\"\"),\"\",IF(ISERROR(-LOOKUP(1,-LEFT(BI6126,ROW($1:$80)))),0,-LOOKUP(1,-LEFT(BI6126,ROW($1:$80)))))","v":""},{"$f":"IF(OR(ISBLANK(BJ100),BJ6126=\"\"),\"\",IF(ISERROR(-LOOKUP(1,-LEFT(BJ6126,ROW($1:$80)))),0,-LOOKUP(1,-LEFT(BJ6126,ROW($1:$80)))))","v":""},{"$f":"IF(OR(ISBLANK(BK100),BK6126=\"\"),\"\",IF(ISERROR(-LOOKUP(1,-LEFT(BK6126,ROW($1:$80)))),0,-LOOKUP(1,-LEFT(BK6126,ROW($1:$80)))))","v":""},{"$f":"IF(OR(ISBLANK(BL100),BL6126=\"\"),\"\",IF(ISERROR(-LOOKUP(1,-LEFT(BL6126,ROW($1:$80)))),0,-LOOKUP(1,-LEFT(BL6126,ROW($1:$80)))))","v":""},{"$f":"IF(OR(ISBLANK(BM100),BM6126=\"\"),\"\",IF(ISERROR(-LOOKUP(1,-LEFT(BM6126,ROW($1:$80)))),0,-LOOKUP(1,-LEFT(BM6126,ROW($1:$80)))))","v":""},{"$f":"IF(OR(ISBLANK(BN100),BN6126=\"\"),\"\",IF(ISERROR(-LOOKUP(1,-LEFT(BN6126,ROW($1:$80)))),0,-LOOKUP(1,-LEFT(BN6126,ROW($1:$80)))))","v":""},{"$f":"IF(OR(ISBLANK(BO100),BO6126=\"\"),\"\",IF(ISERROR(-LOOKUP(1,-LEFT(BO6126,ROW($1:$80)))),0,-LOOKUP(1,-LEFT(BO6126,ROW($1:$80)))))","v":""},{"$f":"IF(OR(ISBLANK(BP100),BP6126=\"\"),\"\",IF(ISERROR(-LOOKUP(1,-LEFT(BP6126,ROW($1:$80)))),0,-LOOKUP(1,-LEFT(BP6126,ROW($1:$80)))))","v":""},{"$f":"IF(OR(ISBLANK(BQ100),BQ6126=\"\"),\"\",IF(ISERROR(-LOOKUP(1,-LEFT(BQ6126,ROW($1:$80)))),0,-LOOKUP(1,-LEFT(BQ6126,ROW($1:$80)))))","v":""},{"$f":"IF(OR(ISBLANK(BR100),BR6126=\"\"),\"\",IF(ISERROR(-LOOKUP(1,-LEFT(BR6126,ROW($1:$80)))),0,-LOOKUP(1,-LEFT(BR6126,ROW($1:$80)))))","v":""},{"$f":"IF(OR(ISBLANK(BS100),BS6126=\"\"),\"\",IF(ISERROR(-LOOKUP(1,-LEFT(BS6126,ROW($1:$80)))),0,-LOOKUP(1,-LEFT(BS6126,ROW($1:$80)))))","v":""},{"$f":"IF(OR(ISBLANK(BT100),BT6126=\"\"),\"\",IF(ISERROR(-LOOKUP(1,-LEFT(BT6126,ROW($1:$80)))),0,-LOOKUP(1,-LEFT(BT6126,ROW($1:$80)))))","v":""},{"$f":"IF(OR(ISBLANK(BU100),BU6126=\"\"),\"\",IF(ISERROR(-LOOKUP(1,-LEFT(BU6126,ROW($1:$80)))),0,-LOOKUP(1,-LEFT(BU6126,ROW($1:$80)))))","v":""},{"$f":"IF(OR(ISBLANK(BV100),BV6126=\"\"),\"\",IF(ISERROR(-LOOKUP(1,-LEFT(BV6126,ROW($1:$80)))),0,-LOOKUP(1,-LEFT(BV6126,ROW($1:$80)))))","v":""},{"$f":"IF(OR(ISBLANK(BW100),BW6126=\"\"),\"\",IF(ISERROR(-LOOKUP(1,-LEFT(BW6126,ROW($1:$80)))),0,-LOOKUP(1,-LEFT(BW6126,ROW($1:$80)))))","v":""},{"$f":"IF(OR(ISBLANK(BX100),BX6126=\"\"),\"\",IF(ISERROR(-LOOKUP(1,-LEFT(BX6126,ROW($1:$80)))),0,-LOOKUP(1,-LEFT(BX6126,ROW($1:$80)))))","v":""},{"$f":"IF(OR(ISBLANK(BY100),BY6126=\"\"),\"\",IF(ISERROR(-LOOKUP(1,-LEFT(BY6126,ROW($1:$80)))),0,-LOOKUP(1,-LEFT(BY6126,ROW($1:$80)))))","v":""},{"$f":"IF(OR(ISBLANK(BZ100),BZ6126=\"\"),\"\",IF(ISERROR(-LOOKUP(1,-LEFT(BZ6126,ROW($1:$80)))),0,-LOOKUP(1,-LEFT(BZ6126,ROW($1:$80)))))","v":""},{"$f":"IF(OR(ISBLANK(CA100),CA6126=\"\"),\"\",IF(ISERROR(-LOOKUP(1,-LEFT(CA6126,ROW($1:$80)))),0,-LOOKUP(1,-LEFT(CA6126,ROW($1:$80)))))","v":""},{"$f":"IF(OR(ISBLANK(CB100),CB6126=\"\"),\"\",IF(ISERROR(-LOOKUP(1,-LEFT(CB6126,ROW($1:$80)))),0,-LOOKUP(1,-LEFT(CB6126,ROW($1:$80)))))","v":""},{"$f":"IF(OR(ISBLANK(CC100),CC6126=\"\"),\"\",IF(ISERROR(-LOOKUP(1,-LEFT(CC6126,ROW($1:$80)))),0,-LOOKUP(1,-LEFT(CC6126,ROW($1:$80)))))","v":""},{"$f":"IF(OR(ISBLANK(CD100),CD6126=\"\"),\"\",IF(ISERROR(-LOOKUP(1,-LEFT(CD6126,ROW($1:$80)))),0,-LOOKUP(1,-LEFT(CD6126,ROW($1:$80)))))","v":""},{"$f":"IF(OR(ISBLANK(CE100),CE6126=\"\"),\"\",IF(ISERROR(-LOOKUP(1,-LEFT(CE6126,ROW($1:$80)))),0,-LOOKUP(1,-LEFT(CE6126,ROW($1:$80)))))","v":""},{"$f":"IF(OR(ISBLANK(CF100),CF6126=\"\"),\"\",IF(ISERROR(-LOOKUP(1,-LEFT(CF6126,ROW($1:$80)))),0,-LOOKUP(1,-LEFT(CF6126,ROW($1:$80)))))","v":""},{"$f":"IF(OR(ISBLANK(CG100),CG6126=\"\"),\"\",IF(ISERROR(-LOOKUP(1,-LEFT(CG6126,ROW($1:$80)))),0,-LOOKUP(1,-LEFT(CG6126,ROW($1:$80)))))","v":""},{"$f":"IF(OR(ISBLANK(CH100),CH6126=\"\"),\"\",IF(ISERROR(-LOOKUP(1,-LEFT(CH6126,ROW($1:$80)))),0,-LOOKUP(1,-LEFT(CH6126,ROW($1:$80)))))","v":""},{"$f":"IF(OR(ISBLANK(CI100),CI6126=\"\"),\"\",IF(ISERROR(-LOOKUP(1,-LEFT(CI6126,ROW($1:$80)))),0,-LOOKUP(1,-LEFT(CI6126,ROW($1:$80)))))","v":""},{"$f":"IF(OR(ISBLANK(CJ100),CJ6126=\"\"),\"\",IF(ISERROR(-LOOKUP(1,-LEFT(CJ6126,ROW($1:$80)))),0,-LOOKUP(1,-LEFT(CJ6126,ROW($1:$80)))))","v":""},{"$f":"IF(OR(ISBLANK(CK100),CK6126=\"\"),\"\",IF(ISERROR(-LOOKUP(1,-LEFT(CK6126,ROW($1:$80)))),0,-LOOKUP(1,-LEFT(CK6126,ROW($1:$80)))))","v":""},{"$f":"IF(OR(ISBLANK(CL100),CL6126=\"\"),\"\",IF(ISERROR(-LOOKUP(1,-LEFT(CL6126,ROW($1:$80)))),0,-LOOKUP(1,-LEFT(CL6126,ROW($1:$80)))))","v":""},{"$f":"IF(OR(ISBLANK(CM100),CM6126=\"\"),\"\",IF(ISERROR(-LOOKUP(1,-LEFT(CM6126,ROW($1:$80)))),0,-LOOKUP(1,-LEFT(CM6126,ROW($1:$80)))))","v":""},{"$f":"IF(OR(ISBLANK(CN100),CN6126=\"\"),\"\",IF(ISERROR(-LOOKUP(1,-LEFT(CN6126,ROW($1:$80)))),0,-LOOKUP(1,-LEFT(CN6126,ROW($1:$80)))))","v":""},{"$f":"IF(OR(ISBLANK(CO100),CO6126=\"\"),\"\",IF(ISERROR(-LOOKUP(1,-LEFT(CO6126,ROW($1:$80)))),0,-LOOKUP(1,-LEFT(CO6126,ROW($1:$80)))))","v":""},{"$f":"IF(OR(ISBLANK(CP100),CP6126=\"\"),\"\",IF(ISERROR(-LOOKUP(1,-LEFT(CP6126,ROW($1:$80)))),0,-LOOKUP(1,-LEFT(CP6126,ROW($1:$80)))))","v":""},{"$f":"IF(OR(ISBLANK(CQ100),CQ6126=\"\"),\"\",IF(ISERROR(-LOOKUP(1,-LEFT(CQ6126,ROW($1:$80)))),0,-LOOKUP(1,-LEFT(CQ6126,ROW($1:$80)))))","v":""},{"$f":"IF(OR(ISBLANK(CR100),CR6126=\"\"),\"\",IF(ISERROR(-LOOKUP(1,-LEFT(CR6126,ROW($1:$80)))),0,-LOOKUP(1,-LEFT(CR6126,ROW($1:$80)))))","v":""},{"$f":"IF(OR(ISBLANK(CS100),CS6126=\"\"),\"\",IF(ISERROR(-LOOKUP(1,-LEFT(CS6126,ROW($1:$80)))),0,-LOOKUP(1,-LEFT(CS6126,ROW($1:$80)))))","v":""},{"$f":"IF(OR(ISBLANK(CT100),CT6126=\"\"),\"\",IF(ISERROR(-LOOKUP(1,-LEFT(CT6126,ROW($1:$80)))),0,-LOOKUP(1,-LEFT(CT6126,ROW($1:$80)))))","v":""},{"$f":"IF(OR(ISBLANK(CU100),CU6126=\"\"),\"\",IF(ISERROR(-LOOKUP(1,-LEFT(CU6126,ROW($1:$80)))),0,-LOOKUP(1,-LEFT(CU6126,ROW($1:$80)))))","v":""},{"$f":"IF(OR(ISBLANK(CV100),CV6126=\"\"),\"\",IF(ISERROR(-LOOKUP(1,-LEFT(CV6126,ROW($1:$80)))),0,-LOOKUP(1,-LEFT(CV6126,ROW($1:$80)))))","v":""},{"$f":"IF(OR(ISBLANK(CW100),CW6126=\"\"),\"\",IF(ISERROR(-LOOKUP(1,-LEFT(CW6126,ROW($1:$80)))),0,-LOOKUP(1,-LEFT(CW6126,ROW($1:$80)))))","v":""},{"$f":"IF(OR(ISBLANK(CX100),CX6126=\"\"),\"\",IF(ISERROR(-LOOKUP(1,-LEFT(CX6126,ROW($1:$80)))),0,-LOOKUP(1,-LEFT(CX6126,ROW($1:$80)))))","v":""},{"$f":"IF(OR(ISBLANK(CY100),CY6126=\"\"),\"\",IF(ISERROR(-LOOKUP(1,-LEFT(CY6126,ROW($1:$80)))),0,-LOOKUP(1,-LEFT(CY6126,ROW($1:$80)))))","v":""},{"$f":"IF(OR(ISBLANK(CZ100),CZ6126=\"\"),\"\",IF(ISERROR(-LOOKUP(1,-LEFT(CZ6126,ROW($1:$80)))),0,-LOOKUP(1,-LEFT(CZ6126,ROW($1:$80)))))","v":""},{"$f":"IF(OR(ISBLANK(DA100),DA6126=\"\"),\"\",IF(ISERROR(-LOOKUP(1,-LEFT(DA6126,ROW($1:$80)))),0,-LOOKUP(1,-LEFT(DA6126,ROW($1:$80)))))","v":""},{"$f":"IF(OR(ISBLANK(DB100),DB6126=\"\"),\"\",IF(ISERROR(-LOOKUP(1,-LEFT(DB6126,ROW($1:$80)))),0,-LOOKUP(1,-LEFT(DB6126,ROW($1:$80)))))","v":""},{"$f":"IF(OR(ISBLANK(DC100),DC6126=\"\"),\"\",IF(ISERROR(-LOOKUP(1,-LEFT(DC6126,ROW($1:$80)))),0,-LOOKUP(1,-LEFT(DC6126,ROW($1:$80)))))","v":""},{"$f":"IF(OR(ISBLANK(DD100),DD6126=\"\"),\"\",IF(ISERROR(-LOOKUP(1,-LEFT(DD6126,ROW($1:$80)))),0,-LOOKUP(1,-LEFT(DD6126,ROW($1:$80)))))","v":""},{"$f":"IF(OR(ISBLANK(DE100),DE6126=\"\"),\"\",IF(ISERROR(-LOOKUP(1,-LEFT(DE6126,ROW($1:$80)))),0,-LOOKUP(1,-LEFT(DE6126,ROW($1:$80)))))","v":""},{"$f":"IF(OR(ISBLANK(DF100),DF6126=\"\"),\"\",IF(ISERROR(-LOOKUP(1,-LEFT(DF6126,ROW($1:$80)))),0,-LOOKUP(1,-LEFT(DF6126,ROW($1:$80)))))","v":""},{"$f":"IF(OR(ISBLANK(DG100),DG6126=\"\"),\"\",IF(ISERROR(-LOOKUP(1,-LEFT(DG6126,ROW($1:$80)))),0,-LOOKUP(1,-LEFT(DG6126,ROW($1:$80)))))","v":""},{"$f":"IF(OR(ISBLANK(DH100),DH6126=\"\"),\"\",IF(ISERROR(-LOOKUP(1,-LEFT(DH6126,ROW($1:$80)))),0,-LOOKUP(1,-LEFT(DH6126,ROW($1:$80)))))","v":""},{"$f":"IF(OR(ISBLANK(DI100),DI6126=\"\"),\"\",IF(ISERROR(-LOOKUP(1,-LEFT(DI6126,ROW($1:$80)))),0,-LOOKUP(1,-LEFT(DI6126,ROW($1:$80)))))","v":""},{"$f":"IF(OR(ISBLANK(DJ100),DJ6126=\"\"),\"\",IF(ISERROR(-LOOKUP(1,-LEFT(DJ6126,ROW($1:$80)))),0,-LOOKUP(1,-LEFT(DJ6126,ROW($1:$80)))))","v":""},{"$f":"IF(OR(ISBLANK(DK100),DK6126=\"\"),\"\",IF(ISERROR(-LOOKUP(1,-LEFT(DK6126,ROW($1:$80)))),0,-LOOKUP(1,-LEFT(DK6126,ROW($1:$80)))))","v":""},{"$f":"IF(OR(ISBLANK(DL100),DL6126=\"\"),\"\",IF(ISERROR(-LOOKUP(1,-LEFT(DL6126,ROW($1:$80)))),0,-LOOKUP(1,-LEFT(DL6126,ROW($1:$80)))))","v":""},{"$f":"IF(OR(ISBLANK(DM100),DM6126=\"\"),\"\",IF(ISERROR(-LOOKUP(1,-LEFT(DM6126,ROW($1:$80)))),0,-LOOKUP(1,-LEFT(DM6126,ROW($1:$80)))))","v":""},{"$f":"IF(OR(ISBLANK(DN100),DN6126=\"\"),\"\",IF(ISERROR(-LOOKUP(1,-LEFT(DN6126,ROW($1:$80)))),0,-LOOKUP(1,-LEFT(DN6126,ROW($1:$80)))))","v":""},{"$f":"IF(OR(ISBLANK(DO100),DO6126=\"\"),\"\",IF(ISERROR(-LOOKUP(1,-LEFT(DO6126,ROW($1:$80)))),0,-LOOKUP(1,-LEFT(DO6126,ROW($1:$80)))))","v":""},{"$f":"IF(OR(ISBLANK(DP100),DP6126=\"\"),\"\",IF(ISERROR(-LOOKUP(1,-LEFT(DP6126,ROW($1:$80)))),0,-LOOKUP(1,-LEFT(DP6126,ROW($1:$80)))))","v":""},{"$f":"IF(OR(ISBLANK(DQ100),DQ6126=\"\"),\"\",IF(ISERROR(-LOOKUP(1,-LEFT(DQ6126,ROW($1:$80)))),0,-LOOKUP(1,-LEFT(DQ6126,ROW($1:$80)))))","v":""},{"$f":"IF(OR(ISBLANK(DR100),DR6126=\"\"),\"\",IF(ISERROR(-LOOKUP(1,-LEFT(DR6126,ROW($1:$80)))),0,-LOOKUP(1,-LEFT(DR6126,ROW($1:$80)))))","v":""},{"$f":"IF(OR(ISBLANK(DS100),DS6126=\"\"),\"\",IF(ISERROR(-LOOKUP(1,-LEFT(DS6126,ROW($1:$80)))),0,-LOOKUP(1,-LEFT(DS6126,ROW($1:$80)))))","v":""},{"$f":"IF(OR(ISBLANK(DT100),DT6126=\"\"),\"\",IF(ISERROR(-LOOKUP(1,-LEFT(DT6126,ROW($1:$80)))),0,-LOOKUP(1,-LEFT(DT6126,ROW($1:$80)))))","v":""},{"$f":"IF(OR(ISBLANK(DU100),DU6126=\"\"),\"\",IF(ISERROR(-LOOKUP(1,-LEFT(DU6126,ROW($1:$80)))),0,-LOOKUP(1,-LEFT(DU6126,ROW($1:$80)))))","v":""},{"$f":"IF(OR(ISBLANK(DV100),DV6126=\"\"),\"\",IF(ISERROR(-LOOKUP(1,-LEFT(DV6126,ROW($1:$80)))),0,-LOOKUP(1,-LEFT(DV6126,ROW($1:$80)))))","v":""},{"$f":"IF(OR(ISBLANK(DW100),DW6126=\"\"),\"\",IF(ISERROR(-LOOKUP(1,-LEFT(DW6126,ROW($1:$80)))),0,-LOOKUP(1,-LEFT(DW6126,ROW($1:$80)))))","v":""},{"$f":"IF(OR(ISBLANK(DX100),DX6126=\"\"),\"\",IF(ISERROR(-LOOKUP(1,-LEFT(DX6126,ROW($1:$80)))),0,-LOOKUP(1,-LEFT(DX6126,ROW($1:$80)))))","v":""},{"$f":"IF(OR(ISBLANK(DY100),DY6126=\"\"),\"\",IF(ISERROR(-LOOKUP(1,-LEFT(DY6126,ROW($1:$80)))),0,-LOOKUP(1,-LEFT(DY6126,ROW($1:$80)))))","v":""},{"$f":"IF(OR(ISBLANK(DZ100),DZ6126=\"\"),\"\",IF(ISERROR(-LOOKUP(1,-LEFT(DZ6126,ROW($1:$80)))),0,-LOOKUP(1,-LEFT(DZ6126,ROW($1:$80)))))","v":""},{"$f":"IF(OR(ISBLANK(EA100),EA6126=\"\"),\"\",IF(ISERROR(-LOOKUP(1,-LEFT(EA6126,ROW($1:$80)))),0,-LOOKUP(1,-LEFT(EA6126,ROW($1:$80)))))","v":""},{"$f":"IF(OR(ISBLANK(EB100),EB6126=\"\"),\"\",IF(ISERROR(-LOOKUP(1,-LEFT(EB6126,ROW($1:$80)))),0,-LOOKUP(1,-LEFT(EB6126,ROW($1:$80)))))","v":""},{"$f":"IF(OR(ISBLANK(EC100),EC6126=\"\"),\"\",IF(ISERROR(-LOOKUP(1,-LEFT(EC6126,ROW($1:$80)))),0,-LOOKUP(1,-LEFT(EC6126,ROW($1:$80)))))","v":""},{"$f":"IF(OR(ISBLANK(ED100),ED6126=\"\"),\"\",IF(ISERROR(-LOOKUP(1,-LEFT(ED6126,ROW($1:$80)))),0,-LOOKUP(1,-LEFT(ED6126,ROW($1:$80)))))","v":""},{"$f":"IF(OR(ISBLANK(EE100),EE6126=\"\"),\"\",IF(ISERROR(-LOOKUP(1,-LEFT(EE6126,ROW($1:$80)))),0,-LOOKUP(1,-LEFT(EE6126,ROW($1:$80)))))","v":""},{"$f":"IF(OR(ISBLANK(EF100),EF6126=\"\"),\"\",IF(ISERROR(-LOOKUP(1,-LEFT(EF6126,ROW($1:$80)))),0,-LOOKUP(1,-LEFT(EF6126,ROW($1:$80)))))","v":""},{"$f":"IF(OR(ISBLANK(EG100),EG6126=\"\"),\"\",IF(ISERROR(-LOOKUP(1,-LEFT(EG6126,ROW($1:$80)))),0,-LOOKUP(1,-LEFT(EG6126,ROW($1:$80)))))","v":""},{"$f":"IF(OR(ISBLANK(EH100),EH6126=\"\"),\"\",IF(ISERROR(-LOOKUP(1,-LEFT(EH6126,ROW($1:$80)))),0,-LOOKUP(1,-LEFT(EH6126,ROW($1:$80)))))","v":""},{"$f":"IF(OR(ISBLANK(EI100),EI6126=\"\"),\"\",IF(ISERROR(-LOOKUP(1,-LEFT(EI6126,ROW($1:$80)))),0,-LOOKUP(1,-LEFT(EI6126,ROW($1:$80)))))","v":""},{"$f":"IF(OR(ISBLANK(EJ100),EJ6126=\"\"),\"\",IF(ISERROR(-LOOKUP(1,-LEFT(EJ6126,ROW($1:$80)))),0,-LOOKUP(1,-LEFT(EJ6126,ROW($1:$80)))))","v":""},{"$f":"IF(OR(ISBLANK(EK100),EK6126=\"\"),\"\",IF(ISERROR(-LOOKUP(1,-LEFT(EK6126,ROW($1:$80)))),0,-LOOKUP(1,-LEFT(EK6126,ROW($1:$80)))))","v":""},{"$f":"IF(OR(ISBLANK(EL100),EL6126=\"\"),\"\",IF(ISERROR(-LOOKUP(1,-LEFT(EL6126,ROW($1:$80)))),0,-LOOKUP(1,-LEFT(EL6126,ROW($1:$80)))))","v":""},{"$f":"IF(OR(ISBLANK(EM100),EM6126=\"\"),\"\",IF(ISERROR(-LOOKUP(1,-LEFT(EM6126,ROW($1:$80)))),0,-LOOKUP(1,-LEFT(EM6126,ROW($1:$80)))))","v":""},{"$f":"IF(OR(ISBLANK(EN100),EN6126=\"\"),\"\",IF(ISERROR(-LOOKUP(1,-LEFT(EN6126,ROW($1:$80)))),0,-LOOKUP(1,-LEFT(EN6126,ROW($1:$80)))))","v":""},{"$f":"IF(OR(ISBLANK(EO100),EO6126=\"\"),\"\",IF(ISERROR(-LOOKUP(1,-LEFT(EO6126,ROW($1:$80)))),0,-LOOKUP(1,-LEFT(EO6126,ROW($1:$80)))))","v":""},{"$f":"IF(OR(ISBLANK(EP100),EP6126=\"\"),\"\",IF(ISERROR(-LOOKUP(1,-LEFT(EP6126,ROW($1:$80)))),0,-LOOKUP(1,-LEFT(EP6126,ROW($1:$80)))))","v":""},{"$f":"IF(OR(ISBLANK(EQ100),EQ6126=\"\"),\"\",IF(ISERROR(-LOOKUP(1,-LEFT(EQ6126,ROW($1:$80)))),0,-LOOKUP(1,-LEFT(EQ6126,ROW($1:$80)))))","v":""},{"$f":"IF(OR(ISBLANK(ER100),ER6126=\"\"),\"\",IF(ISERROR(-LOOKUP(1,-LEFT(ER6126,ROW($1:$80)))),0,-LOOKUP(1,-LEFT(ER6126,ROW($1:$80)))))","v":""},{"$f":"IF(OR(ISBLANK(ES100),ES6126=\"\"),\"\",IF(ISERROR(-LOOKUP(1,-LEFT(ES6126,ROW($1:$80)))),0,-LOOKUP(1,-LEFT(ES6126,ROW($1:$80)))))","v":""},{"$f":"IF(OR(ISBLANK(ET100),ET6126=\"\"),\"\",IF(ISERROR(-LOOKUP(1,-LEFT(ET6126,ROW($1:$80)))),0,-LOOKUP(1,-LEFT(ET6126,ROW($1:$80)))))","v":""},{"$f":"IF(OR(ISBLANK(EU100),EU6126=\"\"),\"\",IF(ISERROR(-LOOKUP(1,-LEFT(EU6126,ROW($1:$80)))),0,-LOOKUP(1,-LEFT(EU6126,ROW($1:$80)))))","v":""},{"$f":"IF(OR(ISBLANK(EV100),EV6126=\"\"),\"\",IF(ISERROR(-LOOKUP(1,-LEFT(EV6126,ROW($1:$80)))),0,-LOOKUP(1,-LEFT(EV6126,ROW($1:$80)))))","v":""},{"$f":"IF(OR(ISBLANK(EW100),EW6126=\"\"),\"\",IF(ISERROR(-LOOKUP(1,-LEFT(EW6126,ROW($1:$80)))),0,-LOOKUP(1,-LEFT(EW6126,ROW($1:$80)))))","v":""},{"$f":"IF(OR(ISBLANK(EX100),EX6126=\"\"),\"\",IF(ISERROR(-LOOKUP(1,-LEFT(EX6126,ROW($1:$80)))),0,-LOOKUP(1,-LEFT(EX6126,ROW($1:$80)))))","v":""},{"$f":"IF(OR(ISBLANK(EY100),EY6126=\"\"),\"\",IF(ISERROR(-LOOKUP(1,-LEFT(EY6126,ROW($1:$80)))),0,-LOOKUP(1,-LEFT(EY6126,ROW($1:$80)))))","v":""},{"$f":"IF(OR(ISBLANK(EZ100),EZ6126=\"\"),\"\",IF(ISERROR(-LOOKUP(1,-LEFT(EZ6126,ROW($1:$80)))),0,-LOOKUP(1,-LEFT(EZ6126,ROW($1:$80)))))","v":""},{"$f":"IF(OR(ISBLANK(FA100),FA6126=\"\"),\"\",IF(ISERROR(-LOOKUP(1,-LEFT(FA6126,ROW($1:$80)))),0,-LOOKUP(1,-LEFT(FA6126,ROW($1:$80)))))","v":""},{"$f":"IF(OR(ISBLANK(FB100),FB6126=\"\"),\"\",IF(ISERROR(-LOOKUP(1,-LEFT(FB6126,ROW($1:$80)))),0,-LOOKUP(1,-LEFT(FB6126,ROW($1:$80)))))","v":""},{"$f":"IF(OR(ISBLANK(FC100),FC6126=\"\"),\"\",IF(ISERROR(-LOOKUP(1,-LEFT(FC6126,ROW($1:$80)))),0,-LOOKUP(1,-LEFT(FC6126,ROW($1:$80)))))","v":""},{"$f":"IF(OR(ISBLANK(FD100),FD6126=\"\"),\"\",IF(ISERROR(-LOOKUP(1,-LEFT(FD6126,ROW($1:$80)))),0,-LOOKUP(1,-LEFT(FD6126,ROW($1:$80)))))","v":""},{"$f":"IF(OR(ISBLANK(FE100),FE6126=\"\"),\"\",IF(ISERROR(-LOOKUP(1,-LEFT(FE6126,ROW($1:$80)))),0,-LOOKUP(1,-LEFT(FE6126,ROW($1:$80)))))","v":""},{"$f":"IF(OR(ISBLANK(FF100),FF6126=\"\"),\"\",IF(ISERROR(-LOOKUP(1,-LEFT(FF6126,ROW($1:$80)))),0,-LOOKUP(1,-LEFT(FF6126,ROW($1:$80)))))","v":""},{"$f":"IF(OR(ISBLANK(FG100),FG6126=\"\"),\"\",IF(ISERROR(-LOOKUP(1,-LEFT(FG6126,ROW($1:$80)))),0,-LOOKUP(1,-LEFT(FG6126,ROW($1:$80)))))","v":""},{"$f":"IF(OR(ISBLANK(FH100),FH6126=\"\"),\"\",IF(ISERROR(-LOOKUP(1,-LEFT(FH6126,ROW($1:$80)))),0,-LOOKUP(1,-LEFT(FH6126,ROW($1:$80)))))","v":""},{"$f":"IF(OR(ISBLANK(FI100),FI6126=\"\"),\"\",IF(ISERROR(-LOOKUP(1,-LEFT(FI6126,ROW($1:$80)))),0,-LOOKUP(1,-LEFT(FI6126,ROW($1:$80)))))","v":""},{"$f":"IF(OR(ISBLANK(FJ100),FJ6126=\"\"),\"\",IF(ISERROR(-LOOKUP(1,-LEFT(FJ6126,ROW($1:$80)))),0,-LOOKUP(1,-LEFT(FJ6126,ROW($1:$80)))))","v":""},{"$f":"IF(OR(ISBLANK(FK100),FK6126=\"\"),\"\",IF(ISERROR(-LOOKUP(1,-LEFT(FK6126,ROW($1:$80)))),0,-LOOKUP(1,-LEFT(FK6126,ROW($1:$80)))))","v":""},{"$f":"IF(OR(ISBLANK(FL100),FL6126=\"\"),\"\",IF(ISERROR(-LOOKUP(1,-LEFT(FL6126,ROW($1:$80)))),0,-LOOKUP(1,-LEFT(FL6126,ROW($1:$80)))))","v":""},{"$f":"IF(OR(ISBLANK(FM100),FM6126=\"\"),\"\",IF(ISERROR(-LOOKUP(1,-LEFT(FM6126,ROW($1:$80)))),0,-LOOKUP(1,-LEFT(FM6126,ROW($1:$80)))))","v":""},{"$f":"IF(OR(ISBLANK(FN100),FN6126=\"\"),\"\",IF(ISERROR(-LOOKUP(1,-LEFT(FN6126,ROW($1:$80)))),0,-LOOKUP(1,-LEFT(FN6126,ROW($1:$80)))))","v":""},{"$f":"IF(OR(ISBLANK(FO100),FO6126=\"\"),\"\",IF(ISERROR(-LOOKUP(1,-LEFT(FO6126,ROW($1:$80)))),0,-LOOKUP(1,-LEFT(FO6126,ROW($1:$80)))))","v":""},{"$f":"IF(OR(ISBLANK(FP100),FP6126=\"\"),\"\",IF(ISERROR(-LOOKUP(1,-LEFT(FP6126,ROW($1:$80)))),0,-LOOKUP(1,-LEFT(FP6126,ROW($1:$80)))))","v":""},{"$f":"IF(OR(ISBLANK(FQ100),FQ6126=\"\"),\"\",IF(ISERROR(-LOOKUP(1,-LEFT(FQ6126,ROW($1:$80)))),0,-LOOKUP(1,-LEFT(FQ6126,ROW($1:$80)))))","v":""},{"$f":"IF(OR(ISBLANK(FR100),FR6126=\"\"),\"\",IF(ISERROR(-LOOKUP(1,-LEFT(FR6126,ROW($1:$80)))),0,-LOOKUP(1,-LEFT(FR6126,ROW($1:$80)))))","v":""},{"$f":"IF(OR(ISBLANK(FS100),FS6126=\"\"),\"\",IF(ISERROR(-LOOKUP(1,-LEFT(FS6126,ROW($1:$80)))),0,-LOOKUP(1,-LEFT(FS6126,ROW($1:$80)))))","v":""},{"$f":"IF(OR(ISBLANK(FT100),FT6126=\"\"),\"\",IF(ISERROR(-LOOKUP(1,-LEFT(FT6126,ROW($1:$80)))),0,-LOOKUP(1,-LEFT(FT6126,ROW($1:$80)))))","v":""},{"$f":"IF(OR(ISBLANK(FU100),FU6126=\"\"),\"\",IF(ISERROR(-LOOKUP(1,-LEFT(FU6126,ROW($1:$80)))),0,-LOOKUP(1,-LEFT(FU6126,ROW($1:$80)))))","v":""},{"$f":"IF(OR(ISBLANK(FV100),FV6126=\"\"),\"\",IF(ISERROR(-LOOKUP(1,-LEFT(FV6126,ROW($1:$80)))),0,-LOOKUP(1,-LEFT(FV6126,ROW($1:$80)))))","v":""},{"$f":"IF(OR(ISBLANK(FW100),FW6126=\"\"),\"\",IF(ISERROR(-LOOKUP(1,-LEFT(FW6126,ROW($1:$80)))),0,-LOOKUP(1,-LEFT(FW6126,ROW($1:$80)))))","v":""},{"$f":"IF(OR(ISBLANK(FX100),FX6126=\"\"),\"\",IF(ISERROR(-LOOKUP(1,-LEFT(FX6126,ROW($1:$80)))),0,-LOOKUP(1,-LEFT(FX6126,ROW($1:$80)))))","v":""},{"$f":"IF(OR(ISBLANK(FY100),FY6126=\"\"),\"\",IF(ISERROR(-LOOKUP(1,-LEFT(FY6126,ROW($1:$80)))),0,-LOOKUP(1,-LEFT(FY6126,ROW($1:$80)))))","v":""},{"$f":"IF(OR(ISBLANK(FZ100),FZ6126=\"\"),\"\",IF(ISERROR(-LOOKUP(1,-LEFT(FZ6126,ROW($1:$80)))),0,-LOOKUP(1,-LEFT(FZ6126,ROW($1:$80)))))","v":""},{"$f":"IF(OR(ISBLANK(GA100),GA6126=\"\"),\"\",IF(ISERROR(-LOOKUP(1,-LEFT(GA6126,ROW($1:$80)))),0,-LOOKUP(1,-LEFT(GA6126,ROW($1:$80)))))","v":""},{"$f":"IF(OR(ISBLANK(GB100),GB6126=\"\"),\"\",IF(ISERROR(-LOOKUP(1,-LEFT(GB6126,ROW($1:$80)))),0,-LOOKUP(1,-LEFT(GB6126,ROW($1:$80)))))","v":""},{"$f":"IF(OR(ISBLANK(GC100),GC6126=\"\"),\"\",IF(ISERROR(-LOOKUP(1,-LEFT(GC6126,ROW($1:$80)))),0,-LOOKUP(1,-LEFT(GC6126,ROW($1:$80)))))","v":""},{"$f":"IF(OR(ISBLANK(GD100),GD6126=\"\"),\"\",IF(ISERROR(-LOOKUP(1,-LEFT(GD6126,ROW($1:$80)))),0,-LOOKUP(1,-LEFT(GD6126,ROW($1:$80)))))","v":""},{"$f":"IF(OR(ISBLANK(GE100),GE6126=\"\"),\"\",IF(ISERROR(-LOOKUP(1,-LEFT(GE6126,ROW($1:$80)))),0,-LOOKUP(1,-LEFT(GE6126,ROW($1:$80)))))","v":""},{"$f":"IF(OR(ISBLANK(GF100),GF6126=\"\"),\"\",IF(ISERROR(-LOOKUP(1,-LEFT(GF6126,ROW($1:$80)))),0,-LOOKUP(1,-LEFT(GF6126,ROW($1:$80)))))","v":""},{"$f":"IF(OR(ISBLANK(GG100),GG6126=\"\"),\"\",IF(ISERROR(-LOOKUP(1,-LEFT(GG6126,ROW($1:$80)))),0,-LOOKUP(1,-LEFT(GG6126,ROW($1:$80)))))","v":""},{"$f":"IF(OR(ISBLANK(GH100),GH6126=\"\"),\"\",IF(ISERROR(-LOOKUP(1,-LEFT(GH6126,ROW($1:$80)))),0,-LOOKUP(1,-LEFT(GH6126,ROW($1:$80)))))","v":""},{"$f":"IF(OR(ISBLANK(GI100),GI6126=\"\"),\"\",IF(ISERROR(-LOOKUP(1,-LEFT(GI6126,ROW($1:$80)))),0,-LOOKUP(1,-LEFT(GI6126,ROW($1:$80)))))","v":""},{"$f":"IF(OR(ISBLANK(GJ100),GJ6126=\"\"),\"\",IF(ISERROR(-LOOKUP(1,-LEFT(GJ6126,ROW($1:$80)))),0,-LOOKUP(1,-LEFT(GJ6126,ROW($1:$80)))))","v":""},{"$f":"IF(OR(ISBLANK(GK100),GK6126=\"\"),\"\",IF(ISERROR(-LOOKUP(1,-LEFT(GK6126,ROW($1:$80)))),0,-LOOKUP(1,-LEFT(GK6126,ROW($1:$80)))))","v":""},{"$f":"IF(OR(ISBLANK(GL100),GL6126=\"\"),\"\",IF(ISERROR(-LOOKUP(1,-LEFT(GL6126,ROW($1:$80)))),0,-LOOKUP(1,-LEFT(GL6126,ROW($1:$80)))))","v":""},{"$f":"IF(OR(ISBLANK(GM100),GM6126=\"\"),\"\",IF(ISERROR(-LOOKUP(1,-LEFT(GM6126,ROW($1:$80)))),0,-LOOKUP(1,-LEFT(GM6126,ROW($1:$80)))))","v":""},{"$f":"IF(OR(ISBLANK(GN100),GN6126=\"\"),\"\",IF(ISERROR(-LOOKUP(1,-LEFT(GN6126,ROW($1:$80)))),0,-LOOKUP(1,-LEFT(GN6126,ROW($1:$80)))))","v":""},{"$f":"IF(OR(ISBLANK(GO100),GO6126=\"\"),\"\",IF(ISERROR(-LOOKUP(1,-LEFT(GO6126,ROW($1:$80)))),0,-LOOKUP(1,-LEFT(GO6126,ROW($1:$80)))))","v":""},{"$f":"IF(OR(ISBLANK(GP100),GP6126=\"\"),\"\",IF(ISERROR(-LOOKUP(1,-LEFT(GP6126,ROW($1:$80)))),0,-LOOKUP(1,-LEFT(GP6126,ROW($1:$80)))))","v":""},{"$f":"IF(OR(ISBLANK(GQ100),GQ6126=\"\"),\"\",IF(ISERROR(-LOOKUP(1,-LEFT(GQ6126,ROW($1:$80)))),0,-LOOKUP(1,-LEFT(GQ6126,ROW($1:$80)))))","v":""},{"$f":"IF(OR(ISBLANK(GR100),GR6126=\"\"),\"\",IF(ISERROR(-LOOKUP(1,-LEFT(GR6126,ROW($1:$80)))),0,-LOOKUP(1,-LEFT(GR6126,ROW($1:$80)))))","v":""},{"$f":"IF(OR(ISBLANK(GS100),GS6126=\"\"),\"\",IF(ISERROR(-LOOKUP(1,-LEFT(GS6126,ROW($1:$80)))),0,-LOOKUP(1,-LEFT(GS6126,ROW($1:$80)))))","v":""},{"$f":"IF(OR(ISBLANK(GT100),GT6126=\"\"),\"\",IF(ISERROR(-LOOKUP(1,-LEFT(GT6126,ROW($1:$80)))),0,-LOOKUP(1,-LEFT(GT6126,ROW($1:$80)))))","v":""},{"$f":"IF(OR(ISBLANK(GU100),GU6126=\"\"),\"\",IF(ISERROR(-LOOKUP(1,-LEFT(GU6126,ROW($1:$80)))),0,-LOOKUP(1,-LEFT(GU6126,ROW($1:$80)))))","v":""},{"$f":"IF(OR(ISBLANK(GV100),GV6126=\"\"),\"\",IF(ISERROR(-LOOKUP(1,-LEFT(GV6126,ROW($1:$80)))),0,-LOOKUP(1,-LEFT(GV6126,ROW($1:$80)))))","v":""},{"$f":"IF(OR(ISBLANK(GW100),GW6126=\"\"),\"\",IF(ISERROR(-LOOKUP(1,-LEFT(GW6126,ROW($1:$80)))),0,-LOOKUP(1,-LEFT(GW6126,ROW($1:$80)))))","v":""},{"$f":"IF(OR(ISBLANK(GX100),GX6126=\"\"),\"\",IF(ISERROR(-LOOKUP(1,-LEFT(GX6126,ROW($1:$80)))),0,-LOOKUP(1,-LEFT(GX6126,ROW($1:$80)))))","v":""},{"$f":"IF(OR(ISBLANK(GY100),GY6126=\"\"),\"\",IF(ISERROR(-LOOKUP(1,-LEFT(GY6126,ROW($1:$80)))),0,-LOOKUP(1,-LEFT(GY6126,ROW($1:$80)))))","v":""},{"$f":"IF(OR(ISBLANK(GZ100),GZ6126=\"\"),\"\",IF(ISERROR(-LOOKUP(1,-LEFT(GZ6126,ROW($1:$80)))),0,-LOOKUP(1,-LEFT(GZ6126,ROW($1:$80)))))","v":""},{"$f":"IF(OR(ISBLANK(HA100),HA6126=\"\"),\"\",IF(ISERROR(-LOOKUP(1,-LEFT(HA6126,ROW($1:$80)))),0,-LOOKUP(1,-LEFT(HA6126,ROW($1:$80)))))","v":""},{"$f":"IF(OR(ISBLANK(HB100),HB6126=\"\"),\"\",IF(ISERROR(-LOOKUP(1,-LEFT(HB6126,ROW($1:$80)))),0,-LOOKUP(1,-LEFT(HB6126,ROW($1:$80)))))","v":""},{"$f":"IF(OR(ISBLANK(HC100),HC6126=\"\"),\"\",IF(ISERROR(-LOOKUP(1,-LEFT(HC6126,ROW($1:$80)))),0,-LOOKUP(1,-LEFT(HC6126,ROW($1:$80)))))","v":""},{"$f":"IF(OR(ISBLANK(HD100),HD6126=\"\"),\"\",IF(ISERROR(-LOOKUP(1,-LEFT(HD6126,ROW($1:$80)))),0,-LOOKUP(1,-LEFT(HD6126,ROW($1:$80)))))","v":""},{"$f":"IF(OR(ISBLANK(HE100),HE6126=\"\"),\"\",IF(ISERROR(-LOOKUP(1,-LEFT(HE6126,ROW($1:$80)))),0,-LOOKUP(1,-LEFT(HE6126,ROW($1:$80)))))","v":""},{"$f":"IF(OR(ISBLANK(HF100),HF6126=\"\"),\"\",IF(ISERROR(-LOOKUP(1,-LEFT(HF6126,ROW($1:$80)))),0,-LOOKUP(1,-LEFT(HF6126,ROW($1:$80)))))","v":""},{"$f":"IF(OR(ISBLANK(HG100),HG6126=\"\"),\"\",IF(ISERROR(-LOOKUP(1,-LEFT(HG6126,ROW($1:$80)))),0,-LOOKUP(1,-LEFT(HG6126,ROW($1:$80)))))","v":""},{"$f":"IF(OR(ISBLANK(HH100),HH6126=\"\"),\"\",IF(ISERROR(-LOOKUP(1,-LEFT(HH6126,ROW($1:$80)))),0,-LOOKUP(1,-LEFT(HH6126,ROW($1:$80)))))","v":""},{"$f":"IF(OR(ISBLANK(HI100),HI6126=\"\"),\"\",IF(ISERROR(-LOOKUP(1,-LEFT(HI6126,ROW($1:$80)))),0,-LOOKUP(1,-LEFT(HI6126,ROW($1:$80)))))","v":""},{"$f":"IF(OR(ISBLANK(HJ100),HJ6126=\"\"),\"\",IF(ISERROR(-LOOKUP(1,-LEFT(HJ6126,ROW($1:$80)))),0,-LOOKUP(1,-LEFT(HJ6126,ROW($1:$80)))))","v":""},{"$f":"IF(OR(ISBLANK(HK100),HK6126=\"\"),\"\",IF(ISERROR(-LOOKUP(1,-LEFT(HK6126,ROW($1:$80)))),0,-LOOKUP(1,-LEFT(HK6126,ROW($1:$80)))))","v":""},{"$f":"IF(OR(ISBLANK(HL100),HL6126=\"\"),\"\",IF(ISERROR(-LOOKUP(1,-LEFT(HL6126,ROW($1:$80)))),0,-LOOKUP(1,-LEFT(HL6126,ROW($1:$80)))))","v":""},{"$f":"IF(OR(ISBLANK(HM100),HM6126=\"\"),\"\",IF(ISERROR(-LOOKUP(1,-LEFT(HM6126,ROW($1:$80)))),0,-LOOKUP(1,-LEFT(HM6126,ROW($1:$80)))))","v":""},{"$f":"IF(OR(ISBLANK(HN100),HN6126=\"\"),\"\",IF(ISERROR(-LOOKUP(1,-LEFT(HN6126,ROW($1:$80)))),0,-LOOKUP(1,-LEFT(HN6126,ROW($1:$80)))))","v":""},{"$f":"IF(OR(ISBLANK(HO100),HO6126=\"\"),\"\",IF(ISERROR(-LOOKUP(1,-LEFT(HO6126,ROW($1:$80)))),0,-LOOKUP(1,-LEFT(HO6126,ROW($1:$80)))))","v":""},{"$f":"IF(OR(ISBLANK(HP100),HP6126=\"\"),\"\",IF(ISERROR(-LOOKUP(1,-LEFT(HP6126,ROW($1:$80)))),0,-LOOKUP(1,-LEFT(HP6126,ROW($1:$80)))))","v":""},{"$f":"IF(OR(ISBLANK(HQ100),HQ6126=\"\"),\"\",IF(ISERROR(-LOOKUP(1,-LEFT(HQ6126,ROW($1:$80)))),0,-LOOKUP(1,-LEFT(HQ6126,ROW($1:$80)))))","v":""},{"$f":"IF(OR(ISBLANK(HR100),HR6126=\"\"),\"\",IF(ISERROR(-LOOKUP(1,-LEFT(HR6126,ROW($1:$80)))),0,-LOOKUP(1,-LEFT(HR6126,ROW($1:$80)))))","v":""},{"$f":"IF(OR(ISBLANK(HS100),HS6126=\"\"),\"\",IF(ISERROR(-LOOKUP(1,-LEFT(HS6126,ROW($1:$80)))),0,-LOOKUP(1,-LEFT(HS6126,ROW($1:$80)))))","v":""},{"$f":"IF(OR(ISBLANK(HT100),HT6126=\"\"),\"\",IF(ISERROR(-LOOKUP(1,-LEFT(HT6126,ROW($1:$80)))),0,-LOOKUP(1,-LEFT(HT6126,ROW($1:$80)))))","v":""},{"$f":"IF(OR(ISBLANK(HU100),HU6126=\"\"),\"\",IF(ISERROR(-LOOKUP(1,-LEFT(HU6126,ROW($1:$80)))),0,-LOOKUP(1,-LEFT(HU6126,ROW($1:$80)))))","v":""},{"$f":"IF(OR(ISBLANK(HV100),HV6126=\"\"),\"\",IF(ISERROR(-LOOKUP(1,-LEFT(HV6126,ROW($1:$80)))),0,-LOOKUP(1,-LEFT(HV6126,ROW($1:$80)))))","v":""},{"$f":"IF(OR(ISBLANK(HW100),HW6126=\"\"),\"\",IF(ISERROR(-LOOKUP(1,-LEFT(HW6126,ROW($1:$80)))),0,-LOOKUP(1,-LEFT(HW6126,ROW($1:$80)))))","v":""},{"$f":"IF(OR(ISBLANK(HX100),HX6126=\"\"),\"\",IF(ISERROR(-LOOKUP(1,-LEFT(HX6126,ROW($1:$80)))),0,-LOOKUP(1,-LEFT(HX6126,ROW($1:$80)))))","v":""},{"$f":"IF(OR(ISBLANK(HY100),HY6126=\"\"),\"\",IF(ISERROR(-LOOKUP(1,-LEFT(HY6126,ROW($1:$80)))),0,-LOOKUP(1,-LEFT(HY6126,ROW($1:$80)))))","v":""},{"$f":"IF(OR(ISBLANK(HZ100),HZ6126=\"\"),\"\",IF(ISERROR(-LOOKUP(1,-LEFT(HZ6126,ROW($1:$80)))),0,-LOOKUP(1,-LEFT(HZ6126,ROW($1:$80)))))","v":""},{"$f":"IF(OR(ISBLANK(IA100),IA6126=\"\"),\"\",IF(ISERROR(-LOOKUP(1,-LEFT(IA6126,ROW($1:$80)))),0,-LOOKUP(1,-LEFT(IA6126,ROW($1:$80)))))","v":""},{"$f":"IF(OR(ISBLANK(IB100),IB6126=\"\"),\"\",IF(ISERROR(-LOOKUP(1,-LEFT(IB6126,ROW($1:$80)))),0,-LOOKUP(1,-LEFT(IB6126,ROW($1:$80)))))","v":""},{"$f":"IF(OR(ISBLANK(IC100),IC6126=\"\"),\"\",IF(ISERROR(-LOOKUP(1,-LEFT(IC6126,ROW($1:$80)))),0,-LOOKUP(1,-LEFT(IC6126,ROW($1:$80)))))","v":""},{"$f":"IF(OR(ISBLANK(ID100),ID6126=\"\"),\"\",IF(ISERROR(-LOOKUP(1,-LEFT(ID6126,ROW($1:$80)))),0,-LOOKUP(1,-LEFT(ID6126,ROW($1:$80)))))","v":""},{"$f":"IF(OR(ISBLANK(IE100),IE6126=\"\"),\"\",IF(ISERROR(-LOOKUP(1,-LEFT(IE6126,ROW($1:$80)))),0,-LOOKUP(1,-LEFT(IE6126,ROW($1:$80)))))","v":""},{"$f":"IF(OR(ISBLANK(IF100),IF6126=\"\"),\"\",IF(ISERROR(-LOOKUP(1,-LEFT(IF6126,ROW($1:$80)))),0,-LOOKUP(1,-LEFT(IF6126,ROW($1:$80)))))","v":""},{"$f":"IF(OR(ISBLANK(IG100),IG6126=\"\"),\"\",IF(ISERROR(-LOOKUP(1,-LEFT(IG6126,ROW($1:$80)))),0,-LOOKUP(1,-LEFT(IG6126,ROW($1:$80)))))","v":""},{"$f":"IF(OR(ISBLANK(IH100),IH6126=\"\"),\"\",IF(ISERROR(-LOOKUP(1,-LEFT(IH6126,ROW($1:$80)))),0,-LOOKUP(1,-LEFT(IH6126,ROW($1:$80)))))","v":""},{"$f":"IF(OR(ISBLANK(II100),II6126=\"\"),\"\",IF(ISERROR(-LOOKUP(1,-LEFT(II6126,ROW($1:$80)))),0,-LOOKUP(1,-LEFT(II6126,ROW($1:$80)))))","v":""},{"$f":"IF(OR(ISBLANK(IJ100),IJ6126=\"\"),\"\",IF(ISERROR(-LOOKUP(1,-LEFT(IJ6126,ROW($1:$80)))),0,-LOOKUP(1,-LEFT(IJ6126,ROW($1:$80)))))","v":""},{"$f":"IF(OR(ISBLANK(IK100),IK6126=\"\"),\"\",IF(ISERROR(-LOOKUP(1,-LEFT(IK6126,ROW($1:$80)))),0,-LOOKUP(1,-LEFT(IK6126,ROW($1:$80)))))","v":""},{"$f":"IF(OR(ISBLANK(IL100),IL6126=\"\"),\"\",IF(ISERROR(-LOOKUP(1,-LEFT(IL6126,ROW($1:$80)))),0,-LOOKUP(1,-LEFT(IL6126,ROW($1:$80)))))","v":""},{"$f":"IF(OR(ISBLANK(IM100),IM6126=\"\"),\"\",IF(ISERROR(-LOOKUP(1,-LEFT(IM6126,ROW($1:$80)))),0,-LOOKUP(1,-LEFT(IM6126,ROW($1:$80)))))","v":""},{"$f":"IF(OR(ISBLANK(IN100),IN6126=\"\"),\"\",IF(ISERROR(-LOOKUP(1,-LEFT(IN6126,ROW($1:$80)))),0,-LOOKUP(1,-LEFT(IN6126,ROW($1:$80)))))","v":""},{"$f":"IF(OR(ISBLANK(IO100),IO6126=\"\"),\"\",IF(ISERROR(-LOOKUP(1,-LEFT(IO6126,ROW($1:$80)))),0,-LOOKUP(1,-LEFT(IO6126,ROW($1:$80)))))","v":""},{"$f":"IF(OR(ISBLANK(IP100),IP6126=\"\"),\"\",IF(ISERROR(-LOOKUP(1,-LEFT(IP6126,ROW($1:$80)))),0,-LOOKUP(1,-LEFT(IP6126,ROW($1:$80)))))","v":""},{"$f":"IF(OR(ISBLANK(IQ100),IQ6126=\"\"),\"\",IF(ISERROR(-LOOKUP(1,-LEFT(IQ6126,ROW($1:$80)))),0,-LOOKUP(1,-LEFT(IQ6126,ROW($1:$80)))))","v":""},{"$f":"IF(OR(ISBLANK(IR100),IR6126=\"\"),\"\",IF(ISERROR(-LOOKUP(1,-LEFT(IR6126,ROW($1:$80)))),0,-LOOKUP(1,-LEFT(IR6126,ROW($1:$80)))))","v":""},{"$f":"IF(OR(ISBLANK(IS100),IS6126=\"\"),\"\",IF(ISERROR(-LOOKUP(1,-LEFT(IS6126,ROW($1:$80)))),0,-LOOKUP(1,-LEFT(IS6126,ROW($1:$80)))))","v":""},{"$f":"IF(OR(ISBLANK(IT100),IT6126=\"\"),\"\",IF(ISERROR(-LOOKUP(1,-LEFT(IT6126,ROW($1:$80)))),0,-LOOKUP(1,-LEFT(IT6126,ROW($1:$80)))))","v":""},{"$f":"IF(OR(ISBLANK(IU100),IU6126=\"\"),\"\",IF(ISERROR(-LOOKUP(1,-LEFT(IU6126,ROW($1:$80)))),0,-LOOKUP(1,-LEFT(IU6126,ROW($1:$80)))))","v":""},{"$f":"IF(OR(ISBLANK(IV100),IV6126=\"\"),\"\",IF(ISERROR(-LOOKUP(1,-LEFT(IV6126,ROW($1:$80)))),0,-LOOKUP(1,-LEFT(IV6126,ROW($1:$80)))))","v":""},{"$f":"IF(OR(ISBLANK(IW100),IW6126=\"\"),\"\",IF(ISERROR(-LOOKUP(1,-LEFT(IW6126,ROW($1:$80)))),0,-LOOKUP(1,-LEFT(IW6126,ROW($1:$80)))))","v":""},{"$f":"IF(OR(ISBLANK(IX100),IX6126=\"\"),\"\",IF(ISERROR(-LOOKUP(1,-LEFT(IX6126,ROW($1:$80)))),0,-LOOKUP(1,-LEFT(IX6126,ROW($1:$80)))))","v":""},{"$f":"IF(OR(ISBLANK(IY100),IY6126=\"\"),\"\",IF(ISERROR(-LOOKUP(1,-LEFT(IY6126,ROW($1:$80)))),0,-LOOKUP(1,-LEFT(IY6126,ROW($1:$80)))))","v":""},{"$f":"IF(OR(ISBLANK(IZ100),IZ6126=\"\"),\"\",IF(ISERROR(-LOOKUP(1,-LEFT(IZ6126,ROW($1:$80)))),0,-LOOKUP(1,-LEFT(IZ6126,ROW($1:$80)))))","v":""},{"$f":"IF(OR(ISBLANK(JA100),JA6126=\"\"),\"\",IF(ISERROR(-LOOKUP(1,-LEFT(JA6126,ROW($1:$80)))),0,-LOOKUP(1,-LEFT(JA6126,ROW($1:$80)))))","v":""},{"$f":"IF(OR(ISBLANK(JB100),JB6126=\"\"),\"\",IF(ISERROR(-LOOKUP(1,-LEFT(JB6126,ROW($1:$80)))),0,-LOOKUP(1,-LEFT(JB6126,ROW($1:$80)))))","v":""},{"$f":"IF(OR(ISBLANK(JC100),JC6126=\"\"),\"\",IF(ISERROR(-LOOKUP(1,-LEFT(JC6126,ROW($1:$80)))),0,-LOOKUP(1,-LEFT(JC6126,ROW($1:$80)))))","v":""},{"$f":"IF(OR(ISBLANK(JD100),JD6126=\"\"),\"\",IF(ISERROR(-LOOKUP(1,-LEFT(JD6126,ROW($1:$80)))),0,-LOOKUP(1,-LEFT(JD6126,ROW($1:$80)))))","v":""},{"$f":"IF(OR(ISBLANK(JE100),JE6126=\"\"),\"\",IF(ISERROR(-LOOKUP(1,-LEFT(JE6126,ROW($1:$80)))),0,-LOOKUP(1,-LEFT(JE6126,ROW($1:$80)))))","v":""},{"$f":"IF(OR(ISBLANK(JF100),JF6126=\"\"),\"\",IF(ISERROR(-LOOKUP(1,-LEFT(JF6126,ROW($1:$80)))),0,-LOOKUP(1,-LEFT(JF6126,ROW($1:$80)))))","v":""},{"$f":"IF(OR(ISBLANK(JG100),JG6126=\"\"),\"\",IF(ISERROR(-LOOKUP(1,-LEFT(JG6126,ROW($1:$80)))),0,-LOOKUP(1,-LEFT(JG6126,ROW($1:$80)))))","v":""},{"$f":"IF(OR(ISBLANK(JH100),JH6126=\"\"),\"\",IF(ISERROR(-LOOKUP(1,-LEFT(JH6126,ROW($1:$80)))),0,-LOOKUP(1,-LEFT(JH6126,ROW($1:$80)))))","v":""},{"$f":"IF(OR(ISBLANK(JI100),JI6126=\"\"),\"\",IF(ISERROR(-LOOKUP(1,-LEFT(JI6126,ROW($1:$80)))),0,-LOOKUP(1,-LEFT(JI6126,ROW($1:$80)))))","v":""},{"$f":"IF(OR(ISBLANK(JJ100),JJ6126=\"\"),\"\",IF(ISERROR(-LOOKUP(1,-LEFT(JJ6126,ROW($1:$80)))),0,-LOOKUP(1,-LEFT(JJ6126,ROW($1:$80)))))","v":""},{"$f":"IF(OR(ISBLANK(JK100),JK6126=\"\"),\"\",IF(ISERROR(-LOOKUP(1,-LEFT(JK6126,ROW($1:$80)))),0,-LOOKUP(1,-LEFT(JK6126,ROW($1:$80)))))","v":""},{"$f":"IF(OR(ISBLANK(JL100),JL6126=\"\"),\"\",IF(ISERROR(-LOOKUP(1,-LEFT(JL6126,ROW($1:$80)))),0,-LOOKUP(1,-LEFT(JL6126,ROW($1:$80)))))","v":""},{"$f":"IF(OR(ISBLANK(JM100),JM6126=\"\"),\"\",IF(ISERROR(-LOOKUP(1,-LEFT(JM6126,ROW($1:$80)))),0,-LOOKUP(1,-LEFT(JM6126,ROW($1:$80)))))","v":""},{"$f":"IF(OR(ISBLANK(JN100),JN6126=\"\"),\"\",IF(ISERROR(-LOOKUP(1,-LEFT(JN6126,ROW($1:$80)))),0,-LOOKUP(1,-LEFT(JN6126,ROW($1:$80)))))","v":""},{"$f":"IF(OR(ISBLANK(JO100),JO6126=\"\"),\"\",IF(ISERROR(-LOOKUP(1,-LEFT(JO6126,ROW($1:$80)))),0,-LOOKUP(1,-LEFT(JO6126,ROW($1:$80)))))","v":""},{"$f":"IF(OR(ISBLANK(JP100),JP6126=\"\"),\"\",IF(ISERROR(-LOOKUP(1,-LEFT(JP6126,ROW($1:$80)))),0,-LOOKUP(1,-LEFT(JP6126,ROW($1:$80)))))","v":""},{"$f":"IF(OR(ISBLANK(JQ100),JQ6126=\"\"),\"\",IF(ISERROR(-LOOKUP(1,-LEFT(JQ6126,ROW($1:$80)))),0,-LOOKUP(1,-LEFT(JQ6126,ROW($1:$80)))))","v":""},{"$f":"IF(OR(ISBLANK(JR100),JR6126=\"\"),\"\",IF(ISERROR(-LOOKUP(1,-LEFT(JR6126,ROW($1:$80)))),0,-LOOKUP(1,-LEFT(JR6126,ROW($1:$80)))))","v":""},{"$f":"IF(OR(ISBLANK(JS100),JS6126=\"\"),\"\",IF(ISERROR(-LOOKUP(1,-LEFT(JS6126,ROW($1:$80)))),0,-LOOKUP(1,-LEFT(JS6126,ROW($1:$80)))))","v":""},{"$f":"IF(OR(ISBLANK(JT100),JT6126=\"\"),\"\",IF(ISERROR(-LOOKUP(1,-LEFT(JT6126,ROW($1:$80)))),0,-LOOKUP(1,-LEFT(JT6126,ROW($1:$80)))))","v":""},{"$f":"IF(OR(ISBLANK(JU100),JU6126=\"\"),\"\",IF(ISERROR(-LOOKUP(1,-LEFT(JU6126,ROW($1:$80)))),0,-LOOKUP(1,-LEFT(JU6126,ROW($1:$80)))))","v":""},{"$f":"IF(OR(ISBLANK(JV100),JV6126=\"\"),\"\",IF(ISERROR(-LOOKUP(1,-LEFT(JV6126,ROW($1:$80)))),0,-LOOKUP(1,-LEFT(JV6126,ROW($1:$80)))))","v":""},{"$f":"IF(OR(ISBLANK(JW100),JW6126=\"\"),\"\",IF(ISERROR(-LOOKUP(1,-LEFT(JW6126,ROW($1:$80)))),0,-LOOKUP(1,-LEFT(JW6126,ROW($1:$80)))))","v":""},{"$f":"IF(OR(ISBLANK(JX100),JX6126=\"\"),\"\",IF(ISERROR(-LOOKUP(1,-LEFT(JX6126,ROW($1:$80)))),0,-LOOKUP(1,-LEFT(JX6126,ROW($1:$80)))))","v":""},{"$f":"IF(OR(ISBLANK(JY100),JY6126=\"\"),\"\",IF(ISERROR(-LOOKUP(1,-LEFT(JY6126,ROW($1:$80)))),0,-LOOKUP(1,-LEFT(JY6126,ROW($1:$80)))))","v":""},{"$f":"IF(OR(ISBLANK(JZ100),JZ6126=\"\"),\"\",IF(ISERROR(-LOOKUP(1,-LEFT(JZ6126,ROW($1:$80)))),0,-LOOKUP(1,-LEFT(JZ6126,ROW($1:$80)))))","v":""},{"$f":"IF(OR(ISBLANK(KA100),KA6126=\"\"),\"\",IF(ISERROR(-LOOKUP(1,-LEFT(KA6126,ROW($1:$80)))),0,-LOOKUP(1,-LEFT(KA6126,ROW($1:$80)))))","v":""},{"$f":"IF(OR(ISBLANK(KB100),KB6126=\"\"),\"\",IF(ISERROR(-LOOKUP(1,-LEFT(KB6126,ROW($1:$80)))),0,-LOOKUP(1,-LEFT(KB6126,ROW($1:$80)))))","v":""},{"$f":"IF(OR(ISBLANK(KC100),KC6126=\"\"),\"\",IF(ISERROR(-LOOKUP(1,-LEFT(KC6126,ROW($1:$80)))),0,-LOOKUP(1,-LEFT(KC6126,ROW($1:$80)))))","v":""},{"$f":"IF(OR(ISBLANK(KD100),KD6126=\"\"),\"\",IF(ISERROR(-LOOKUP(1,-LEFT(KD6126,ROW($1:$80)))),0,-LOOKUP(1,-LEFT(KD6126,ROW($1:$80)))))","v":""},{"$f":"IF(OR(ISBLANK(KE100),KE6126=\"\"),\"\",IF(ISERROR(-LOOKUP(1,-LEFT(KE6126,ROW($1:$80)))),0,-LOOKUP(1,-LEFT(KE6126,ROW($1:$80)))))","v":""},{"$f":"IF(OR(ISBLANK(KF100),KF6126=\"\"),\"\",IF(ISERROR(-LOOKUP(1,-LEFT(KF6126,ROW($1:$80)))),0,-LOOKUP(1,-LEFT(KF6126,ROW($1:$80)))))","v":""},{"$f":"IF(OR(ISBLANK(KG100),KG6126=\"\"),\"\",IF(ISERROR(-LOOKUP(1,-LEFT(KG6126,ROW($1:$80)))),0,-LOOKUP(1,-LEFT(KG6126,ROW($1:$80)))))","v":""},{"$f":"IF(OR(ISBLANK(KH100),KH6126=\"\"),\"\",IF(ISERROR(-LOOKUP(1,-LEFT(KH6126,ROW($1:$80)))),0,-LOOKUP(1,-LEFT(KH6126,ROW($1:$80)))))","v":""},{"$f":"IF(OR(ISBLANK(KI100),KI6126=\"\"),\"\",IF(ISERROR(-LOOKUP(1,-LEFT(KI6126,ROW($1:$80)))),0,-LOOKUP(1,-LEFT(KI6126,ROW($1:$80)))))","v":""},{"$f":"IF(OR(ISBLANK(KJ100),KJ6126=\"\"),\"\",IF(ISERROR(-LOOKUP(1,-LEFT(KJ6126,ROW($1:$80)))),0,-LOOKUP(1,-LEFT(KJ6126,ROW($1:$80)))))","v":""},{"$f":"IF(OR(ISBLANK(KK100),KK6126=\"\"),\"\",IF(ISERROR(-LOOKUP(1,-LEFT(KK6126,ROW($1:$80)))),0,-LOOKUP(1,-LEFT(KK6126,ROW($1:$80)))))","v":""},{"$f":"IF(OR(ISBLANK(KL100),KL6126=\"\"),\"\",IF(ISERROR(-LOOKUP(1,-LEFT(KL6126,ROW($1:$80)))),0,-LOOKUP(1,-LEFT(KL6126,ROW($1:$80)))))","v":""},{"$f":"IF(OR(ISBLANK(KM100),KM6126=\"\"),\"\",IF(ISERROR(-LOOKUP(1,-LEFT(KM6126,ROW($1:$80)))),0,-LOOKUP(1,-LEFT(KM6126,ROW($1:$80)))))","v":""},{"$f":"IF(OR(ISBLANK(KN100),KN6126=\"\"),\"\",IF(ISERROR(-LOOKUP(1,-LEFT(KN6126,ROW($1:$80)))),0,-LOOKUP(1,-LEFT(KN6126,ROW($1:$80)))))","v":""},{"$f":"IF(OR(ISBLANK(KO100),KO6126=\"\"),\"\",IF(ISERROR(-LOOKUP(1,-LEFT(KO6126,ROW($1:$80)))),0,-LOOKUP(1,-LEFT(KO6126,ROW($1:$80)))))","v":""},{"$f":"IF(OR(ISBLANK(KP100),KP6126=\"\"),\"\",IF(ISERROR(-LOOKUP(1,-LEFT(KP6126,ROW($1:$80)))),0,-LOOKUP(1,-LEFT(KP6126,ROW($1:$80)))))","v":""},{"$f":"IF(OR(ISBLANK(KQ100),KQ6126=\"\"),\"\",IF(ISERROR(-LOOKUP(1,-LEFT(KQ6126,ROW($1:$80)))),0,-LOOKUP(1,-LEFT(KQ6126,ROW($1:$80)))))","v":""},{"$f":"IF(OR(ISBLANK(KR100),KR6126=\"\"),\"\",IF(ISERROR(-LOOKUP(1,-LEFT(KR6126,ROW($1:$80)))),0,-LOOKUP(1,-LEFT(KR6126,ROW($1:$80)))))","v":""},{"$f":"IF(OR(ISBLANK(KS100),KS6126=\"\"),\"\",IF(ISERROR(-LOOKUP(1,-LEFT(KS6126,ROW($1:$80)))),0,-LOOKUP(1,-LEFT(KS6126,ROW($1:$80)))))","v":""},{"$f":"IF(OR(ISBLANK(KT100),KT6126=\"\"),\"\",IF(ISERROR(-LOOKUP(1,-LEFT(KT6126,ROW($1:$80)))),0,-LOOKUP(1,-LEFT(KT6126,ROW($1:$80)))))","v":""},{"$f":"IF(OR(ISBLANK(KU100),KU6126=\"\"),\"\",IF(ISERROR(-LOOKUP(1,-LEFT(KU6126,ROW($1:$80)))),0,-LOOKUP(1,-LEFT(KU6126,ROW($1:$80)))))","v":""},{"$f":"IF(OR(ISBLANK(KV100),KV6126=\"\"),\"\",IF(ISERROR(-LOOKUP(1,-LEFT(KV6126,ROW($1:$80)))),0,-LOOKUP(1,-LEFT(KV6126,ROW($1:$80)))))","v":""},{"$f":"IF(OR(ISBLANK(KW100),KW6126=\"\"),\"\",IF(ISERROR(-LOOKUP(1,-LEFT(KW6126,ROW($1:$80)))),0,-LOOKUP(1,-LEFT(KW6126,ROW($1:$80)))))","v":""},{"$f":"IF(OR(ISBLANK(KX100),KX6126=\"\"),\"\",IF(ISERROR(-LOOKUP(1,-LEFT(KX6126,ROW($1:$80)))),0,-LOOKUP(1,-LEFT(KX6126,ROW($1:$80)))))","v":""},{"$f":"IF(OR(ISBLANK(KY100),KY6126=\"\"),\"\",IF(ISERROR(-LOOKUP(1,-LEFT(KY6126,ROW($1:$80)))),0,-LOOKUP(1,-LEFT(KY6126,ROW($1:$80)))))","v":""},{"$f":"IF(OR(ISBLANK(KZ100),KZ6126=\"\"),\"\",IF(ISERROR(-LOOKUP(1,-LEFT(KZ6126,ROW($1:$80)))),0,-LOOKUP(1,-LEFT(KZ6126,ROW($1:$80)))))","v":""},{"$f":"IF(OR(ISBLANK(LA100),LA6126=\"\"),\"\",IF(ISERROR(-LOOKUP(1,-LEFT(LA6126,ROW($1:$80)))),0,-LOOKUP(1,-LEFT(LA6126,ROW($1:$80)))))","v":""},{"$f":"IF(OR(ISBLANK(LB100),LB6126=\"\"),\"\",IF(ISERROR(-LOOKUP(1,-LEFT(LB6126,ROW($1:$80)))),0,-LOOKUP(1,-LEFT(LB6126,ROW($1:$80)))))","v":""},{"$f":"IF(OR(ISBLANK(LC100),LC6126=\"\"),\"\",IF(ISERROR(-LOOKUP(1,-LEFT(LC6126,ROW($1:$80)))),0,-LOOKUP(1,-LEFT(LC6126,ROW($1:$80)))))","v":""},{"$f":"IF(OR(ISBLANK(LD100),LD6126=\"\"),\"\",IF(ISERROR(-LOOKUP(1,-LEFT(LD6126,ROW($1:$80)))),0,-LOOKUP(1,-LEFT(LD6126,ROW($1:$80)))))","v":""},{"$f":"IF(OR(ISBLANK(LE100),LE6126=\"\"),\"\",IF(ISERROR(-LOOKUP(1,-LEFT(LE6126,ROW($1:$80)))),0,-LOOKUP(1,-LEFT(LE6126,ROW($1:$80)))))","v":""},{"$f":"IF(OR(ISBLANK(LF100),LF6126=\"\"),\"\",IF(ISERROR(-LOOKUP(1,-LEFT(LF6126,ROW($1:$80)))),0,-LOOKUP(1,-LEFT(LF6126,ROW($1:$80)))))","v":""},{"$f":"IF(OR(ISBLANK(LG100),LG6126=\"\"),\"\",IF(ISERROR(-LOOKUP(1,-LEFT(LG6126,ROW($1:$80)))),0,-LOOKUP(1,-LEFT(LG6126,ROW($1:$80)))))","v":""},{"$f":"IF(OR(ISBLANK(LH100),LH6126=\"\"),\"\",IF(ISERROR(-LOOKUP(1,-LEFT(LH6126,ROW($1:$80)))),0,-LOOKUP(1,-LEFT(LH6126,ROW($1:$80)))))","v":""},{"$f":"IF(OR(ISBLANK(LI100),LI6126=\"\"),\"\",IF(ISERROR(-LOOKUP(1,-LEFT(LI6126,ROW($1:$80)))),0,-LOOKUP(1,-LEFT(LI6126,ROW($1:$80)))))","v":""},{"$f":"IF(OR(ISBLANK(LJ100),LJ6126=\"\"),\"\",IF(ISERROR(-LOOKUP(1,-LEFT(LJ6126,ROW($1:$80)))),0,-LOOKUP(1,-LEFT(LJ6126,ROW($1:$80)))))","v":""},{"$f":"IF(OR(ISBLANK(LK100),LK6126=\"\"),\"\",IF(ISERROR(-LOOKUP(1,-LEFT(LK6126,ROW($1:$80)))),0,-LOOKUP(1,-LEFT(LK6126,ROW($1:$80)))))","v":""},{"$f":"IF(OR(ISBLANK(LL100),LL6126=\"\"),\"\",IF(ISERROR(-LOOKUP(1,-LEFT(LL6126,ROW($1:$80)))),0,-LOOKUP(1,-LEFT(LL6126,ROW($1:$80)))))","v":""},{"$f":"IF(OR(ISBLANK(LM100),LM6126=\"\"),\"\",IF(ISERROR(-LOOKUP(1,-LEFT(LM6126,ROW($1:$80)))),0,-LOOKUP(1,-LEFT(LM6126,ROW($1:$80)))))","v":""},{"$f":"IF(OR(ISBLANK(LN100),LN6126=\"\"),\"\",IF(ISERROR(-LOOKUP(1,-LEFT(LN6126,ROW($1:$80)))),0,-LOOKUP(1,-LEFT(LN6126,ROW($1:$80)))))","v":""},{"$f":"IF(OR(ISBLANK(LO100),LO6126=\"\"),\"\",IF(ISERROR(-LOOKUP(1,-LEFT(LO6126,ROW($1:$80)))),0,-LOOKUP(1,-LEFT(LO6126,ROW($1:$80)))))","v":""},{"$f":"IF(OR(ISBLANK(LP100),LP6126=\"\"),\"\",IF(ISERROR(-LOOKUP(1,-LEFT(LP6126,ROW($1:$80)))),0,-LOOKUP(1,-LEFT(LP6126,ROW($1:$80)))))","v":""},{"$f":"IF(OR(ISBLANK(LQ100),LQ6126=\"\"),\"\",IF(ISERROR(-LOOKUP(1,-LEFT(LQ6126,ROW($1:$80)))),0,-LOOKUP(1,-LEFT(LQ6126,ROW($1:$80)))))","v":""},{"$f":"IF(OR(ISBLANK(LR100),LR6126=\"\"),\"\",IF(ISERROR(-LOOKUP(1,-LEFT(LR6126,ROW($1:$80)))),0,-LOOKUP(1,-LEFT(LR6126,ROW($1:$80)))))","v":""},{"$f":"IF(OR(ISBLANK(LS100),LS6126=\"\"),\"\",IF(ISERROR(-LOOKUP(1,-LEFT(LS6126,ROW($1:$80)))),0,-LOOKUP(1,-LEFT(LS6126,ROW($1:$80)))))","v":""},{"$f":"IF(OR(ISBLANK(LT100),LT6126=\"\"),\"\",IF(ISERROR(-LOOKUP(1,-LEFT(LT6126,ROW($1:$80)))),0,-LOOKUP(1,-LEFT(LT6126,ROW($1:$80)))))","v":""},{"$f":"IF(OR(ISBLANK(LU100),LU6126=\"\"),\"\",IF(ISERROR(-LOOKUP(1,-LEFT(LU6126,ROW($1:$80)))),0,-LOOKUP(1,-LEFT(LU6126,ROW($1:$80)))))","v":""},{"$f":"IF(OR(ISBLANK(LV100),LV6126=\"\"),\"\",IF(ISERROR(-LOOKUP(1,-LEFT(LV6126,ROW($1:$80)))),0,-LOOKUP(1,-LEFT(LV6126,ROW($1:$80)))))","v":""},{"$f":"IF(OR(ISBLANK(LW100),LW6126=\"\"),\"\",IF(ISERROR(-LOOKUP(1,-LEFT(LW6126,ROW($1:$80)))),0,-LOOKUP(1,-LEFT(LW6126,ROW($1:$80)))))","v":""},{"$f":"IF(OR(ISBLANK(LX100),LX6126=\"\"),\"\",IF(ISERROR(-LOOKUP(1,-LEFT(LX6126,ROW($1:$80)))),0,-LOOKUP(1,-LEFT(LX6126,ROW($1:$80)))))","v":""},{"$f":"IF(OR(ISBLANK(LY100),LY6126=\"\"),\"\",IF(ISERROR(-LOOKUP(1,-LEFT(LY6126,ROW($1:$80)))),0,-LOOKUP(1,-LEFT(LY6126,ROW($1:$80)))))","v":""},{"$f":"IF(OR(ISBLANK(LZ100),LZ6126=\"\"),\"\",IF(ISERROR(-LOOKUP(1,-LEFT(LZ6126,ROW($1:$80)))),0,-LOOKUP(1,-LEFT(LZ6126,ROW($1:$80)))))","v":""},{"$f":"IF(OR(ISBLANK(MA100),MA6126=\"\"),\"\",IF(ISERROR(-LOOKUP(1,-LEFT(MA6126,ROW($1:$80)))),0,-LOOKUP(1,-LEFT(MA6126,ROW($1:$80)))))","v":""},{"$f":"IF(OR(ISBLANK(MB100),MB6126=\"\"),\"\",IF(ISERROR(-LOOKUP(1,-LEFT(MB6126,ROW($1:$80)))),0,-LOOKUP(1,-LEFT(MB6126,ROW($1:$80)))))","v":""},{"$f":"IF(OR(ISBLANK(MC100),MC6126=\"\"),\"\",IF(ISERROR(-LOOKUP(1,-LEFT(MC6126,ROW($1:$80)))),0,-LOOKUP(1,-LEFT(MC6126,ROW($1:$80)))))","v":""},{"$f":"IF(OR(ISBLANK(MD100),MD6126=\"\"),\"\",IF(ISERROR(-LOOKUP(1,-LEFT(MD6126,ROW($1:$80)))),0,-LOOKUP(1,-LEFT(MD6126,ROW($1:$80)))))","v":""},{"$f":"IF(OR(ISBLANK(ME100),ME6126=\"\"),\"\",IF(ISERROR(-LOOKUP(1,-LEFT(ME6126,ROW($1:$80)))),0,-LOOKUP(1,-LEFT(ME6126,ROW($1:$80)))))","v":""},{"$f":"IF(OR(ISBLANK(MF100),MF6126=\"\"),\"\",IF(ISERROR(-LOOKUP(1,-LEFT(MF6126,ROW($1:$80)))),0,-LOOKUP(1,-LEFT(MF6126,ROW($1:$80)))))","v":""},{"$f":"IF(OR(ISBLANK(MG100),MG6126=\"\"),\"\",IF(ISERROR(-LOOKUP(1,-LEFT(MG6126,ROW($1:$80)))),0,-LOOKUP(1,-LEFT(MG6126,ROW($1:$80)))))","v":""},{"$f":"IF(OR(ISBLANK(MH100),MH6126=\"\"),\"\",IF(ISERROR(-LOOKUP(1,-LEFT(MH6126,ROW($1:$80)))),0,-LOOKUP(1,-LEFT(MH6126,ROW($1:$80)))))","v":""},{"$f":"IF(OR(ISBLANK(MI100),MI6126=\"\"),\"\",IF(ISERROR(-LOOKUP(1,-LEFT(MI6126,ROW($1:$80)))),0,-LOOKUP(1,-LEFT(MI6126,ROW($1:$80)))))","v":""},{"$f":"IF(OR(ISBLANK(MJ100),MJ6126=\"\"),\"\",IF(ISERROR(-LOOKUP(1,-LEFT(MJ6126,ROW($1:$80)))),0,-LOOKUP(1,-LEFT(MJ6126,ROW($1:$80)))))","v":""},{"$f":"IF(OR(ISBLANK(MK100),MK6126=\"\"),\"\",IF(ISERROR(-LOOKUP(1,-LEFT(MK6126,ROW($1:$80)))),0,-LOOKUP(1,-LEFT(MK6126,ROW($1:$80)))))","v":""},{"$f":"IF(OR(ISBLANK(ML100),ML6126=\"\"),\"\",IF(ISERROR(-LOOKUP(1,-LEFT(ML6126,ROW($1:$80)))),0,-LOOKUP(1,-LEFT(ML6126,ROW($1:$80)))))","v":""},{"$f":"IF(OR(ISBLANK(MM100),MM6126=\"\"),\"\",IF(ISERROR(-LOOKUP(1,-LEFT(MM6126,ROW($1:$80)))),0,-LOOKUP(1,-LEFT(MM6126,ROW($1:$80)))))","v":""},{"$f":"IF(OR(ISBLANK(MN100),MN6126=\"\"),\"\",IF(ISERROR(-LOOKUP(1,-LEFT(MN6126,ROW($1:$80)))),0,-LOOKUP(1,-LEFT(MN6126,ROW($1:$80)))))","v":""},{"$f":"IF(OR(ISBLANK(MO100),MO6126=\"\"),\"\",IF(ISERROR(-LOOKUP(1,-LEFT(MO6126,ROW($1:$80)))),0,-LOOKUP(1,-LEFT(MO6126,ROW($1:$80)))))","v":""},{"$f":"IF(OR(ISBLANK(MP100),MP6126=\"\"),\"\",IF(ISERROR(-LOOKUP(1,-LEFT(MP6126,ROW($1:$80)))),0,-LOOKUP(1,-LEFT(MP6126,ROW($1:$80)))))","v":""},{"$f":"IF(OR(ISBLANK(MQ100),MQ6126=\"\"),\"\",IF(ISERROR(-LOOKUP(1,-LEFT(MQ6126,ROW($1:$80)))),0,-LOOKUP(1,-LEFT(MQ6126,ROW($1:$80)))))","v":""},{"$f":"IF(OR(ISBLANK(MR100),MR6126=\"\"),\"\",IF(ISERROR(-LOOKUP(1,-LEFT(MR6126,ROW($1:$80)))),0,-LOOKUP(1,-LEFT(MR6126,ROW($1:$80)))))","v":""},{"$f":"IF(OR(ISBLANK(MS100),MS6126=\"\"),\"\",IF(ISERROR(-LOOKUP(1,-LEFT(MS6126,ROW($1:$80)))),0,-LOOKUP(1,-LEFT(MS6126,ROW($1:$80)))))","v":""},{"$f":"IF(OR(ISBLANK(MT100),MT6126=\"\"),\"\",IF(ISERROR(-LOOKUP(1,-LEFT(MT6126,ROW($1:$80)))),0,-LOOKUP(1,-LEFT(MT6126,ROW($1:$80)))))","v":""},{"$f":"IF(OR(ISBLANK(MU100),MU6126=\"\"),\"\",IF(ISERROR(-LOOKUP(1,-LEFT(MU6126,ROW($1:$80)))),0,-LOOKUP(1,-LEFT(MU6126,ROW($1:$80)))))","v":""},{"$f":"IF(OR(ISBLANK(MV100),MV6126=\"\"),\"\",IF(ISERROR(-LOOKUP(1,-LEFT(MV6126,ROW($1:$80)))),0,-LOOKUP(1,-LEFT(MV6126,ROW($1:$80)))))","v":""},{"$f":"IF(OR(ISBLANK(MW100),MW6126=\"\"),\"\",IF(ISERROR(-LOOKUP(1,-LEFT(MW6126,ROW($1:$80)))),0,-LOOKUP(1,-LEFT(MW6126,ROW($1:$80)))))","v":""},{"$f":"IF(OR(ISBLANK(MX100),MX6126=\"\"),\"\",IF(ISERROR(-LOOKUP(1,-LEFT(MX6126,ROW($1:$80)))),0,-LOOKUP(1,-LEFT(MX6126,ROW($1:$80)))))","v":""},{"$f":"IF(OR(ISBLANK(MY100),MY6126=\"\"),\"\",IF(ISERROR(-LOOKUP(1,-LEFT(MY6126,ROW($1:$80)))),0,-LOOKUP(1,-LEFT(MY6126,ROW($1:$80)))))","v":""},{"$f":"IF(OR(ISBLANK(MZ100),MZ6126=\"\"),\"\",IF(ISERROR(-LOOKUP(1,-LEFT(MZ6126,ROW($1:$80)))),0,-LOOKUP(1,-LEFT(MZ6126,ROW($1:$80)))))","v":""},{"$f":"IF(OR(ISBLANK(NA100),NA6126=\"\"),\"\",IF(ISERROR(-LOOKUP(1,-LEFT(NA6126,ROW($1:$80)))),0,-LOOKUP(1,-LEFT(NA6126,ROW($1:$80)))))","v":""},{"$f":"IF(OR(ISBLANK(NB100),NB6126=\"\"),\"\",IF(ISERROR(-LOOKUP(1,-LEFT(NB6126,ROW($1:$80)))),0,-LOOKUP(1,-LEFT(NB6126,ROW($1:$80)))))","v":""},{"$f":"IF(OR(ISBLANK(NC100),NC6126=\"\"),\"\",IF(ISERROR(-LOOKUP(1,-LEFT(NC6126,ROW($1:$80)))),0,-LOOKUP(1,-LEFT(NC6126,ROW($1:$80)))))","v":""},{"$f":"IF(OR(ISBLANK(ND100),ND6126=\"\"),\"\",IF(ISERROR(-LOOKUP(1,-LEFT(ND6126,ROW($1:$80)))),0,-LOOKUP(1,-LEFT(ND6126,ROW($1:$80)))))","v":""},{"$f":"IF(OR(ISBLANK(NE100),NE6126=\"\"),\"\",IF(ISERROR(-LOOKUP(1,-LEFT(NE6126,ROW($1:$80)))),0,-LOOKUP(1,-LEFT(NE6126,ROW($1:$80)))))","v":""},{"$f":"IF(OR(ISBLANK(NF100),NF6126=\"\"),\"\",IF(ISERROR(-LOOKUP(1,-LEFT(NF6126,ROW($1:$80)))),0,-LOOKUP(1,-LEFT(NF6126,ROW($1:$80)))))","v":""},{"$f":"IF(OR(ISBLANK(NG100),NG6126=\"\"),\"\",IF(ISERROR(-LOOKUP(1,-LEFT(NG6126,ROW($1:$80)))),0,-LOOKUP(1,-LEFT(NG6126,ROW($1:$80)))))","v":""},{"$f":"IF(OR(ISBLANK(NH100),NH6126=\"\"),\"\",IF(ISERROR(-LOOKUP(1,-LEFT(NH6126,ROW($1:$80)))),0,-LOOKUP(1,-LEFT(NH6126,ROW($1:$80)))))","v":""},{"$f":"IF(OR(ISBLANK(NI100),NI6126=\"\"),\"\",IF(ISERROR(-LOOKUP(1,-LEFT(NI6126,ROW($1:$80)))),0,-LOOKUP(1,-LEFT(NI6126,ROW($1:$80)))))","v":""},{"$f":"IF(OR(ISBLANK(NJ100),NJ6126=\"\"),\"\",IF(ISERROR(-LOOKUP(1,-LEFT(NJ6126,ROW($1:$80)))),0,-LOOKUP(1,-LEFT(NJ6126,ROW($1:$80)))))","v":""},{"$f":"IF(OR(ISBLANK(NK100),NK6126=\"\"),\"\",IF(ISERROR(-LOOKUP(1,-LEFT(NK6126,ROW($1:$80)))),0,-LOOKUP(1,-LEFT(NK6126,ROW($1:$80)))))","v":""},{"$f":"IF(OR(ISBLANK(NL100),NL6126=\"\"),\"\",IF(ISERROR(-LOOKUP(1,-LEFT(NL6126,ROW($1:$80)))),0,-LOOKUP(1,-LEFT(NL6126,ROW($1:$80)))))","v":""},{"$f":"IF(OR(ISBLANK(NM100),NM6126=\"\"),\"\",IF(ISERROR(-LOOKUP(1,-LEFT(NM6126,ROW($1:$80)))),0,-LOOKUP(1,-LEFT(NM6126,ROW($1:$80)))))","v":""},{"$f":"IF(OR(ISBLANK(NN100),NN6126=\"\"),\"\",IF(ISERROR(-LOOKUP(1,-LEFT(NN6126,ROW($1:$80)))),0,-LOOKUP(1,-LEFT(NN6126,ROW($1:$80)))))","v":""},{"$f":"IF(OR(ISBLANK(NO100),NO6126=\"\"),\"\",IF(ISERROR(-LOOKUP(1,-LEFT(NO6126,ROW($1:$80)))),0,-LOOKUP(1,-LEFT(NO6126,ROW($1:$80)))))","v":""},{"$f":"IF(OR(ISBLANK(NP100),NP6126=\"\"),\"\",IF(ISERROR(-LOOKUP(1,-LEFT(NP6126,ROW($1:$80)))),0,-LOOKUP(1,-LEFT(NP6126,ROW($1:$80)))))","v":""},{"$f":"IF(OR(ISBLANK(NQ100),NQ6126=\"\"),\"\",IF(ISERROR(-LOOKUP(1,-LEFT(NQ6126,ROW($1:$80)))),0,-LOOKUP(1,-LEFT(NQ6126,ROW($1:$80)))))","v":""},{"$f":"IF(OR(ISBLANK(NR100),NR6126=\"\"),\"\",IF(ISERROR(-LOOKUP(1,-LEFT(NR6126,ROW($1:$80)))),0,-LOOKUP(1,-LEFT(NR6126,ROW($1:$80)))))","v":""},{"$f":"IF(OR(ISBLANK(NS100),NS6126=\"\"),\"\",IF(ISERROR(-LOOKUP(1,-LEFT(NS6126,ROW($1:$80)))),0,-LOOKUP(1,-LEFT(NS6126,ROW($1:$80)))))","v":""},{"$f":"IF(OR(ISBLANK(NT100),NT6126=\"\"),\"\",IF(ISERROR(-LOOKUP(1,-LEFT(NT6126,ROW($1:$80)))),0,-LOOKUP(1,-LEFT(NT6126,ROW($1:$80)))))","v":""},{"$f":"IF(OR(ISBLANK(NU100),NU6126=\"\"),\"\",IF(ISERROR(-LOOKUP(1,-LEFT(NU6126,ROW($1:$80)))),0,-LOOKUP(1,-LEFT(NU6126,ROW($1:$80)))))","v":""},{"$f":"IF(OR(ISBLANK(NV100),NV6126=\"\"),\"\",IF(ISERROR(-LOOKUP(1,-LEFT(NV6126,ROW($1:$80)))),0,-LOOKUP(1,-LEFT(NV6126,ROW($1:$80)))))","v":""},{"$f":"IF(OR(ISBLANK(NW100),NW6126=\"\"),\"\",IF(ISERROR(-LOOKUP(1,-LEFT(NW6126,ROW($1:$80)))),0,-LOOKUP(1,-LEFT(NW6126,ROW($1:$80)))))","v":""},{"$f":"IF(OR(ISBLANK(NX100),NX6126=\"\"),\"\",IF(ISERROR(-LOOKUP(1,-LEFT(NX6126,ROW($1:$80)))),0,-LOOKUP(1,-LEFT(NX6126,ROW($1:$80)))))","v":""},{"$f":"IF(OR(ISBLANK(NY100),NY6126=\"\"),\"\",IF(ISERROR(-LOOKUP(1,-LEFT(NY6126,ROW($1:$80)))),0,-LOOKUP(1,-LEFT(NY6126,ROW($1:$80)))))","v":""},{"$f":"IF(OR(ISBLANK(NZ100),NZ6126=\"\"),\"\",IF(ISERROR(-LOOKUP(1,-LEFT(NZ6126,ROW($1:$80)))),0,-LOOKUP(1,-LEFT(NZ6126,ROW($1:$80)))))","v":""},{"$f":"IF(OR(ISBLANK(OA100),OA6126=\"\"),\"\",IF(ISERROR(-LOOKUP(1,-LEFT(OA6126,ROW($1:$80)))),0,-LOOKUP(1,-LEFT(OA6126,ROW($1:$80)))))","v":""},{"$f":"IF(OR(ISBLANK(OB100),OB6126=\"\"),\"\",IF(ISERROR(-LOOKUP(1,-LEFT(OB6126,ROW($1:$80)))),0,-LOOKUP(1,-LEFT(OB6126,ROW($1:$80)))))","v":""},{"$f":"IF(OR(ISBLANK(OC100),OC6126=\"\"),\"\",IF(ISERROR(-LOOKUP(1,-LEFT(OC6126,ROW($1:$80)))),0,-LOOKUP(1,-LEFT(OC6126,ROW($1:$80)))))","v":""},{"$f":"IF(OR(ISBLANK(OD100),OD6126=\"\"),\"\",IF(ISERROR(-LOOKUP(1,-LEFT(OD6126,ROW($1:$80)))),0,-LOOKUP(1,-LEFT(OD6126,ROW($1:$80)))))","v":""},{"$f":"IF(OR(ISBLANK(OE100),OE6126=\"\"),\"\",IF(ISERROR(-LOOKUP(1,-LEFT(OE6126,ROW($1:$80)))),0,-LOOKUP(1,-LEFT(OE6126,ROW($1:$80)))))","v":""},{"$f":"IF(OR(ISBLANK(OF100),OF6126=\"\"),\"\",IF(ISERROR(-LOOKUP(1,-LEFT(OF6126,ROW($1:$80)))),0,-LOOKUP(1,-LEFT(OF6126,ROW($1:$80)))))","v":""},{"$f":"IF(OR(ISBLANK(OG100),OG6126=\"\"),\"\",IF(ISERROR(-LOOKUP(1,-LEFT(OG6126,ROW($1:$80)))),0,-LOOKUP(1,-LEFT(OG6126,ROW($1:$80)))))","v":""},{"$f":"IF(OR(ISBLANK(OH100),OH6126=\"\"),\"\",IF(ISERROR(-LOOKUP(1,-LEFT(OH6126,ROW($1:$80)))),0,-LOOKUP(1,-LEFT(OH6126,ROW($1:$80)))))","v":""},{"$f":"IF(OR(ISBLANK(OI100),OI6126=\"\"),\"\",IF(ISERROR(-LOOKUP(1,-LEFT(OI6126,ROW($1:$80)))),0,-LOOKUP(1,-LEFT(OI6126,ROW($1:$80)))))","v":""},{"$f":"IF(OR(ISBLANK(OJ100),OJ6126=\"\"),\"\",IF(ISERROR(-LOOKUP(1,-LEFT(OJ6126,ROW($1:$80)))),0,-LOOKUP(1,-LEFT(OJ6126,ROW($1:$80)))))","v":""},{"$f":"IF(OR(ISBLANK(OK100),OK6126=\"\"),\"\",IF(ISERROR(-LOOKUP(1,-LEFT(OK6126,ROW($1:$80)))),0,-LOOKUP(1,-LEFT(OK6126,ROW($1:$80)))))","v":""},{"$f":"IF(OR(ISBLANK(OL100),OL6126=\"\"),\"\",IF(ISERROR(-LOOKUP(1,-LEFT(OL6126,ROW($1:$80)))),0,-LOOKUP(1,-LEFT(OL6126,ROW($1:$80)))))","v":""},{"$f":"IF(OR(ISBLANK(OM100),OM6126=\"\"),\"\",IF(ISERROR(-LOOKUP(1,-LEFT(OM6126,ROW($1:$80)))),0,-LOOKUP(1,-LEFT(OM6126,ROW($1:$80)))))","v":""},{"$f":"IF(OR(ISBLANK(ON100),ON6126=\"\"),\"\",IF(ISERROR(-LOOKUP(1,-LEFT(ON6126,ROW($1:$80)))),0,-LOOKUP(1,-LEFT(ON6126,ROW($1:$80)))))","v":""},{"$f":"IF(OR(ISBLANK(OO100),OO6126=\"\"),\"\",IF(ISERROR(-LOOKUP(1,-LEFT(OO6126,ROW($1:$80)))),0,-LOOKUP(1,-LEFT(OO6126,ROW($1:$80)))))","v":""},{"$f":"IF(OR(ISBLANK(OP100),OP6126=\"\"),\"\",IF(ISERROR(-LOOKUP(1,-LEFT(OP6126,ROW($1:$80)))),0,-LOOKUP(1,-LEFT(OP6126,ROW($1:$80)))))","v":""},{"$f":"IF(OR(ISBLANK(OQ100),OQ6126=\"\"),\"\",IF(ISERROR(-LOOKUP(1,-LEFT(OQ6126,ROW($1:$80)))),0,-LOOKUP(1,-LEFT(OQ6126,ROW($1:$80)))))","v":""}]
[null,null,"灯油消費量","[MJ]",null,null,{"$f":"IF(OR(E$6<>$D$6009,COUNTBLANK(H78)=1),\"\",G6159)","v":""},{"$f":"IF(OR(ISBLANK(H100),H6127=\"\"),\"\",IF(ISERROR(-LOOKUP(1,-LEFT(H6127,ROW($1:$80)))),0,-LOOKUP(1,-LEFT(H6127,ROW($1:$80)))))","v":""},{"$f":"IF(OR(ISBLANK(I100),I6127=\"\"),\"\",IF(ISERROR(-LOOKUP(1,-LEFT(I6127,ROW($1:$80)))),0,-LOOKUP(1,-LEFT(I6127,ROW($1:$80)))))","v":""},{"$f":"IF(OR(ISBLANK(J100),J6127=\"\"),\"\",IF(ISERROR(-LOOKUP(1,-LEFT(J6127,ROW($1:$80)))),0,-LOOKUP(1,-LEFT(J6127,ROW($1:$80)))))","v":""},{"$f":"IF(OR(ISBLANK(K100),K6127=\"\"),\"\",IF(ISERROR(-LOOKUP(1,-LEFT(K6127,ROW($1:$80)))),0,-LOOKUP(1,-LEFT(K6127,ROW($1:$80)))))","v":""},{"$f":"IF(OR(ISBLANK(L100),L6127=\"\"),\"\",IF(ISERROR(-LOOKUP(1,-LEFT(L6127,ROW($1:$80)))),0,-LOOKUP(1,-LEFT(L6127,ROW($1:$80)))))","v":""},{"$f":"IF(OR(ISBLANK(M100),M6127=\"\"),\"\",IF(ISERROR(-LOOKUP(1,-LEFT(M6127,ROW($1:$80)))),0,-LOOKUP(1,-LEFT(M6127,ROW($1:$80)))))","v":""},{"$f":"IF(OR(ISBLANK(N100),N6127=\"\"),\"\",IF(ISERROR(-LOOKUP(1,-LEFT(N6127,ROW($1:$80)))),0,-LOOKUP(1,-LEFT(N6127,ROW($1:$80)))))","v":""},{"$f":"IF(OR(ISBLANK(O100),O6127=\"\"),\"\",IF(ISERROR(-LOOKUP(1,-LEFT(O6127,ROW($1:$80)))),0,-LOOKUP(1,-LEFT(O6127,ROW($1:$80)))))","v":""},{"$f":"IF(OR(ISBLANK(P100),P6127=\"\"),\"\",IF(ISERROR(-LOOKUP(1,-LEFT(P6127,ROW($1:$80)))),0,-LOOKUP(1,-LEFT(P6127,ROW($1:$80)))))","v":""},{"$f":"IF(OR(ISBLANK(Q100),Q6127=\"\"),\"\",IF(ISERROR(-LOOKUP(1,-LEFT(Q6127,ROW($1:$80)))),0,-LOOKUP(1,-LEFT(Q6127,ROW($1:$80)))))","v":""},{"$f":"IF(OR(ISBLANK(R100),R6127=\"\"),\"\",IF(ISERROR(-LOOKUP(1,-LEFT(R6127,ROW($1:$80)))),0,-LOOKUP(1,-LEFT(R6127,ROW($1:$80)))))","v":""},{"$f":"IF(OR(ISBLANK(S100),S6127=\"\"),\"\",IF(ISERROR(-LOOKUP(1,-LEFT(S6127,ROW($1:$80)))),0,-LOOKUP(1,-LEFT(S6127,ROW($1:$80)))))","v":""},{"$f":"IF(OR(ISBLANK(T100),T6127=\"\"),\"\",IF(ISERROR(-LOOKUP(1,-LEFT(T6127,ROW($1:$80)))),0,-LOOKUP(1,-LEFT(T6127,ROW($1:$80)))))","v":""},{"$f":"IF(OR(ISBLANK(U100),U6127=\"\"),\"\",IF(ISERROR(-LOOKUP(1,-LEFT(U6127,ROW($1:$80)))),0,-LOOKUP(1,-LEFT(U6127,ROW($1:$80)))))","v":""},{"$f":"IF(OR(ISBLANK(V100),V6127=\"\"),\"\",IF(ISERROR(-LOOKUP(1,-LEFT(V6127,ROW($1:$80)))),0,-LOOKUP(1,-LEFT(V6127,ROW($1:$80)))))","v":""},{"$f":"IF(OR(ISBLANK(W100),W6127=\"\"),\"\",IF(ISERROR(-LOOKUP(1,-LEFT(W6127,ROW($1:$80)))),0,-LOOKUP(1,-LEFT(W6127,ROW($1:$80)))))","v":""},{"$f":"IF(OR(ISBLANK(X100),X6127=\"\"),\"\",IF(ISERROR(-LOOKUP(1,-LEFT(X6127,ROW($1:$80)))),0,-LOOKUP(1,-LEFT(X6127,ROW($1:$80)))))","v":""},{"$f":"IF(OR(ISBLANK(Y100),Y6127=\"\"),\"\",IF(ISERROR(-LOOKUP(1,-LEFT(Y6127,ROW($1:$80)))),0,-LOOKUP(1,-LEFT(Y6127,ROW($1:$80)))))","v":""},{"$f":"IF(OR(ISBLANK(Z100),Z6127=\"\"),\"\",IF(ISERROR(-LOOKUP(1,-LEFT(Z6127,ROW($1:$80)))),0,-LOOKUP(1,-LEFT(Z6127,ROW($1:$80)))))","v":""},{"$f":"IF(OR(ISBLANK(AA100),AA6127=\"\"),\"\",IF(ISERROR(-LOOKUP(1,-LEFT(AA6127,ROW($1:$80)))),0,-LOOKUP(1,-LEFT(AA6127,ROW($1:$80)))))","v":""},{"$f":"IF(OR(ISBLANK(AB100),AB6127=\"\"),\"\",IF(ISERROR(-LOOKUP(1,-LEFT(AB6127,ROW($1:$80)))),0,-LOOKUP(1,-LEFT(AB6127,ROW($1:$80)))))","v":""},{"$f":"IF(OR(ISBLANK(AC100),AC6127=\"\"),\"\",IF(ISERROR(-LOOKUP(1,-LEFT(AC6127,ROW($1:$80)))),0,-LOOKUP(1,-LEFT(AC6127,ROW($1:$80)))))","v":""},{"$f":"IF(OR(ISBLANK(AD100),AD6127=\"\"),\"\",IF(ISERROR(-LOOKUP(1,-LEFT(AD6127,ROW($1:$80)))),0,-LOOKUP(1,-LEFT(AD6127,ROW($1:$80)))))","v":""},{"$f":"IF(OR(ISBLANK(AE100),AE6127=\"\"),\"\",IF(ISERROR(-LOOKUP(1,-LEFT(AE6127,ROW($1:$80)))),0,-LOOKUP(1,-LEFT(AE6127,ROW($1:$80)))))","v":""},{"$f":"IF(OR(ISBLANK(AF100),AF6127=\"\"),\"\",IF(ISERROR(-LOOKUP(1,-LEFT(AF6127,ROW($1:$80)))),0,-LOOKUP(1,-LEFT(AF6127,ROW($1:$80)))))","v":""},{"$f":"IF(OR(ISBLANK(AG100),AG6127=\"\"),\"\",IF(ISERROR(-LOOKUP(1,-LEFT(AG6127,ROW($1:$80)))),0,-LOOKUP(1,-LEFT(AG6127,ROW($1:$80)))))","v":""},{"$f":"IF(OR(ISBLANK(AH100),AH6127=\"\"),\"\",IF(ISERROR(-LOOKUP(1,-LEFT(AH6127,ROW($1:$80)))),0,-LOOKUP(1,-LEFT(AH6127,ROW($1:$80)))))","v":""},{"$f":"IF(OR(ISBLANK(AI100),AI6127=\"\"),\"\",IF(ISERROR(-LOOKUP(1,-LEFT(AI6127,ROW($1:$80)))),0,-LOOKUP(1,-LEFT(AI6127,ROW($1:$80)))))","v":""},{"$f":"IF(OR(ISBLANK(AJ100),AJ6127=\"\"),\"\",IF(ISERROR(-LOOKUP(1,-LEFT(AJ6127,ROW($1:$80)))),0,-LOOKUP(1,-LEFT(AJ6127,ROW($1:$80)))))","v":""},{"$f":"IF(OR(ISBLANK(AK100),AK6127=\"\"),\"\",IF(ISERROR(-LOOKUP(1,-LEFT(AK6127,ROW($1:$80)))),0,-LOOKUP(1,-LEFT(AK6127,ROW($1:$80)))))","v":""},{"$f":"IF(OR(ISBLANK(AL100),AL6127=\"\"),\"\",IF(ISERROR(-LOOKUP(1,-LEFT(AL6127,ROW($1:$80)))),0,-LOOKUP(1,-LEFT(AL6127,ROW($1:$80)))))","v":""},{"$f":"IF(OR(ISBLANK(AM100),AM6127=\"\"),\"\",IF(ISERROR(-LOOKUP(1,-LEFT(AM6127,ROW($1:$80)))),0,-LOOKUP(1,-LEFT(AM6127,ROW($1:$80)))))","v":""},{"$f":"IF(OR(ISBLANK(AN100),AN6127=\"\"),\"\",IF(ISERROR(-LOOKUP(1,-LEFT(AN6127,ROW($1:$80)))),0,-LOOKUP(1,-LEFT(AN6127,ROW($1:$80)))))","v":""},{"$f":"IF(OR(ISBLANK(AO100),AO6127=\"\"),\"\",IF(ISERROR(-LOOKUP(1,-LEFT(AO6127,ROW($1:$80)))),0,-LOOKUP(1,-LEFT(AO6127,ROW($1:$80)))))","v":""},{"$f":"IF(OR(ISBLANK(AP100),AP6127=\"\"),\"\",IF(ISERROR(-LOOKUP(1,-LEFT(AP6127,ROW($1:$80)))),0,-LOOKUP(1,-LEFT(AP6127,ROW($1:$80)))))","v":""},{"$f":"IF(OR(ISBLANK(AQ100),AQ6127=\"\"),\"\",IF(ISERROR(-LOOKUP(1,-LEFT(AQ6127,ROW($1:$80)))),0,-LOOKUP(1,-LEFT(AQ6127,ROW($1:$80)))))","v":""},{"$f":"IF(OR(ISBLANK(AR100),AR6127=\"\"),\"\",IF(ISERROR(-LOOKUP(1,-LEFT(AR6127,ROW($1:$80)))),0,-LOOKUP(1,-LEFT(AR6127,ROW($1:$80)))))","v":""},{"$f":"IF(OR(ISBLANK(AS100),AS6127=\"\"),\"\",IF(ISERROR(-LOOKUP(1,-LEFT(AS6127,ROW($1:$80)))),0,-LOOKUP(1,-LEFT(AS6127,ROW($1:$80)))))","v":""},{"$f":"IF(OR(ISBLANK(AT100),AT6127=\"\"),\"\",IF(ISERROR(-LOOKUP(1,-LEFT(AT6127,ROW($1:$80)))),0,-LOOKUP(1,-LEFT(AT6127,ROW($1:$80)))))","v":""},{"$f":"IF(OR(ISBLANK(AU100),AU6127=\"\"),\"\",IF(ISERROR(-LOOKUP(1,-LEFT(AU6127,ROW($1:$80)))),0,-LOOKUP(1,-LEFT(AU6127,ROW($1:$80)))))","v":""},{"$f":"IF(OR(ISBLANK(AV100),AV6127=\"\"),\"\",IF(ISERROR(-LOOKUP(1,-LEFT(AV6127,ROW($1:$80)))),0,-LOOKUP(1,-LEFT(AV6127,ROW($1:$80)))))","v":""},{"$f":"IF(OR(ISBLANK(AW100),AW6127=\"\"),\"\",IF(ISERROR(-LOOKUP(1,-LEFT(AW6127,ROW($1:$80)))),0,-LOOKUP(1,-LEFT(AW6127,ROW($1:$80)))))","v":""},{"$f":"IF(OR(ISBLANK(AX100),AX6127=\"\"),\"\",IF(ISERROR(-LOOKUP(1,-LEFT(AX6127,ROW($1:$80)))),0,-LOOKUP(1,-LEFT(AX6127,ROW($1:$80)))))","v":""},{"$f":"IF(OR(ISBLANK(AY100),AY6127=\"\"),\"\",IF(ISERROR(-LOOKUP(1,-LEFT(AY6127,ROW($1:$80)))),0,-LOOKUP(1,-LEFT(AY6127,ROW($1:$80)))))","v":""},{"$f":"IF(OR(ISBLANK(AZ100),AZ6127=\"\"),\"\",IF(ISERROR(-LOOKUP(1,-LEFT(AZ6127,ROW($1:$80)))),0,-LOOKUP(1,-LEFT(AZ6127,ROW($1:$80)))))","v":""},{"$f":"IF(OR(ISBLANK(BA100),BA6127=\"\"),\"\",IF(ISERROR(-LOOKUP(1,-LEFT(BA6127,ROW($1:$80)))),0,-LOOKUP(1,-LEFT(BA6127,ROW($1:$80)))))","v":""},{"$f":"IF(OR(ISBLANK(BB100),BB6127=\"\"),\"\",IF(ISERROR(-LOOKUP(1,-LEFT(BB6127,ROW($1:$80)))),0,-LOOKUP(1,-LEFT(BB6127,ROW($1:$80)))))","v":""},{"$f":"IF(OR(ISBLANK(BC100),BC6127=\"\"),\"\",IF(ISERROR(-LOOKUP(1,-LEFT(BC6127,ROW($1:$80)))),0,-LOOKUP(1,-LEFT(BC6127,ROW($1:$80)))))","v":""},{"$f":"IF(OR(ISBLANK(BD100),BD6127=\"\"),\"\",IF(ISERROR(-LOOKUP(1,-LEFT(BD6127,ROW($1:$80)))),0,-LOOKUP(1,-LEFT(BD6127,ROW($1:$80)))))","v":""},{"$f":"IF(OR(ISBLANK(BE100),BE6127=\"\"),\"\",IF(ISERROR(-LOOKUP(1,-LEFT(BE6127,ROW($1:$80)))),0,-LOOKUP(1,-LEFT(BE6127,ROW($1:$80)))))","v":""},{"$f":"IF(OR(ISBLANK(BF100),BF6127=\"\"),\"\",IF(ISERROR(-LOOKUP(1,-LEFT(BF6127,ROW($1:$80)))),0,-LOOKUP(1,-LEFT(BF6127,ROW($1:$80)))))","v":""},{"$f":"IF(OR(ISBLANK(BG100),BG6127=\"\"),\"\",IF(ISERROR(-LOOKUP(1,-LEFT(BG6127,ROW($1:$80)))),0,-LOOKUP(1,-LEFT(BG6127,ROW($1:$80)))))","v":""},{"$f":"IF(OR(ISBLANK(BH100),BH6127=\"\"),\"\",IF(ISERROR(-LOOKUP(1,-LEFT(BH6127,ROW($1:$80)))),0,-LOOKUP(1,-LEFT(BH6127,ROW($1:$80)))))","v":""},{"$f":"IF(OR(ISBLANK(BI100),BI6127=\"\"),\"\",IF(ISERROR(-LOOKUP(1,-LEFT(BI6127,ROW($1:$80)))),0,-LOOKUP(1,-LEFT(BI6127,ROW($1:$80)))))","v":""},{"$f":"IF(OR(ISBLANK(BJ100),BJ6127=\"\"),\"\",IF(ISERROR(-LOOKUP(1,-LEFT(BJ6127,ROW($1:$80)))),0,-LOOKUP(1,-LEFT(BJ6127,ROW($1:$80)))))","v":""},{"$f":"IF(OR(ISBLANK(BK100),BK6127=\"\"),\"\",IF(ISERROR(-LOOKUP(1,-LEFT(BK6127,ROW($1:$80)))),0,-LOOKUP(1,-LEFT(BK6127,ROW($1:$80)))))","v":""},{"$f":"IF(OR(ISBLANK(BL100),BL6127=\"\"),\"\",IF(ISERROR(-LOOKUP(1,-LEFT(BL6127,ROW($1:$80)))),0,-LOOKUP(1,-LEFT(BL6127,ROW($1:$80)))))","v":""},{"$f":"IF(OR(ISBLANK(BM100),BM6127=\"\"),\"\",IF(ISERROR(-LOOKUP(1,-LEFT(BM6127,ROW($1:$80)))),0,-LOOKUP(1,-LEFT(BM6127,ROW($1:$80)))))","v":""},{"$f":"IF(OR(ISBLANK(BN100),BN6127=\"\"),\"\",IF(ISERROR(-LOOKUP(1,-LEFT(BN6127,ROW($1:$80)))),0,-LOOKUP(1,-LEFT(BN6127,ROW($1:$80)))))","v":""},{"$f":"IF(OR(ISBLANK(BO100),BO6127=\"\"),\"\",IF(ISERROR(-LOOKUP(1,-LEFT(BO6127,ROW($1:$80)))),0,-LOOKUP(1,-LEFT(BO6127,ROW($1:$80)))))","v":""},{"$f":"IF(OR(ISBLANK(BP100),BP6127=\"\"),\"\",IF(ISERROR(-LOOKUP(1,-LEFT(BP6127,ROW($1:$80)))),0,-LOOKUP(1,-LEFT(BP6127,ROW($1:$80)))))","v":""},{"$f":"IF(OR(ISBLANK(BQ100),BQ6127=\"\"),\"\",IF(ISERROR(-LOOKUP(1,-LEFT(BQ6127,ROW($1:$80)))),0,-LOOKUP(1,-LEFT(BQ6127,ROW($1:$80)))))","v":""},{"$f":"IF(OR(ISBLANK(BR100),BR6127=\"\"),\"\",IF(ISERROR(-LOOKUP(1,-LEFT(BR6127,ROW($1:$80)))),0,-LOOKUP(1,-LEFT(BR6127,ROW($1:$80)))))","v":""},{"$f":"IF(OR(ISBLANK(BS100),BS6127=\"\"),\"\",IF(ISERROR(-LOOKUP(1,-LEFT(BS6127,ROW($1:$80)))),0,-LOOKUP(1,-LEFT(BS6127,ROW($1:$80)))))","v":""},{"$f":"IF(OR(ISBLANK(BT100),BT6127=\"\"),\"\",IF(ISERROR(-LOOKUP(1,-LEFT(BT6127,ROW($1:$80)))),0,-LOOKUP(1,-LEFT(BT6127,ROW($1:$80)))))","v":""},{"$f":"IF(OR(ISBLANK(BU100),BU6127=\"\"),\"\",IF(ISERROR(-LOOKUP(1,-LEFT(BU6127,ROW($1:$80)))),0,-LOOKUP(1,-LEFT(BU6127,ROW($1:$80)))))","v":""},{"$f":"IF(OR(ISBLANK(BV100),BV6127=\"\"),\"\",IF(ISERROR(-LOOKUP(1,-LEFT(BV6127,ROW($1:$80)))),0,-LOOKUP(1,-LEFT(BV6127,ROW($1:$80)))))","v":""},{"$f":"IF(OR(ISBLANK(BW100),BW6127=\"\"),\"\",IF(ISERROR(-LOOKUP(1,-LEFT(BW6127,ROW($1:$80)))),0,-LOOKUP(1,-LEFT(BW6127,ROW($1:$80)))))","v":""},{"$f":"IF(OR(ISBLANK(BX100),BX6127=\"\"),\"\",IF(ISERROR(-LOOKUP(1,-LEFT(BX6127,ROW($1:$80)))),0,-LOOKUP(1,-LEFT(BX6127,ROW($1:$80)))))","v":""},{"$f":"IF(OR(ISBLANK(BY100),BY6127=\"\"),\"\",IF(ISERROR(-LOOKUP(1,-LEFT(BY6127,ROW($1:$80)))),0,-LOOKUP(1,-LEFT(BY6127,ROW($1:$80)))))","v":""},{"$f":"IF(OR(ISBLANK(BZ100),BZ6127=\"\"),\"\",IF(ISERROR(-LOOKUP(1,-LEFT(BZ6127,ROW($1:$80)))),0,-LOOKUP(1,-LEFT(BZ6127,ROW($1:$80)))))","v":""},{"$f":"IF(OR(ISBLANK(CA100),CA6127=\"\"),\"\",IF(ISERROR(-LOOKUP(1,-LEFT(CA6127,ROW($1:$80)))),0,-LOOKUP(1,-LEFT(CA6127,ROW($1:$80)))))","v":""},{"$f":"IF(OR(ISBLANK(CB100),CB6127=\"\"),\"\",IF(ISERROR(-LOOKUP(1,-LEFT(CB6127,ROW($1:$80)))),0,-LOOKUP(1,-LEFT(CB6127,ROW($1:$80)))))","v":""},{"$f":"IF(OR(ISBLANK(CC100),CC6127=\"\"),\"\",IF(ISERROR(-LOOKUP(1,-LEFT(CC6127,ROW($1:$80)))),0,-LOOKUP(1,-LEFT(CC6127,ROW($1:$80)))))","v":""},{"$f":"IF(OR(ISBLANK(CD100),CD6127=\"\"),\"\",IF(ISERROR(-LOOKUP(1,-LEFT(CD6127,ROW($1:$80)))),0,-LOOKUP(1,-LEFT(CD6127,ROW($1:$80)))))","v":""},{"$f":"IF(OR(ISBLANK(CE100),CE6127=\"\"),\"\",IF(ISERROR(-LOOKUP(1,-LEFT(CE6127,ROW($1:$80)))),0,-LOOKUP(1,-LEFT(CE6127,ROW($1:$80)))))","v":""},{"$f":"IF(OR(ISBLANK(CF100),CF6127=\"\"),\"\",IF(ISERROR(-LOOKUP(1,-LEFT(CF6127,ROW($1:$80)))),0,-LOOKUP(1,-LEFT(CF6127,ROW($1:$80)))))","v":""},{"$f":"IF(OR(ISBLANK(CG100),CG6127=\"\"),\"\",IF(ISERROR(-LOOKUP(1,-LEFT(CG6127,ROW($1:$80)))),0,-LOOKUP(1,-LEFT(CG6127,ROW($1:$80)))))","v":""},{"$f":"IF(OR(ISBLANK(CH100),CH6127=\"\"),\"\",IF(ISERROR(-LOOKUP(1,-LEFT(CH6127,ROW($1:$80)))),0,-LOOKUP(1,-LEFT(CH6127,ROW($1:$80)))))","v":""},{"$f":"IF(OR(ISBLANK(CI100),CI6127=\"\"),\"\",IF(ISERROR(-LOOKUP(1,-LEFT(CI6127,ROW($1:$80)))),0,-LOOKUP(1,-LEFT(CI6127,ROW($1:$80)))))","v":""},{"$f":"IF(OR(ISBLANK(CJ100),CJ6127=\"\"),\"\",IF(ISERROR(-LOOKUP(1,-LEFT(CJ6127,ROW($1:$80)))),0,-LOOKUP(1,-LEFT(CJ6127,ROW($1:$80)))))","v":""},{"$f":"IF(OR(ISBLANK(CK100),CK6127=\"\"),\"\",IF(ISERROR(-LOOKUP(1,-LEFT(CK6127,ROW($1:$80)))),0,-LOOKUP(1,-LEFT(CK6127,ROW($1:$80)))))","v":""},{"$f":"IF(OR(ISBLANK(CL100),CL6127=\"\"),\"\",IF(ISERROR(-LOOKUP(1,-LEFT(CL6127,ROW($1:$80)))),0,-LOOKUP(1,-LEFT(CL6127,ROW($1:$80)))))","v":""},{"$f":"IF(OR(ISBLANK(CM100),CM6127=\"\"),\"\",IF(ISERROR(-LOOKUP(1,-LEFT(CM6127,ROW($1:$80)))),0,-LOOKUP(1,-LEFT(CM6127,ROW($1:$80)))))","v":""},{"$f":"IF(OR(ISBLANK(CN100),CN6127=\"\"),\"\",IF(ISERROR(-LOOKUP(1,-LEFT(CN6127,ROW($1:$80)))),0,-LOOKUP(1,-LEFT(CN6127,ROW($1:$80)))))","v":""},{"$f":"IF(OR(ISBLANK(CO100),CO6127=\"\"),\"\",IF(ISERROR(-LOOKUP(1,-LEFT(CO6127,ROW($1:$80)))),0,-LOOKUP(1,-LEFT(CO6127,ROW($1:$80)))))","v":""},{"$f":"IF(OR(ISBLANK(CP100),CP6127=\"\"),\"\",IF(ISERROR(-LOOKUP(1,-LEFT(CP6127,ROW($1:$80)))),0,-LOOKUP(1,-LEFT(CP6127,ROW($1:$80)))))","v":""},{"$f":"IF(OR(ISBLANK(CQ100),CQ6127=\"\"),\"\",IF(ISERROR(-LOOKUP(1,-LEFT(CQ6127,ROW($1:$80)))),0,-LOOKUP(1,-LEFT(CQ6127,ROW($1:$80)))))","v":""},{"$f":"IF(OR(ISBLANK(CR100),CR6127=\"\"),\"\",IF(ISERROR(-LOOKUP(1,-LEFT(CR6127,ROW($1:$80)))),0,-LOOKUP(1,-LEFT(CR6127,ROW($1:$80)))))","v":""},{"$f":"IF(OR(ISBLANK(CS100),CS6127=\"\"),\"\",IF(ISERROR(-LOOKUP(1,-LEFT(CS6127,ROW($1:$80)))),0,-LOOKUP(1,-LEFT(CS6127,ROW($1:$80)))))","v":""},{"$f":"IF(OR(ISBLANK(CT100),CT6127=\"\"),\"\",IF(ISERROR(-LOOKUP(1,-LEFT(CT6127,ROW($1:$80)))),0,-LOOKUP(1,-LEFT(CT6127,ROW($1:$80)))))","v":""},{"$f":"IF(OR(ISBLANK(CU100),CU6127=\"\"),\"\",IF(ISERROR(-LOOKUP(1,-LEFT(CU6127,ROW($1:$80)))),0,-LOOKUP(1,-LEFT(CU6127,ROW($1:$80)))))","v":""},{"$f":"IF(OR(ISBLANK(CV100),CV6127=\"\"),\"\",IF(ISERROR(-LOOKUP(1,-LEFT(CV6127,ROW($1:$80)))),0,-LOOKUP(1,-LEFT(CV6127,ROW($1:$80)))))","v":""},{"$f":"IF(OR(ISBLANK(CW100),CW6127=\"\"),\"\",IF(ISERROR(-LOOKUP(1,-LEFT(CW6127,ROW($1:$80)))),0,-LOOKUP(1,-LEFT(CW6127,ROW($1:$80)))))","v":""},{"$f":"IF(OR(ISBLANK(CX100),CX6127=\"\"),\"\",IF(ISERROR(-LOOKUP(1,-LEFT(CX6127,ROW($1:$80)))),0,-LOOKUP(1,-LEFT(CX6127,ROW($1:$80)))))","v":""},{"$f":"IF(OR(ISBLANK(CY100),CY6127=\"\"),\"\",IF(ISERROR(-LOOKUP(1,-LEFT(CY6127,ROW($1:$80)))),0,-LOOKUP(1,-LEFT(CY6127,ROW($1:$80)))))","v":""},{"$f":"IF(OR(ISBLANK(CZ100),CZ6127=\"\"),\"\",IF(ISERROR(-LOOKUP(1,-LEFT(CZ6127,ROW($1:$80)))),0,-LOOKUP(1,-LEFT(CZ6127,ROW($1:$80)))))","v":""},{"$f":"IF(OR(ISBLANK(DA100),DA6127=\"\"),\"\",IF(ISERROR(-LOOKUP(1,-LEFT(DA6127,ROW($1:$80)))),0,-LOOKUP(1,-LEFT(DA6127,ROW($1:$80)))))","v":""},{"$f":"IF(OR(ISBLANK(DB100),DB6127=\"\"),\"\",IF(ISERROR(-LOOKUP(1,-LEFT(DB6127,ROW($1:$80)))),0,-LOOKUP(1,-LEFT(DB6127,ROW($1:$80)))))","v":""},{"$f":"IF(OR(ISBLANK(DC100),DC6127=\"\"),\"\",IF(ISERROR(-LOOKUP(1,-LEFT(DC6127,ROW($1:$80)))),0,-LOOKUP(1,-LEFT(DC6127,ROW($1:$80)))))","v":""},{"$f":"IF(OR(ISBLANK(DD100),DD6127=\"\"),\"\",IF(ISERROR(-LOOKUP(1,-LEFT(DD6127,ROW($1:$80)))),0,-LOOKUP(1,-LEFT(DD6127,ROW($1:$80)))))","v":""},{"$f":"IF(OR(ISBLANK(DE100),DE6127=\"\"),\"\",IF(ISERROR(-LOOKUP(1,-LEFT(DE6127,ROW($1:$80)))),0,-LOOKUP(1,-LEFT(DE6127,ROW($1:$80)))))","v":""},{"$f":"IF(OR(ISBLANK(DF100),DF6127=\"\"),\"\",IF(ISERROR(-LOOKUP(1,-LEFT(DF6127,ROW($1:$80)))),0,-LOOKUP(1,-LEFT(DF6127,ROW($1:$80)))))","v":""},{"$f":"IF(OR(ISBLANK(DG100),DG6127=\"\"),\"\",IF(ISERROR(-LOOKUP(1,-LEFT(DG6127,ROW($1:$80)))),0,-LOOKUP(1,-LEFT(DG6127,ROW($1:$80)))))","v":""},{"$f":"IF(OR(ISBLANK(DH100),DH6127=\"\"),\"\",IF(ISERROR(-LOOKUP(1,-LEFT(DH6127,ROW($1:$80)))),0,-LOOKUP(1,-LEFT(DH6127,ROW($1:$80)))))","v":""},{"$f":"IF(OR(ISBLANK(DI100),DI6127=\"\"),\"\",IF(ISERROR(-LOOKUP(1,-LEFT(DI6127,ROW($1:$80)))),0,-LOOKUP(1,-LEFT(DI6127,ROW($1:$80)))))","v":""},{"$f":"IF(OR(ISBLANK(DJ100),DJ6127=\"\"),\"\",IF(ISERROR(-LOOKUP(1,-LEFT(DJ6127,ROW($1:$80)))),0,-LOOKUP(1,-LEFT(DJ6127,ROW($1:$80)))))","v":""},{"$f":"IF(OR(ISBLANK(DK100),DK6127=\"\"),\"\",IF(ISERROR(-LOOKUP(1,-LEFT(DK6127,ROW($1:$80)))),0,-LOOKUP(1,-LEFT(DK6127,ROW($1:$80)))))","v":""},{"$f":"IF(OR(ISBLANK(DL100),DL6127=\"\"),\"\",IF(ISERROR(-LOOKUP(1,-LEFT(DL6127,ROW($1:$80)))),0,-LOOKUP(1,-LEFT(DL6127,ROW($1:$80)))))","v":""},{"$f":"IF(OR(ISBLANK(DM100),DM6127=\"\"),\"\",IF(ISERROR(-LOOKUP(1,-LEFT(DM6127,ROW($1:$80)))),0,-LOOKUP(1,-LEFT(DM6127,ROW($1:$80)))))","v":""},{"$f":"IF(OR(ISBLANK(DN100),DN6127=\"\"),\"\",IF(ISERROR(-LOOKUP(1,-LEFT(DN6127,ROW($1:$80)))),0,-LOOKUP(1,-LEFT(DN6127,ROW($1:$80)))))","v":""},{"$f":"IF(OR(ISBLANK(DO100),DO6127=\"\"),\"\",IF(ISERROR(-LOOKUP(1,-LEFT(DO6127,ROW($1:$80)))),0,-LOOKUP(1,-LEFT(DO6127,ROW($1:$80)))))","v":""},{"$f":"IF(OR(ISBLANK(DP100),DP6127=\"\"),\"\",IF(ISERROR(-LOOKUP(1,-LEFT(DP6127,ROW($1:$80)))),0,-LOOKUP(1,-LEFT(DP6127,ROW($1:$80)))))","v":""},{"$f":"IF(OR(ISBLANK(DQ100),DQ6127=\"\"),\"\",IF(ISERROR(-LOOKUP(1,-LEFT(DQ6127,ROW($1:$80)))),0,-LOOKUP(1,-LEFT(DQ6127,ROW($1:$80)))))","v":""},{"$f":"IF(OR(ISBLANK(DR100),DR6127=\"\"),\"\",IF(ISERROR(-LOOKUP(1,-LEFT(DR6127,ROW($1:$80)))),0,-LOOKUP(1,-LEFT(DR6127,ROW($1:$80)))))","v":""},{"$f":"IF(OR(ISBLANK(DS100),DS6127=\"\"),\"\",IF(ISERROR(-LOOKUP(1,-LEFT(DS6127,ROW($1:$80)))),0,-LOOKUP(1,-LEFT(DS6127,ROW($1:$80)))))","v":""},{"$f":"IF(OR(ISBLANK(DT100),DT6127=\"\"),\"\",IF(ISERROR(-LOOKUP(1,-LEFT(DT6127,ROW($1:$80)))),0,-LOOKUP(1,-LEFT(DT6127,ROW($1:$80)))))","v":""},{"$f":"IF(OR(ISBLANK(DU100),DU6127=\"\"),\"\",IF(ISERROR(-LOOKUP(1,-LEFT(DU6127,ROW($1:$80)))),0,-LOOKUP(1,-LEFT(DU6127,ROW($1:$80)))))","v":""},{"$f":"IF(OR(ISBLANK(DV100),DV6127=\"\"),\"\",IF(ISERROR(-LOOKUP(1,-LEFT(DV6127,ROW($1:$80)))),0,-LOOKUP(1,-LEFT(DV6127,ROW($1:$80)))))","v":""},{"$f":"IF(OR(ISBLANK(DW100),DW6127=\"\"),\"\",IF(ISERROR(-LOOKUP(1,-LEFT(DW6127,ROW($1:$80)))),0,-LOOKUP(1,-LEFT(DW6127,ROW($1:$80)))))","v":""},{"$f":"IF(OR(ISBLANK(DX100),DX6127=\"\"),\"\",IF(ISERROR(-LOOKUP(1,-LEFT(DX6127,ROW($1:$80)))),0,-LOOKUP(1,-LEFT(DX6127,ROW($1:$80)))))","v":""},{"$f":"IF(OR(ISBLANK(DY100),DY6127=\"\"),\"\",IF(ISERROR(-LOOKUP(1,-LEFT(DY6127,ROW($1:$80)))),0,-LOOKUP(1,-LEFT(DY6127,ROW($1:$80)))))","v":""},{"$f":"IF(OR(ISBLANK(DZ100),DZ6127=\"\"),\"\",IF(ISERROR(-LOOKUP(1,-LEFT(DZ6127,ROW($1:$80)))),0,-LOOKUP(1,-LEFT(DZ6127,ROW($1:$80)))))","v":""},{"$f":"IF(OR(ISBLANK(EA100),EA6127=\"\"),\"\",IF(ISERROR(-LOOKUP(1,-LEFT(EA6127,ROW($1:$80)))),0,-LOOKUP(1,-LEFT(EA6127,ROW($1:$80)))))","v":""},{"$f":"IF(OR(ISBLANK(EB100),EB6127=\"\"),\"\",IF(ISERROR(-LOOKUP(1,-LEFT(EB6127,ROW($1:$80)))),0,-LOOKUP(1,-LEFT(EB6127,ROW($1:$80)))))","v":""},{"$f":"IF(OR(ISBLANK(EC100),EC6127=\"\"),\"\",IF(ISERROR(-LOOKUP(1,-LEFT(EC6127,ROW($1:$80)))),0,-LOOKUP(1,-LEFT(EC6127,ROW($1:$80)))))","v":""},{"$f":"IF(OR(ISBLANK(ED100),ED6127=\"\"),\"\",IF(ISERROR(-LOOKUP(1,-LEFT(ED6127,ROW($1:$80)))),0,-LOOKUP(1,-LEFT(ED6127,ROW($1:$80)))))","v":""},{"$f":"IF(OR(ISBLANK(EE100),EE6127=\"\"),\"\",IF(ISERROR(-LOOKUP(1,-LEFT(EE6127,ROW($1:$80)))),0,-LOOKUP(1,-LEFT(EE6127,ROW($1:$80)))))","v":""},{"$f":"IF(OR(ISBLANK(EF100),EF6127=\"\"),\"\",IF(ISERROR(-LOOKUP(1,-LEFT(EF6127,ROW($1:$80)))),0,-LOOKUP(1,-LEFT(EF6127,ROW($1:$80)))))","v":""},{"$f":"IF(OR(ISBLANK(EG100),EG6127=\"\"),\"\",IF(ISERROR(-LOOKUP(1,-LEFT(EG6127,ROW($1:$80)))),0,-LOOKUP(1,-LEFT(EG6127,ROW($1:$80)))))","v":""},{"$f":"IF(OR(ISBLANK(EH100),EH6127=\"\"),\"\",IF(ISERROR(-LOOKUP(1,-LEFT(EH6127,ROW($1:$80)))),0,-LOOKUP(1,-LEFT(EH6127,ROW($1:$80)))))","v":""},{"$f":"IF(OR(ISBLANK(EI100),EI6127=\"\"),\"\",IF(ISERROR(-LOOKUP(1,-LEFT(EI6127,ROW($1:$80)))),0,-LOOKUP(1,-LEFT(EI6127,ROW($1:$80)))))","v":""},{"$f":"IF(OR(ISBLANK(EJ100),EJ6127=\"\"),\"\",IF(ISERROR(-LOOKUP(1,-LEFT(EJ6127,ROW($1:$80)))),0,-LOOKUP(1,-LEFT(EJ6127,ROW($1:$80)))))","v":""},{"$f":"IF(OR(ISBLANK(EK100),EK6127=\"\"),\"\",IF(ISERROR(-LOOKUP(1,-LEFT(EK6127,ROW($1:$80)))),0,-LOOKUP(1,-LEFT(EK6127,ROW($1:$80)))))","v":""},{"$f":"IF(OR(ISBLANK(EL100),EL6127=\"\"),\"\",IF(ISERROR(-LOOKUP(1,-LEFT(EL6127,ROW($1:$80)))),0,-LOOKUP(1,-LEFT(EL6127,ROW($1:$80)))))","v":""},{"$f":"IF(OR(ISBLANK(EM100),EM6127=\"\"),\"\",IF(ISERROR(-LOOKUP(1,-LEFT(EM6127,ROW($1:$80)))),0,-LOOKUP(1,-LEFT(EM6127,ROW($1:$80)))))","v":""},{"$f":"IF(OR(ISBLANK(EN100),EN6127=\"\"),\"\",IF(ISERROR(-LOOKUP(1,-LEFT(EN6127,ROW($1:$80)))),0,-LOOKUP(1,-LEFT(EN6127,ROW($1:$80)))))","v":""},{"$f":"IF(OR(ISBLANK(EO100),EO6127=\"\"),\"\",IF(ISERROR(-LOOKUP(1,-LEFT(EO6127,ROW($1:$80)))),0,-LOOKUP(1,-LEFT(EO6127,ROW($1:$80)))))","v":""},{"$f":"IF(OR(ISBLANK(EP100),EP6127=\"\"),\"\",IF(ISERROR(-LOOKUP(1,-LEFT(EP6127,ROW($1:$80)))),0,-LOOKUP(1,-LEFT(EP6127,ROW($1:$80)))))","v":""},{"$f":"IF(OR(ISBLANK(EQ100),EQ6127=\"\"),\"\",IF(ISERROR(-LOOKUP(1,-LEFT(EQ6127,ROW($1:$80)))),0,-LOOKUP(1,-LEFT(EQ6127,ROW($1:$80)))))","v":""},{"$f":"IF(OR(ISBLANK(ER100),ER6127=\"\"),\"\",IF(ISERROR(-LOOKUP(1,-LEFT(ER6127,ROW($1:$80)))),0,-LOOKUP(1,-LEFT(ER6127,ROW($1:$80)))))","v":""},{"$f":"IF(OR(ISBLANK(ES100),ES6127=\"\"),\"\",IF(ISERROR(-LOOKUP(1,-LEFT(ES6127,ROW($1:$80)))),0,-LOOKUP(1,-LEFT(ES6127,ROW($1:$80)))))","v":""},{"$f":"IF(OR(ISBLANK(ET100),ET6127=\"\"),\"\",IF(ISERROR(-LOOKUP(1,-LEFT(ET6127,ROW($1:$80)))),0,-LOOKUP(1,-LEFT(ET6127,ROW($1:$80)))))","v":""},{"$f":"IF(OR(ISBLANK(EU100),EU6127=\"\"),\"\",IF(ISERROR(-LOOKUP(1,-LEFT(EU6127,ROW($1:$80)))),0,-LOOKUP(1,-LEFT(EU6127,ROW($1:$80)))))","v":""},{"$f":"IF(OR(ISBLANK(EV100),EV6127=\"\"),\"\",IF(ISERROR(-LOOKUP(1,-LEFT(EV6127,ROW($1:$80)))),0,-LOOKUP(1,-LEFT(EV6127,ROW($1:$80)))))","v":""},{"$f":"IF(OR(ISBLANK(EW100),EW6127=\"\"),\"\",IF(ISERROR(-LOOKUP(1,-LEFT(EW6127,ROW($1:$80)))),0,-LOOKUP(1,-LEFT(EW6127,ROW($1:$80)))))","v":""},{"$f":"IF(OR(ISBLANK(EX100),EX6127=\"\"),\"\",IF(ISERROR(-LOOKUP(1,-LEFT(EX6127,ROW($1:$80)))),0,-LOOKUP(1,-LEFT(EX6127,ROW($1:$80)))))","v":""},{"$f":"IF(OR(ISBLANK(EY100),EY6127=\"\"),\"\",IF(ISERROR(-LOOKUP(1,-LEFT(EY6127,ROW($1:$80)))),0,-LOOKUP(1,-LEFT(EY6127,ROW($1:$80)))))","v":""},{"$f":"IF(OR(ISBLANK(EZ100),EZ6127=\"\"),\"\",IF(ISERROR(-LOOKUP(1,-LEFT(EZ6127,ROW($1:$80)))),0,-LOOKUP(1,-LEFT(EZ6127,ROW($1:$80)))))","v":""},{"$f":"IF(OR(ISBLANK(FA100),FA6127=\"\"),\"\",IF(ISERROR(-LOOKUP(1,-LEFT(FA6127,ROW($1:$80)))),0,-LOOKUP(1,-LEFT(FA6127,ROW($1:$80)))))","v":""},{"$f":"IF(OR(ISBLANK(FB100),FB6127=\"\"),\"\",IF(ISERROR(-LOOKUP(1,-LEFT(FB6127,ROW($1:$80)))),0,-LOOKUP(1,-LEFT(FB6127,ROW($1:$80)))))","v":""},{"$f":"IF(OR(ISBLANK(FC100),FC6127=\"\"),\"\",IF(ISERROR(-LOOKUP(1,-LEFT(FC6127,ROW($1:$80)))),0,-LOOKUP(1,-LEFT(FC6127,ROW($1:$80)))))","v":""},{"$f":"IF(OR(ISBLANK(FD100),FD6127=\"\"),\"\",IF(ISERROR(-LOOKUP(1,-LEFT(FD6127,ROW($1:$80)))),0,-LOOKUP(1,-LEFT(FD6127,ROW($1:$80)))))","v":""},{"$f":"IF(OR(ISBLANK(FE100),FE6127=\"\"),\"\",IF(ISERROR(-LOOKUP(1,-LEFT(FE6127,ROW($1:$80)))),0,-LOOKUP(1,-LEFT(FE6127,ROW($1:$80)))))","v":""},{"$f":"IF(OR(ISBLANK(FF100),FF6127=\"\"),\"\",IF(ISERROR(-LOOKUP(1,-LEFT(FF6127,ROW($1:$80)))),0,-LOOKUP(1,-LEFT(FF6127,ROW($1:$80)))))","v":""},{"$f":"IF(OR(ISBLANK(FG100),FG6127=\"\"),\"\",IF(ISERROR(-LOOKUP(1,-LEFT(FG6127,ROW($1:$80)))),0,-LOOKUP(1,-LEFT(FG6127,ROW($1:$80)))))","v":""},{"$f":"IF(OR(ISBLANK(FH100),FH6127=\"\"),\"\",IF(ISERROR(-LOOKUP(1,-LEFT(FH6127,ROW($1:$80)))),0,-LOOKUP(1,-LEFT(FH6127,ROW($1:$80)))))","v":""},{"$f":"IF(OR(ISBLANK(FI100),FI6127=\"\"),\"\",IF(ISERROR(-LOOKUP(1,-LEFT(FI6127,ROW($1:$80)))),0,-LOOKUP(1,-LEFT(FI6127,ROW($1:$80)))))","v":""},{"$f":"IF(OR(ISBLANK(FJ100),FJ6127=\"\"),\"\",IF(ISERROR(-LOOKUP(1,-LEFT(FJ6127,ROW($1:$80)))),0,-LOOKUP(1,-LEFT(FJ6127,ROW($1:$80)))))","v":""},{"$f":"IF(OR(ISBLANK(FK100),FK6127=\"\"),\"\",IF(ISERROR(-LOOKUP(1,-LEFT(FK6127,ROW($1:$80)))),0,-LOOKUP(1,-LEFT(FK6127,ROW($1:$80)))))","v":""},{"$f":"IF(OR(ISBLANK(FL100),FL6127=\"\"),\"\",IF(ISERROR(-LOOKUP(1,-LEFT(FL6127,ROW($1:$80)))),0,-LOOKUP(1,-LEFT(FL6127,ROW($1:$80)))))","v":""},{"$f":"IF(OR(ISBLANK(FM100),FM6127=\"\"),\"\",IF(ISERROR(-LOOKUP(1,-LEFT(FM6127,ROW($1:$80)))),0,-LOOKUP(1,-LEFT(FM6127,ROW($1:$80)))))","v":""},{"$f":"IF(OR(ISBLANK(FN100),FN6127=\"\"),\"\",IF(ISERROR(-LOOKUP(1,-LEFT(FN6127,ROW($1:$80)))),0,-LOOKUP(1,-LEFT(FN6127,ROW($1:$80)))))","v":""},{"$f":"IF(OR(ISBLANK(FO100),FO6127=\"\"),\"\",IF(ISERROR(-LOOKUP(1,-LEFT(FO6127,ROW($1:$80)))),0,-LOOKUP(1,-LEFT(FO6127,ROW($1:$80)))))","v":""},{"$f":"IF(OR(ISBLANK(FP100),FP6127=\"\"),\"\",IF(ISERROR(-LOOKUP(1,-LEFT(FP6127,ROW($1:$80)))),0,-LOOKUP(1,-LEFT(FP6127,ROW($1:$80)))))","v":""},{"$f":"IF(OR(ISBLANK(FQ100),FQ6127=\"\"),\"\",IF(ISERROR(-LOOKUP(1,-LEFT(FQ6127,ROW($1:$80)))),0,-LOOKUP(1,-LEFT(FQ6127,ROW($1:$80)))))","v":""},{"$f":"IF(OR(ISBLANK(FR100),FR6127=\"\"),\"\",IF(ISERROR(-LOOKUP(1,-LEFT(FR6127,ROW($1:$80)))),0,-LOOKUP(1,-LEFT(FR6127,ROW($1:$80)))))","v":""},{"$f":"IF(OR(ISBLANK(FS100),FS6127=\"\"),\"\",IF(ISERROR(-LOOKUP(1,-LEFT(FS6127,ROW($1:$80)))),0,-LOOKUP(1,-LEFT(FS6127,ROW($1:$80)))))","v":""},{"$f":"IF(OR(ISBLANK(FT100),FT6127=\"\"),\"\",IF(ISERROR(-LOOKUP(1,-LEFT(FT6127,ROW($1:$80)))),0,-LOOKUP(1,-LEFT(FT6127,ROW($1:$80)))))","v":""},{"$f":"IF(OR(ISBLANK(FU100),FU6127=\"\"),\"\",IF(ISERROR(-LOOKUP(1,-LEFT(FU6127,ROW($1:$80)))),0,-LOOKUP(1,-LEFT(FU6127,ROW($1:$80)))))","v":""},{"$f":"IF(OR(ISBLANK(FV100),FV6127=\"\"),\"\",IF(ISERROR(-LOOKUP(1,-LEFT(FV6127,ROW($1:$80)))),0,-LOOKUP(1,-LEFT(FV6127,ROW($1:$80)))))","v":""},{"$f":"IF(OR(ISBLANK(FW100),FW6127=\"\"),\"\",IF(ISERROR(-LOOKUP(1,-LEFT(FW6127,ROW($1:$80)))),0,-LOOKUP(1,-LEFT(FW6127,ROW($1:$80)))))","v":""},{"$f":"IF(OR(ISBLANK(FX100),FX6127=\"\"),\"\",IF(ISERROR(-LOOKUP(1,-LEFT(FX6127,ROW($1:$80)))),0,-LOOKUP(1,-LEFT(FX6127,ROW($1:$80)))))","v":""},{"$f":"IF(OR(ISBLANK(FY100),FY6127=\"\"),\"\",IF(ISERROR(-LOOKUP(1,-LEFT(FY6127,ROW($1:$80)))),0,-LOOKUP(1,-LEFT(FY6127,ROW($1:$80)))))","v":""},{"$f":"IF(OR(ISBLANK(FZ100),FZ6127=\"\"),\"\",IF(ISERROR(-LOOKUP(1,-LEFT(FZ6127,ROW($1:$80)))),0,-LOOKUP(1,-LEFT(FZ6127,ROW($1:$80)))))","v":""},{"$f":"IF(OR(ISBLANK(GA100),GA6127=\"\"),\"\",IF(ISERROR(-LOOKUP(1,-LEFT(GA6127,ROW($1:$80)))),0,-LOOKUP(1,-LEFT(GA6127,ROW($1:$80)))))","v":""},{"$f":"IF(OR(ISBLANK(GB100),GB6127=\"\"),\"\",IF(ISERROR(-LOOKUP(1,-LEFT(GB6127,ROW($1:$80)))),0,-LOOKUP(1,-LEFT(GB6127,ROW($1:$80)))))","v":""},{"$f":"IF(OR(ISBLANK(GC100),GC6127=\"\"),\"\",IF(ISERROR(-LOOKUP(1,-LEFT(GC6127,ROW($1:$80)))),0,-LOOKUP(1,-LEFT(GC6127,ROW($1:$80)))))","v":""},{"$f":"IF(OR(ISBLANK(GD100),GD6127=\"\"),\"\",IF(ISERROR(-LOOKUP(1,-LEFT(GD6127,ROW($1:$80)))),0,-LOOKUP(1,-LEFT(GD6127,ROW($1:$80)))))","v":""},{"$f":"IF(OR(ISBLANK(GE100),GE6127=\"\"),\"\",IF(ISERROR(-LOOKUP(1,-LEFT(GE6127,ROW($1:$80)))),0,-LOOKUP(1,-LEFT(GE6127,ROW($1:$80)))))","v":""},{"$f":"IF(OR(ISBLANK(GF100),GF6127=\"\"),\"\",IF(ISERROR(-LOOKUP(1,-LEFT(GF6127,ROW($1:$80)))),0,-LOOKUP(1,-LEFT(GF6127,ROW($1:$80)))))","v":""},{"$f":"IF(OR(ISBLANK(GG100),GG6127=\"\"),\"\",IF(ISERROR(-LOOKUP(1,-LEFT(GG6127,ROW($1:$80)))),0,-LOOKUP(1,-LEFT(GG6127,ROW($1:$80)))))","v":""},{"$f":"IF(OR(ISBLANK(GH100),GH6127=\"\"),\"\",IF(ISERROR(-LOOKUP(1,-LEFT(GH6127,ROW($1:$80)))),0,-LOOKUP(1,-LEFT(GH6127,ROW($1:$80)))))","v":""},{"$f":"IF(OR(ISBLANK(GI100),GI6127=\"\"),\"\",IF(ISERROR(-LOOKUP(1,-LEFT(GI6127,ROW($1:$80)))),0,-LOOKUP(1,-LEFT(GI6127,ROW($1:$80)))))","v":""},{"$f":"IF(OR(ISBLANK(GJ100),GJ6127=\"\"),\"\",IF(ISERROR(-LOOKUP(1,-LEFT(GJ6127,ROW($1:$80)))),0,-LOOKUP(1,-LEFT(GJ6127,ROW($1:$80)))))","v":""},{"$f":"IF(OR(ISBLANK(GK100),GK6127=\"\"),\"\",IF(ISERROR(-LOOKUP(1,-LEFT(GK6127,ROW($1:$80)))),0,-LOOKUP(1,-LEFT(GK6127,ROW($1:$80)))))","v":""},{"$f":"IF(OR(ISBLANK(GL100),GL6127=\"\"),\"\",IF(ISERROR(-LOOKUP(1,-LEFT(GL6127,ROW($1:$80)))),0,-LOOKUP(1,-LEFT(GL6127,ROW($1:$80)))))","v":""},{"$f":"IF(OR(ISBLANK(GM100),GM6127=\"\"),\"\",IF(ISERROR(-LOOKUP(1,-LEFT(GM6127,ROW($1:$80)))),0,-LOOKUP(1,-LEFT(GM6127,ROW($1:$80)))))","v":""},{"$f":"IF(OR(ISBLANK(GN100),GN6127=\"\"),\"\",IF(ISERROR(-LOOKUP(1,-LEFT(GN6127,ROW($1:$80)))),0,-LOOKUP(1,-LEFT(GN6127,ROW($1:$80)))))","v":""},{"$f":"IF(OR(ISBLANK(GO100),GO6127=\"\"),\"\",IF(ISERROR(-LOOKUP(1,-LEFT(GO6127,ROW($1:$80)))),0,-LOOKUP(1,-LEFT(GO6127,ROW($1:$80)))))","v":""},{"$f":"IF(OR(ISBLANK(GP100),GP6127=\"\"),\"\",IF(ISERROR(-LOOKUP(1,-LEFT(GP6127,ROW($1:$80)))),0,-LOOKUP(1,-LEFT(GP6127,ROW($1:$80)))))","v":""},{"$f":"IF(OR(ISBLANK(GQ100),GQ6127=\"\"),\"\",IF(ISERROR(-LOOKUP(1,-LEFT(GQ6127,ROW($1:$80)))),0,-LOOKUP(1,-LEFT(GQ6127,ROW($1:$80)))))","v":""},{"$f":"IF(OR(ISBLANK(GR100),GR6127=\"\"),\"\",IF(ISERROR(-LOOKUP(1,-LEFT(GR6127,ROW($1:$80)))),0,-LOOKUP(1,-LEFT(GR6127,ROW($1:$80)))))","v":""},{"$f":"IF(OR(ISBLANK(GS100),GS6127=\"\"),\"\",IF(ISERROR(-LOOKUP(1,-LEFT(GS6127,ROW($1:$80)))),0,-LOOKUP(1,-LEFT(GS6127,ROW($1:$80)))))","v":""},{"$f":"IF(OR(ISBLANK(GT100),GT6127=\"\"),\"\",IF(ISERROR(-LOOKUP(1,-LEFT(GT6127,ROW($1:$80)))),0,-LOOKUP(1,-LEFT(GT6127,ROW($1:$80)))))","v":""},{"$f":"IF(OR(ISBLANK(GU100),GU6127=\"\"),\"\",IF(ISERROR(-LOOKUP(1,-LEFT(GU6127,ROW($1:$80)))),0,-LOOKUP(1,-LEFT(GU6127,ROW($1:$80)))))","v":""},{"$f":"IF(OR(ISBLANK(GV100),GV6127=\"\"),\"\",IF(ISERROR(-LOOKUP(1,-LEFT(GV6127,ROW($1:$80)))),0,-LOOKUP(1,-LEFT(GV6127,ROW($1:$80)))))","v":""},{"$f":"IF(OR(ISBLANK(GW100),GW6127=\"\"),\"\",IF(ISERROR(-LOOKUP(1,-LEFT(GW6127,ROW($1:$80)))),0,-LOOKUP(1,-LEFT(GW6127,ROW($1:$80)))))","v":""},{"$f":"IF(OR(ISBLANK(GX100),GX6127=\"\"),\"\",IF(ISERROR(-LOOKUP(1,-LEFT(GX6127,ROW($1:$80)))),0,-LOOKUP(1,-LEFT(GX6127,ROW($1:$80)))))","v":""},{"$f":"IF(OR(ISBLANK(GY100),GY6127=\"\"),\"\",IF(ISERROR(-LOOKUP(1,-LEFT(GY6127,ROW($1:$80)))),0,-LOOKUP(1,-LEFT(GY6127,ROW($1:$80)))))","v":""},{"$f":"IF(OR(ISBLANK(GZ100),GZ6127=\"\"),\"\",IF(ISERROR(-LOOKUP(1,-LEFT(GZ6127,ROW($1:$80)))),0,-LOOKUP(1,-LEFT(GZ6127,ROW($1:$80)))))","v":""},{"$f":"IF(OR(ISBLANK(HA100),HA6127=\"\"),\"\",IF(ISERROR(-LOOKUP(1,-LEFT(HA6127,ROW($1:$80)))),0,-LOOKUP(1,-LEFT(HA6127,ROW($1:$80)))))","v":""},{"$f":"IF(OR(ISBLANK(HB100),HB6127=\"\"),\"\",IF(ISERROR(-LOOKUP(1,-LEFT(HB6127,ROW($1:$80)))),0,-LOOKUP(1,-LEFT(HB6127,ROW($1:$80)))))","v":""},{"$f":"IF(OR(ISBLANK(HC100),HC6127=\"\"),\"\",IF(ISERROR(-LOOKUP(1,-LEFT(HC6127,ROW($1:$80)))),0,-LOOKUP(1,-LEFT(HC6127,ROW($1:$80)))))","v":""},{"$f":"IF(OR(ISBLANK(HD100),HD6127=\"\"),\"\",IF(ISERROR(-LOOKUP(1,-LEFT(HD6127,ROW($1:$80)))),0,-LOOKUP(1,-LEFT(HD6127,ROW($1:$80)))))","v":""},{"$f":"IF(OR(ISBLANK(HE100),HE6127=\"\"),\"\",IF(ISERROR(-LOOKUP(1,-LEFT(HE6127,ROW($1:$80)))),0,-LOOKUP(1,-LEFT(HE6127,ROW($1:$80)))))","v":""},{"$f":"IF(OR(ISBLANK(HF100),HF6127=\"\"),\"\",IF(ISERROR(-LOOKUP(1,-LEFT(HF6127,ROW($1:$80)))),0,-LOOKUP(1,-LEFT(HF6127,ROW($1:$80)))))","v":""},{"$f":"IF(OR(ISBLANK(HG100),HG6127=\"\"),\"\",IF(ISERROR(-LOOKUP(1,-LEFT(HG6127,ROW($1:$80)))),0,-LOOKUP(1,-LEFT(HG6127,ROW($1:$80)))))","v":""},{"$f":"IF(OR(ISBLANK(HH100),HH6127=\"\"),\"\",IF(ISERROR(-LOOKUP(1,-LEFT(HH6127,ROW($1:$80)))),0,-LOOKUP(1,-LEFT(HH6127,ROW($1:$80)))))","v":""},{"$f":"IF(OR(ISBLANK(HI100),HI6127=\"\"),\"\",IF(ISERROR(-LOOKUP(1,-LEFT(HI6127,ROW($1:$80)))),0,-LOOKUP(1,-LEFT(HI6127,ROW($1:$80)))))","v":""},{"$f":"IF(OR(ISBLANK(HJ100),HJ6127=\"\"),\"\",IF(ISERROR(-LOOKUP(1,-LEFT(HJ6127,ROW($1:$80)))),0,-LOOKUP(1,-LEFT(HJ6127,ROW($1:$80)))))","v":""},{"$f":"IF(OR(ISBLANK(HK100),HK6127=\"\"),\"\",IF(ISERROR(-LOOKUP(1,-LEFT(HK6127,ROW($1:$80)))),0,-LOOKUP(1,-LEFT(HK6127,ROW($1:$80)))))","v":""},{"$f":"IF(OR(ISBLANK(HL100),HL6127=\"\"),\"\",IF(ISERROR(-LOOKUP(1,-LEFT(HL6127,ROW($1:$80)))),0,-LOOKUP(1,-LEFT(HL6127,ROW($1:$80)))))","v":""},{"$f":"IF(OR(ISBLANK(HM100),HM6127=\"\"),\"\",IF(ISERROR(-LOOKUP(1,-LEFT(HM6127,ROW($1:$80)))),0,-LOOKUP(1,-LEFT(HM6127,ROW($1:$80)))))","v":""},{"$f":"IF(OR(ISBLANK(HN100),HN6127=\"\"),\"\",IF(ISERROR(-LOOKUP(1,-LEFT(HN6127,ROW($1:$80)))),0,-LOOKUP(1,-LEFT(HN6127,ROW($1:$80)))))","v":""},{"$f":"IF(OR(ISBLANK(HO100),HO6127=\"\"),\"\",IF(ISERROR(-LOOKUP(1,-LEFT(HO6127,ROW($1:$80)))),0,-LOOKUP(1,-LEFT(HO6127,ROW($1:$80)))))","v":""},{"$f":"IF(OR(ISBLANK(HP100),HP6127=\"\"),\"\",IF(ISERROR(-LOOKUP(1,-LEFT(HP6127,ROW($1:$80)))),0,-LOOKUP(1,-LEFT(HP6127,ROW($1:$80)))))","v":""},{"$f":"IF(OR(ISBLANK(HQ100),HQ6127=\"\"),\"\",IF(ISERROR(-LOOKUP(1,-LEFT(HQ6127,ROW($1:$80)))),0,-LOOKUP(1,-LEFT(HQ6127,ROW($1:$80)))))","v":""},{"$f":"IF(OR(ISBLANK(HR100),HR6127=\"\"),\"\",IF(ISERROR(-LOOKUP(1,-LEFT(HR6127,ROW($1:$80)))),0,-LOOKUP(1,-LEFT(HR6127,ROW($1:$80)))))","v":""},{"$f":"IF(OR(ISBLANK(HS100),HS6127=\"\"),\"\",IF(ISERROR(-LOOKUP(1,-LEFT(HS6127,ROW($1:$80)))),0,-LOOKUP(1,-LEFT(HS6127,ROW($1:$80)))))","v":""},{"$f":"IF(OR(ISBLANK(HT100),HT6127=\"\"),\"\",IF(ISERROR(-LOOKUP(1,-LEFT(HT6127,ROW($1:$80)))),0,-LOOKUP(1,-LEFT(HT6127,ROW($1:$80)))))","v":""},{"$f":"IF(OR(ISBLANK(HU100),HU6127=\"\"),\"\",IF(ISERROR(-LOOKUP(1,-LEFT(HU6127,ROW($1:$80)))),0,-LOOKUP(1,-LEFT(HU6127,ROW($1:$80)))))","v":""},{"$f":"IF(OR(ISBLANK(HV100),HV6127=\"\"),\"\",IF(ISERROR(-LOOKUP(1,-LEFT(HV6127,ROW($1:$80)))),0,-LOOKUP(1,-LEFT(HV6127,ROW($1:$80)))))","v":""},{"$f":"IF(OR(ISBLANK(HW100),HW6127=\"\"),\"\",IF(ISERROR(-LOOKUP(1,-LEFT(HW6127,ROW($1:$80)))),0,-LOOKUP(1,-LEFT(HW6127,ROW($1:$80)))))","v":""},{"$f":"IF(OR(ISBLANK(HX100),HX6127=\"\"),\"\",IF(ISERROR(-LOOKUP(1,-LEFT(HX6127,ROW($1:$80)))),0,-LOOKUP(1,-LEFT(HX6127,ROW($1:$80)))))","v":""},{"$f":"IF(OR(ISBLANK(HY100),HY6127=\"\"),\"\",IF(ISERROR(-LOOKUP(1,-LEFT(HY6127,ROW($1:$80)))),0,-LOOKUP(1,-LEFT(HY6127,ROW($1:$80)))))","v":""},{"$f":"IF(OR(ISBLANK(HZ100),HZ6127=\"\"),\"\",IF(ISERROR(-LOOKUP(1,-LEFT(HZ6127,ROW($1:$80)))),0,-LOOKUP(1,-LEFT(HZ6127,ROW($1:$80)))))","v":""},{"$f":"IF(OR(ISBLANK(IA100),IA6127=\"\"),\"\",IF(ISERROR(-LOOKUP(1,-LEFT(IA6127,ROW($1:$80)))),0,-LOOKUP(1,-LEFT(IA6127,ROW($1:$80)))))","v":""},{"$f":"IF(OR(ISBLANK(IB100),IB6127=\"\"),\"\",IF(ISERROR(-LOOKUP(1,-LEFT(IB6127,ROW($1:$80)))),0,-LOOKUP(1,-LEFT(IB6127,ROW($1:$80)))))","v":""},{"$f":"IF(OR(ISBLANK(IC100),IC6127=\"\"),\"\",IF(ISERROR(-LOOKUP(1,-LEFT(IC6127,ROW($1:$80)))),0,-LOOKUP(1,-LEFT(IC6127,ROW($1:$80)))))","v":""},{"$f":"IF(OR(ISBLANK(ID100),ID6127=\"\"),\"\",IF(ISERROR(-LOOKUP(1,-LEFT(ID6127,ROW($1:$80)))),0,-LOOKUP(1,-LEFT(ID6127,ROW($1:$80)))))","v":""},{"$f":"IF(OR(ISBLANK(IE100),IE6127=\"\"),\"\",IF(ISERROR(-LOOKUP(1,-LEFT(IE6127,ROW($1:$80)))),0,-LOOKUP(1,-LEFT(IE6127,ROW($1:$80)))))","v":""},{"$f":"IF(OR(ISBLANK(IF100),IF6127=\"\"),\"\",IF(ISERROR(-LOOKUP(1,-LEFT(IF6127,ROW($1:$80)))),0,-LOOKUP(1,-LEFT(IF6127,ROW($1:$80)))))","v":""},{"$f":"IF(OR(ISBLANK(IG100),IG6127=\"\"),\"\",IF(ISERROR(-LOOKUP(1,-LEFT(IG6127,ROW($1:$80)))),0,-LOOKUP(1,-LEFT(IG6127,ROW($1:$80)))))","v":""},{"$f":"IF(OR(ISBLANK(IH100),IH6127=\"\"),\"\",IF(ISERROR(-LOOKUP(1,-LEFT(IH6127,ROW($1:$80)))),0,-LOOKUP(1,-LEFT(IH6127,ROW($1:$80)))))","v":""},{"$f":"IF(OR(ISBLANK(II100),II6127=\"\"),\"\",IF(ISERROR(-LOOKUP(1,-LEFT(II6127,ROW($1:$80)))),0,-LOOKUP(1,-LEFT(II6127,ROW($1:$80)))))","v":""},{"$f":"IF(OR(ISBLANK(IJ100),IJ6127=\"\"),\"\",IF(ISERROR(-LOOKUP(1,-LEFT(IJ6127,ROW($1:$80)))),0,-LOOKUP(1,-LEFT(IJ6127,ROW($1:$80)))))","v":""},{"$f":"IF(OR(ISBLANK(IK100),IK6127=\"\"),\"\",IF(ISERROR(-LOOKUP(1,-LEFT(IK6127,ROW($1:$80)))),0,-LOOKUP(1,-LEFT(IK6127,ROW($1:$80)))))","v":""},{"$f":"IF(OR(ISBLANK(IL100),IL6127=\"\"),\"\",IF(ISERROR(-LOOKUP(1,-LEFT(IL6127,ROW($1:$80)))),0,-LOOKUP(1,-LEFT(IL6127,ROW($1:$80)))))","v":""},{"$f":"IF(OR(ISBLANK(IM100),IM6127=\"\"),\"\",IF(ISERROR(-LOOKUP(1,-LEFT(IM6127,ROW($1:$80)))),0,-LOOKUP(1,-LEFT(IM6127,ROW($1:$80)))))","v":""},{"$f":"IF(OR(ISBLANK(IN100),IN6127=\"\"),\"\",IF(ISERROR(-LOOKUP(1,-LEFT(IN6127,ROW($1:$80)))),0,-LOOKUP(1,-LEFT(IN6127,ROW($1:$80)))))","v":""},{"$f":"IF(OR(ISBLANK(IO100),IO6127=\"\"),\"\",IF(ISERROR(-LOOKUP(1,-LEFT(IO6127,ROW($1:$80)))),0,-LOOKUP(1,-LEFT(IO6127,ROW($1:$80)))))","v":""},{"$f":"IF(OR(ISBLANK(IP100),IP6127=\"\"),\"\",IF(ISERROR(-LOOKUP(1,-LEFT(IP6127,ROW($1:$80)))),0,-LOOKUP(1,-LEFT(IP6127,ROW($1:$80)))))","v":""},{"$f":"IF(OR(ISBLANK(IQ100),IQ6127=\"\"),\"\",IF(ISERROR(-LOOKUP(1,-LEFT(IQ6127,ROW($1:$80)))),0,-LOOKUP(1,-LEFT(IQ6127,ROW($1:$80)))))","v":""},{"$f":"IF(OR(ISBLANK(IR100),IR6127=\"\"),\"\",IF(ISERROR(-LOOKUP(1,-LEFT(IR6127,ROW($1:$80)))),0,-LOOKUP(1,-LEFT(IR6127,ROW($1:$80)))))","v":""},{"$f":"IF(OR(ISBLANK(IS100),IS6127=\"\"),\"\",IF(ISERROR(-LOOKUP(1,-LEFT(IS6127,ROW($1:$80)))),0,-LOOKUP(1,-LEFT(IS6127,ROW($1:$80)))))","v":""},{"$f":"IF(OR(ISBLANK(IT100),IT6127=\"\"),\"\",IF(ISERROR(-LOOKUP(1,-LEFT(IT6127,ROW($1:$80)))),0,-LOOKUP(1,-LEFT(IT6127,ROW($1:$80)))))","v":""},{"$f":"IF(OR(ISBLANK(IU100),IU6127=\"\"),\"\",IF(ISERROR(-LOOKUP(1,-LEFT(IU6127,ROW($1:$80)))),0,-LOOKUP(1,-LEFT(IU6127,ROW($1:$80)))))","v":""},{"$f":"IF(OR(ISBLANK(IV100),IV6127=\"\"),\"\",IF(ISERROR(-LOOKUP(1,-LEFT(IV6127,ROW($1:$80)))),0,-LOOKUP(1,-LEFT(IV6127,ROW($1:$80)))))","v":""},{"$f":"IF(OR(ISBLANK(IW100),IW6127=\"\"),\"\",IF(ISERROR(-LOOKUP(1,-LEFT(IW6127,ROW($1:$80)))),0,-LOOKUP(1,-LEFT(IW6127,ROW($1:$80)))))","v":""},{"$f":"IF(OR(ISBLANK(IX100),IX6127=\"\"),\"\",IF(ISERROR(-LOOKUP(1,-LEFT(IX6127,ROW($1:$80)))),0,-LOOKUP(1,-LEFT(IX6127,ROW($1:$80)))))","v":""},{"$f":"IF(OR(ISBLANK(IY100),IY6127=\"\"),\"\",IF(ISERROR(-LOOKUP(1,-LEFT(IY6127,ROW($1:$80)))),0,-LOOKUP(1,-LEFT(IY6127,ROW($1:$80)))))","v":""},{"$f":"IF(OR(ISBLANK(IZ100),IZ6127=\"\"),\"\",IF(ISERROR(-LOOKUP(1,-LEFT(IZ6127,ROW($1:$80)))),0,-LOOKUP(1,-LEFT(IZ6127,ROW($1:$80)))))","v":""},{"$f":"IF(OR(ISBLANK(JA100),JA6127=\"\"),\"\",IF(ISERROR(-LOOKUP(1,-LEFT(JA6127,ROW($1:$80)))),0,-LOOKUP(1,-LEFT(JA6127,ROW($1:$80)))))","v":""},{"$f":"IF(OR(ISBLANK(JB100),JB6127=\"\"),\"\",IF(ISERROR(-LOOKUP(1,-LEFT(JB6127,ROW($1:$80)))),0,-LOOKUP(1,-LEFT(JB6127,ROW($1:$80)))))","v":""},{"$f":"IF(OR(ISBLANK(JC100),JC6127=\"\"),\"\",IF(ISERROR(-LOOKUP(1,-LEFT(JC6127,ROW($1:$80)))),0,-LOOKUP(1,-LEFT(JC6127,ROW($1:$80)))))","v":""},{"$f":"IF(OR(ISBLANK(JD100),JD6127=\"\"),\"\",IF(ISERROR(-LOOKUP(1,-LEFT(JD6127,ROW($1:$80)))),0,-LOOKUP(1,-LEFT(JD6127,ROW($1:$80)))))","v":""},{"$f":"IF(OR(ISBLANK(JE100),JE6127=\"\"),\"\",IF(ISERROR(-LOOKUP(1,-LEFT(JE6127,ROW($1:$80)))),0,-LOOKUP(1,-LEFT(JE6127,ROW($1:$80)))))","v":""},{"$f":"IF(OR(ISBLANK(JF100),JF6127=\"\"),\"\",IF(ISERROR(-LOOKUP(1,-LEFT(JF6127,ROW($1:$80)))),0,-LOOKUP(1,-LEFT(JF6127,ROW($1:$80)))))","v":""},{"$f":"IF(OR(ISBLANK(JG100),JG6127=\"\"),\"\",IF(ISERROR(-LOOKUP(1,-LEFT(JG6127,ROW($1:$80)))),0,-LOOKUP(1,-LEFT(JG6127,ROW($1:$80)))))","v":""},{"$f":"IF(OR(ISBLANK(JH100),JH6127=\"\"),\"\",IF(ISERROR(-LOOKUP(1,-LEFT(JH6127,ROW($1:$80)))),0,-LOOKUP(1,-LEFT(JH6127,ROW($1:$80)))))","v":""},{"$f":"IF(OR(ISBLANK(JI100),JI6127=\"\"),\"\",IF(ISERROR(-LOOKUP(1,-LEFT(JI6127,ROW($1:$80)))),0,-LOOKUP(1,-LEFT(JI6127,ROW($1:$80)))))","v":""},{"$f":"IF(OR(ISBLANK(JJ100),JJ6127=\"\"),\"\",IF(ISERROR(-LOOKUP(1,-LEFT(JJ6127,ROW($1:$80)))),0,-LOOKUP(1,-LEFT(JJ6127,ROW($1:$80)))))","v":""},{"$f":"IF(OR(ISBLANK(JK100),JK6127=\"\"),\"\",IF(ISERROR(-LOOKUP(1,-LEFT(JK6127,ROW($1:$80)))),0,-LOOKUP(1,-LEFT(JK6127,ROW($1:$80)))))","v":""},{"$f":"IF(OR(ISBLANK(JL100),JL6127=\"\"),\"\",IF(ISERROR(-LOOKUP(1,-LEFT(JL6127,ROW($1:$80)))),0,-LOOKUP(1,-LEFT(JL6127,ROW($1:$80)))))","v":""},{"$f":"IF(OR(ISBLANK(JM100),JM6127=\"\"),\"\",IF(ISERROR(-LOOKUP(1,-LEFT(JM6127,ROW($1:$80)))),0,-LOOKUP(1,-LEFT(JM6127,ROW($1:$80)))))","v":""},{"$f":"IF(OR(ISBLANK(JN100),JN6127=\"\"),\"\",IF(ISERROR(-LOOKUP(1,-LEFT(JN6127,ROW($1:$80)))),0,-LOOKUP(1,-LEFT(JN6127,ROW($1:$80)))))","v":""},{"$f":"IF(OR(ISBLANK(JO100),JO6127=\"\"),\"\",IF(ISERROR(-LOOKUP(1,-LEFT(JO6127,ROW($1:$80)))),0,-LOOKUP(1,-LEFT(JO6127,ROW($1:$80)))))","v":""},{"$f":"IF(OR(ISBLANK(JP100),JP6127=\"\"),\"\",IF(ISERROR(-LOOKUP(1,-LEFT(JP6127,ROW($1:$80)))),0,-LOOKUP(1,-LEFT(JP6127,ROW($1:$80)))))","v":""},{"$f":"IF(OR(ISBLANK(JQ100),JQ6127=\"\"),\"\",IF(ISERROR(-LOOKUP(1,-LEFT(JQ6127,ROW($1:$80)))),0,-LOOKUP(1,-LEFT(JQ6127,ROW($1:$80)))))","v":""},{"$f":"IF(OR(ISBLANK(JR100),JR6127=\"\"),\"\",IF(ISERROR(-LOOKUP(1,-LEFT(JR6127,ROW($1:$80)))),0,-LOOKUP(1,-LEFT(JR6127,ROW($1:$80)))))","v":""},{"$f":"IF(OR(ISBLANK(JS100),JS6127=\"\"),\"\",IF(ISERROR(-LOOKUP(1,-LEFT(JS6127,ROW($1:$80)))),0,-LOOKUP(1,-LEFT(JS6127,ROW($1:$80)))))","v":""},{"$f":"IF(OR(ISBLANK(JT100),JT6127=\"\"),\"\",IF(ISERROR(-LOOKUP(1,-LEFT(JT6127,ROW($1:$80)))),0,-LOOKUP(1,-LEFT(JT6127,ROW($1:$80)))))","v":""},{"$f":"IF(OR(ISBLANK(JU100),JU6127=\"\"),\"\",IF(ISERROR(-LOOKUP(1,-LEFT(JU6127,ROW($1:$80)))),0,-LOOKUP(1,-LEFT(JU6127,ROW($1:$80)))))","v":""},{"$f":"IF(OR(ISBLANK(JV100),JV6127=\"\"),\"\",IF(ISERROR(-LOOKUP(1,-LEFT(JV6127,ROW($1:$80)))),0,-LOOKUP(1,-LEFT(JV6127,ROW($1:$80)))))","v":""},{"$f":"IF(OR(ISBLANK(JW100),JW6127=\"\"),\"\",IF(ISERROR(-LOOKUP(1,-LEFT(JW6127,ROW($1:$80)))),0,-LOOKUP(1,-LEFT(JW6127,ROW($1:$80)))))","v":""},{"$f":"IF(OR(ISBLANK(JX100),JX6127=\"\"),\"\",IF(ISERROR(-LOOKUP(1,-LEFT(JX6127,ROW($1:$80)))),0,-LOOKUP(1,-LEFT(JX6127,ROW($1:$80)))))","v":""},{"$f":"IF(OR(ISBLANK(JY100),JY6127=\"\"),\"\",IF(ISERROR(-LOOKUP(1,-LEFT(JY6127,ROW($1:$80)))),0,-LOOKUP(1,-LEFT(JY6127,ROW($1:$80)))))","v":""},{"$f":"IF(OR(ISBLANK(JZ100),JZ6127=\"\"),\"\",IF(ISERROR(-LOOKUP(1,-LEFT(JZ6127,ROW($1:$80)))),0,-LOOKUP(1,-LEFT(JZ6127,ROW($1:$80)))))","v":""},{"$f":"IF(OR(ISBLANK(KA100),KA6127=\"\"),\"\",IF(ISERROR(-LOOKUP(1,-LEFT(KA6127,ROW($1:$80)))),0,-LOOKUP(1,-LEFT(KA6127,ROW($1:$80)))))","v":""},{"$f":"IF(OR(ISBLANK(KB100),KB6127=\"\"),\"\",IF(ISERROR(-LOOKUP(1,-LEFT(KB6127,ROW($1:$80)))),0,-LOOKUP(1,-LEFT(KB6127,ROW($1:$80)))))","v":""},{"$f":"IF(OR(ISBLANK(KC100),KC6127=\"\"),\"\",IF(ISERROR(-LOOKUP(1,-LEFT(KC6127,ROW($1:$80)))),0,-LOOKUP(1,-LEFT(KC6127,ROW($1:$80)))))","v":""},{"$f":"IF(OR(ISBLANK(KD100),KD6127=\"\"),\"\",IF(ISERROR(-LOOKUP(1,-LEFT(KD6127,ROW($1:$80)))),0,-LOOKUP(1,-LEFT(KD6127,ROW($1:$80)))))","v":""},{"$f":"IF(OR(ISBLANK(KE100),KE6127=\"\"),\"\",IF(ISERROR(-LOOKUP(1,-LEFT(KE6127,ROW($1:$80)))),0,-LOOKUP(1,-LEFT(KE6127,ROW($1:$80)))))","v":""},{"$f":"IF(OR(ISBLANK(KF100),KF6127=\"\"),\"\",IF(ISERROR(-LOOKUP(1,-LEFT(KF6127,ROW($1:$80)))),0,-LOOKUP(1,-LEFT(KF6127,ROW($1:$80)))))","v":""},{"$f":"IF(OR(ISBLANK(KG100),KG6127=\"\"),\"\",IF(ISERROR(-LOOKUP(1,-LEFT(KG6127,ROW($1:$80)))),0,-LOOKUP(1,-LEFT(KG6127,ROW($1:$80)))))","v":""},{"$f":"IF(OR(ISBLANK(KH100),KH6127=\"\"),\"\",IF(ISERROR(-LOOKUP(1,-LEFT(KH6127,ROW($1:$80)))),0,-LOOKUP(1,-LEFT(KH6127,ROW($1:$80)))))","v":""},{"$f":"IF(OR(ISBLANK(KI100),KI6127=\"\"),\"\",IF(ISERROR(-LOOKUP(1,-LEFT(KI6127,ROW($1:$80)))),0,-LOOKUP(1,-LEFT(KI6127,ROW($1:$80)))))","v":""},{"$f":"IF(OR(ISBLANK(KJ100),KJ6127=\"\"),\"\",IF(ISERROR(-LOOKUP(1,-LEFT(KJ6127,ROW($1:$80)))),0,-LOOKUP(1,-LEFT(KJ6127,ROW($1:$80)))))","v":""},{"$f":"IF(OR(ISBLANK(KK100),KK6127=\"\"),\"\",IF(ISERROR(-LOOKUP(1,-LEFT(KK6127,ROW($1:$80)))),0,-LOOKUP(1,-LEFT(KK6127,ROW($1:$80)))))","v":""},{"$f":"IF(OR(ISBLANK(KL100),KL6127=\"\"),\"\",IF(ISERROR(-LOOKUP(1,-LEFT(KL6127,ROW($1:$80)))),0,-LOOKUP(1,-LEFT(KL6127,ROW($1:$80)))))","v":""},{"$f":"IF(OR(ISBLANK(KM100),KM6127=\"\"),\"\",IF(ISERROR(-LOOKUP(1,-LEFT(KM6127,ROW($1:$80)))),0,-LOOKUP(1,-LEFT(KM6127,ROW($1:$80)))))","v":""},{"$f":"IF(OR(ISBLANK(KN100),KN6127=\"\"),\"\",IF(ISERROR(-LOOKUP(1,-LEFT(KN6127,ROW($1:$80)))),0,-LOOKUP(1,-LEFT(KN6127,ROW($1:$80)))))","v":""},{"$f":"IF(OR(ISBLANK(KO100),KO6127=\"\"),\"\",IF(ISERROR(-LOOKUP(1,-LEFT(KO6127,ROW($1:$80)))),0,-LOOKUP(1,-LEFT(KO6127,ROW($1:$80)))))","v":""},{"$f":"IF(OR(ISBLANK(KP100),KP6127=\"\"),\"\",IF(ISERROR(-LOOKUP(1,-LEFT(KP6127,ROW($1:$80)))),0,-LOOKUP(1,-LEFT(KP6127,ROW($1:$80)))))","v":""},{"$f":"IF(OR(ISBLANK(KQ100),KQ6127=\"\"),\"\",IF(ISERROR(-LOOKUP(1,-LEFT(KQ6127,ROW($1:$80)))),0,-LOOKUP(1,-LEFT(KQ6127,ROW($1:$80)))))","v":""},{"$f":"IF(OR(ISBLANK(KR100),KR6127=\"\"),\"\",IF(ISERROR(-LOOKUP(1,-LEFT(KR6127,ROW($1:$80)))),0,-LOOKUP(1,-LEFT(KR6127,ROW($1:$80)))))","v":""},{"$f":"IF(OR(ISBLANK(KS100),KS6127=\"\"),\"\",IF(ISERROR(-LOOKUP(1,-LEFT(KS6127,ROW($1:$80)))),0,-LOOKUP(1,-LEFT(KS6127,ROW($1:$80)))))","v":""},{"$f":"IF(OR(ISBLANK(KT100),KT6127=\"\"),\"\",IF(ISERROR(-LOOKUP(1,-LEFT(KT6127,ROW($1:$80)))),0,-LOOKUP(1,-LEFT(KT6127,ROW($1:$80)))))","v":""},{"$f":"IF(OR(ISBLANK(KU100),KU6127=\"\"),\"\",IF(ISERROR(-LOOKUP(1,-LEFT(KU6127,ROW($1:$80)))),0,-LOOKUP(1,-LEFT(KU6127,ROW($1:$80)))))","v":""},{"$f":"IF(OR(ISBLANK(KV100),KV6127=\"\"),\"\",IF(ISERROR(-LOOKUP(1,-LEFT(KV6127,ROW($1:$80)))),0,-LOOKUP(1,-LEFT(KV6127,ROW($1:$80)))))","v":""},{"$f":"IF(OR(ISBLANK(KW100),KW6127=\"\"),\"\",IF(ISERROR(-LOOKUP(1,-LEFT(KW6127,ROW($1:$80)))),0,-LOOKUP(1,-LEFT(KW6127,ROW($1:$80)))))","v":""},{"$f":"IF(OR(ISBLANK(KX100),KX6127=\"\"),\"\",IF(ISERROR(-LOOKUP(1,-LEFT(KX6127,ROW($1:$80)))),0,-LOOKUP(1,-LEFT(KX6127,ROW($1:$80)))))","v":""},{"$f":"IF(OR(ISBLANK(KY100),KY6127=\"\"),\"\",IF(ISERROR(-LOOKUP(1,-LEFT(KY6127,ROW($1:$80)))),0,-LOOKUP(1,-LEFT(KY6127,ROW($1:$80)))))","v":""},{"$f":"IF(OR(ISBLANK(KZ100),KZ6127=\"\"),\"\",IF(ISERROR(-LOOKUP(1,-LEFT(KZ6127,ROW($1:$80)))),0,-LOOKUP(1,-LEFT(KZ6127,ROW($1:$80)))))","v":""},{"$f":"IF(OR(ISBLANK(LA100),LA6127=\"\"),\"\",IF(ISERROR(-LOOKUP(1,-LEFT(LA6127,ROW($1:$80)))),0,-LOOKUP(1,-LEFT(LA6127,ROW($1:$80)))))","v":""},{"$f":"IF(OR(ISBLANK(LB100),LB6127=\"\"),\"\",IF(ISERROR(-LOOKUP(1,-LEFT(LB6127,ROW($1:$80)))),0,-LOOKUP(1,-LEFT(LB6127,ROW($1:$80)))))","v":""},{"$f":"IF(OR(ISBLANK(LC100),LC6127=\"\"),\"\",IF(ISERROR(-LOOKUP(1,-LEFT(LC6127,ROW($1:$80)))),0,-LOOKUP(1,-LEFT(LC6127,ROW($1:$80)))))","v":""},{"$f":"IF(OR(ISBLANK(LD100),LD6127=\"\"),\"\",IF(ISERROR(-LOOKUP(1,-LEFT(LD6127,ROW($1:$80)))),0,-LOOKUP(1,-LEFT(LD6127,ROW($1:$80)))))","v":""},{"$f":"IF(OR(ISBLANK(LE100),LE6127=\"\"),\"\",IF(ISERROR(-LOOKUP(1,-LEFT(LE6127,ROW($1:$80)))),0,-LOOKUP(1,-LEFT(LE6127,ROW($1:$80)))))","v":""},{"$f":"IF(OR(ISBLANK(LF100),LF6127=\"\"),\"\",IF(ISERROR(-LOOKUP(1,-LEFT(LF6127,ROW($1:$80)))),0,-LOOKUP(1,-LEFT(LF6127,ROW($1:$80)))))","v":""},{"$f":"IF(OR(ISBLANK(LG100),LG6127=\"\"),\"\",IF(ISERROR(-LOOKUP(1,-LEFT(LG6127,ROW($1:$80)))),0,-LOOKUP(1,-LEFT(LG6127,ROW($1:$80)))))","v":""},{"$f":"IF(OR(ISBLANK(LH100),LH6127=\"\"),\"\",IF(ISERROR(-LOOKUP(1,-LEFT(LH6127,ROW($1:$80)))),0,-LOOKUP(1,-LEFT(LH6127,ROW($1:$80)))))","v":""},{"$f":"IF(OR(ISBLANK(LI100),LI6127=\"\"),\"\",IF(ISERROR(-LOOKUP(1,-LEFT(LI6127,ROW($1:$80)))),0,-LOOKUP(1,-LEFT(LI6127,ROW($1:$80)))))","v":""},{"$f":"IF(OR(ISBLANK(LJ100),LJ6127=\"\"),\"\",IF(ISERROR(-LOOKUP(1,-LEFT(LJ6127,ROW($1:$80)))),0,-LOOKUP(1,-LEFT(LJ6127,ROW($1:$80)))))","v":""},{"$f":"IF(OR(ISBLANK(LK100),LK6127=\"\"),\"\",IF(ISERROR(-LOOKUP(1,-LEFT(LK6127,ROW($1:$80)))),0,-LOOKUP(1,-LEFT(LK6127,ROW($1:$80)))))","v":""},{"$f":"IF(OR(ISBLANK(LL100),LL6127=\"\"),\"\",IF(ISERROR(-LOOKUP(1,-LEFT(LL6127,ROW($1:$80)))),0,-LOOKUP(1,-LEFT(LL6127,ROW($1:$80)))))","v":""},{"$f":"IF(OR(ISBLANK(LM100),LM6127=\"\"),\"\",IF(ISERROR(-LOOKUP(1,-LEFT(LM6127,ROW($1:$80)))),0,-LOOKUP(1,-LEFT(LM6127,ROW($1:$80)))))","v":""},{"$f":"IF(OR(ISBLANK(LN100),LN6127=\"\"),\"\",IF(ISERROR(-LOOKUP(1,-LEFT(LN6127,ROW($1:$80)))),0,-LOOKUP(1,-LEFT(LN6127,ROW($1:$80)))))","v":""},{"$f":"IF(OR(ISBLANK(LO100),LO6127=\"\"),\"\",IF(ISERROR(-LOOKUP(1,-LEFT(LO6127,ROW($1:$80)))),0,-LOOKUP(1,-LEFT(LO6127,ROW($1:$80)))))","v":""},{"$f":"IF(OR(ISBLANK(LP100),LP6127=\"\"),\"\",IF(ISERROR(-LOOKUP(1,-LEFT(LP6127,ROW($1:$80)))),0,-LOOKUP(1,-LEFT(LP6127,ROW($1:$80)))))","v":""},{"$f":"IF(OR(ISBLANK(LQ100),LQ6127=\"\"),\"\",IF(ISERROR(-LOOKUP(1,-LEFT(LQ6127,ROW($1:$80)))),0,-LOOKUP(1,-LEFT(LQ6127,ROW($1:$80)))))","v":""},{"$f":"IF(OR(ISBLANK(LR100),LR6127=\"\"),\"\",IF(ISERROR(-LOOKUP(1,-LEFT(LR6127,ROW($1:$80)))),0,-LOOKUP(1,-LEFT(LR6127,ROW($1:$80)))))","v":""},{"$f":"IF(OR(ISBLANK(LS100),LS6127=\"\"),\"\",IF(ISERROR(-LOOKUP(1,-LEFT(LS6127,ROW($1:$80)))),0,-LOOKUP(1,-LEFT(LS6127,ROW($1:$80)))))","v":""},{"$f":"IF(OR(ISBLANK(LT100),LT6127=\"\"),\"\",IF(ISERROR(-LOOKUP(1,-LEFT(LT6127,ROW($1:$80)))),0,-LOOKUP(1,-LEFT(LT6127,ROW($1:$80)))))","v":""},{"$f":"IF(OR(ISBLANK(LU100),LU6127=\"\"),\"\",IF(ISERROR(-LOOKUP(1,-LEFT(LU6127,ROW($1:$80)))),0,-LOOKUP(1,-LEFT(LU6127,ROW($1:$80)))))","v":""},{"$f":"IF(OR(ISBLANK(LV100),LV6127=\"\"),\"\",IF(ISERROR(-LOOKUP(1,-LEFT(LV6127,ROW($1:$80)))),0,-LOOKUP(1,-LEFT(LV6127,ROW($1:$80)))))","v":""},{"$f":"IF(OR(ISBLANK(LW100),LW6127=\"\"),\"\",IF(ISERROR(-LOOKUP(1,-LEFT(LW6127,ROW($1:$80)))),0,-LOOKUP(1,-LEFT(LW6127,ROW($1:$80)))))","v":""},{"$f":"IF(OR(ISBLANK(LX100),LX6127=\"\"),\"\",IF(ISERROR(-LOOKUP(1,-LEFT(LX6127,ROW($1:$80)))),0,-LOOKUP(1,-LEFT(LX6127,ROW($1:$80)))))","v":""},{"$f":"IF(OR(ISBLANK(LY100),LY6127=\"\"),\"\",IF(ISERROR(-LOOKUP(1,-LEFT(LY6127,ROW($1:$80)))),0,-LOOKUP(1,-LEFT(LY6127,ROW($1:$80)))))","v":""},{"$f":"IF(OR(ISBLANK(LZ100),LZ6127=\"\"),\"\",IF(ISERROR(-LOOKUP(1,-LEFT(LZ6127,ROW($1:$80)))),0,-LOOKUP(1,-LEFT(LZ6127,ROW($1:$80)))))","v":""},{"$f":"IF(OR(ISBLANK(MA100),MA6127=\"\"),\"\",IF(ISERROR(-LOOKUP(1,-LEFT(MA6127,ROW($1:$80)))),0,-LOOKUP(1,-LEFT(MA6127,ROW($1:$80)))))","v":""},{"$f":"IF(OR(ISBLANK(MB100),MB6127=\"\"),\"\",IF(ISERROR(-LOOKUP(1,-LEFT(MB6127,ROW($1:$80)))),0,-LOOKUP(1,-LEFT(MB6127,ROW($1:$80)))))","v":""},{"$f":"IF(OR(ISBLANK(MC100),MC6127=\"\"),\"\",IF(ISERROR(-LOOKUP(1,-LEFT(MC6127,ROW($1:$80)))),0,-LOOKUP(1,-LEFT(MC6127,ROW($1:$80)))))","v":""},{"$f":"IF(OR(ISBLANK(MD100),MD6127=\"\"),\"\",IF(ISERROR(-LOOKUP(1,-LEFT(MD6127,ROW($1:$80)))),0,-LOOKUP(1,-LEFT(MD6127,ROW($1:$80)))))","v":""},{"$f":"IF(OR(ISBLANK(ME100),ME6127=\"\"),\"\",IF(ISERROR(-LOOKUP(1,-LEFT(ME6127,ROW($1:$80)))),0,-LOOKUP(1,-LEFT(ME6127,ROW($1:$80)))))","v":""},{"$f":"IF(OR(ISBLANK(MF100),MF6127=\"\"),\"\",IF(ISERROR(-LOOKUP(1,-LEFT(MF6127,ROW($1:$80)))),0,-LOOKUP(1,-LEFT(MF6127,ROW($1:$80)))))","v":""},{"$f":"IF(OR(ISBLANK(MG100),MG6127=\"\"),\"\",IF(ISERROR(-LOOKUP(1,-LEFT(MG6127,ROW($1:$80)))),0,-LOOKUP(1,-LEFT(MG6127,ROW($1:$80)))))","v":""},{"$f":"IF(OR(ISBLANK(MH100),MH6127=\"\"),\"\",IF(ISERROR(-LOOKUP(1,-LEFT(MH6127,ROW($1:$80)))),0,-LOOKUP(1,-LEFT(MH6127,ROW($1:$80)))))","v":""},{"$f":"IF(OR(ISBLANK(MI100),MI6127=\"\"),\"\",IF(ISERROR(-LOOKUP(1,-LEFT(MI6127,ROW($1:$80)))),0,-LOOKUP(1,-LEFT(MI6127,ROW($1:$80)))))","v":""},{"$f":"IF(OR(ISBLANK(MJ100),MJ6127=\"\"),\"\",IF(ISERROR(-LOOKUP(1,-LEFT(MJ6127,ROW($1:$80)))),0,-LOOKUP(1,-LEFT(MJ6127,ROW($1:$80)))))","v":""},{"$f":"IF(OR(ISBLANK(MK100),MK6127=\"\"),\"\",IF(ISERROR(-LOOKUP(1,-LEFT(MK6127,ROW($1:$80)))),0,-LOOKUP(1,-LEFT(MK6127,ROW($1:$80)))))","v":""},{"$f":"IF(OR(ISBLANK(ML100),ML6127=\"\"),\"\",IF(ISERROR(-LOOKUP(1,-LEFT(ML6127,ROW($1:$80)))),0,-LOOKUP(1,-LEFT(ML6127,ROW($1:$80)))))","v":""},{"$f":"IF(OR(ISBLANK(MM100),MM6127=\"\"),\"\",IF(ISERROR(-LOOKUP(1,-LEFT(MM6127,ROW($1:$80)))),0,-LOOKUP(1,-LEFT(MM6127,ROW($1:$80)))))","v":""},{"$f":"IF(OR(ISBLANK(MN100),MN6127=\"\"),\"\",IF(ISERROR(-LOOKUP(1,-LEFT(MN6127,ROW($1:$80)))),0,-LOOKUP(1,-LEFT(MN6127,ROW($1:$80)))))","v":""},{"$f":"IF(OR(ISBLANK(MO100),MO6127=\"\"),\"\",IF(ISERROR(-LOOKUP(1,-LEFT(MO6127,ROW($1:$80)))),0,-LOOKUP(1,-LEFT(MO6127,ROW($1:$80)))))","v":""},{"$f":"IF(OR(ISBLANK(MP100),MP6127=\"\"),\"\",IF(ISERROR(-LOOKUP(1,-LEFT(MP6127,ROW($1:$80)))),0,-LOOKUP(1,-LEFT(MP6127,ROW($1:$80)))))","v":""},{"$f":"IF(OR(ISBLANK(MQ100),MQ6127=\"\"),\"\",IF(ISERROR(-LOOKUP(1,-LEFT(MQ6127,ROW($1:$80)))),0,-LOOKUP(1,-LEFT(MQ6127,ROW($1:$80)))))","v":""},{"$f":"IF(OR(ISBLANK(MR100),MR6127=\"\"),\"\",IF(ISERROR(-LOOKUP(1,-LEFT(MR6127,ROW($1:$80)))),0,-LOOKUP(1,-LEFT(MR6127,ROW($1:$80)))))","v":""},{"$f":"IF(OR(ISBLANK(MS100),MS6127=\"\"),\"\",IF(ISERROR(-LOOKUP(1,-LEFT(MS6127,ROW($1:$80)))),0,-LOOKUP(1,-LEFT(MS6127,ROW($1:$80)))))","v":""},{"$f":"IF(OR(ISBLANK(MT100),MT6127=\"\"),\"\",IF(ISERROR(-LOOKUP(1,-LEFT(MT6127,ROW($1:$80)))),0,-LOOKUP(1,-LEFT(MT6127,ROW($1:$80)))))","v":""},{"$f":"IF(OR(ISBLANK(MU100),MU6127=\"\"),\"\",IF(ISERROR(-LOOKUP(1,-LEFT(MU6127,ROW($1:$80)))),0,-LOOKUP(1,-LEFT(MU6127,ROW($1:$80)))))","v":""},{"$f":"IF(OR(ISBLANK(MV100),MV6127=\"\"),\"\",IF(ISERROR(-LOOKUP(1,-LEFT(MV6127,ROW($1:$80)))),0,-LOOKUP(1,-LEFT(MV6127,ROW($1:$80)))))","v":""},{"$f":"IF(OR(ISBLANK(MW100),MW6127=\"\"),\"\",IF(ISERROR(-LOOKUP(1,-LEFT(MW6127,ROW($1:$80)))),0,-LOOKUP(1,-LEFT(MW6127,ROW($1:$80)))))","v":""},{"$f":"IF(OR(ISBLANK(MX100),MX6127=\"\"),\"\",IF(ISERROR(-LOOKUP(1,-LEFT(MX6127,ROW($1:$80)))),0,-LOOKUP(1,-LEFT(MX6127,ROW($1:$80)))))","v":""},{"$f":"IF(OR(ISBLANK(MY100),MY6127=\"\"),\"\",IF(ISERROR(-LOOKUP(1,-LEFT(MY6127,ROW($1:$80)))),0,-LOOKUP(1,-LEFT(MY6127,ROW($1:$80)))))","v":""},{"$f":"IF(OR(ISBLANK(MZ100),MZ6127=\"\"),\"\",IF(ISERROR(-LOOKUP(1,-LEFT(MZ6127,ROW($1:$80)))),0,-LOOKUP(1,-LEFT(MZ6127,ROW($1:$80)))))","v":""},{"$f":"IF(OR(ISBLANK(NA100),NA6127=\"\"),\"\",IF(ISERROR(-LOOKUP(1,-LEFT(NA6127,ROW($1:$80)))),0,-LOOKUP(1,-LEFT(NA6127,ROW($1:$80)))))","v":""},{"$f":"IF(OR(ISBLANK(NB100),NB6127=\"\"),\"\",IF(ISERROR(-LOOKUP(1,-LEFT(NB6127,ROW($1:$80)))),0,-LOOKUP(1,-LEFT(NB6127,ROW($1:$80)))))","v":""},{"$f":"IF(OR(ISBLANK(NC100),NC6127=\"\"),\"\",IF(ISERROR(-LOOKUP(1,-LEFT(NC6127,ROW($1:$80)))),0,-LOOKUP(1,-LEFT(NC6127,ROW($1:$80)))))","v":""},{"$f":"IF(OR(ISBLANK(ND100),ND6127=\"\"),\"\",IF(ISERROR(-LOOKUP(1,-LEFT(ND6127,ROW($1:$80)))),0,-LOOKUP(1,-LEFT(ND6127,ROW($1:$80)))))","v":""},{"$f":"IF(OR(ISBLANK(NE100),NE6127=\"\"),\"\",IF(ISERROR(-LOOKUP(1,-LEFT(NE6127,ROW($1:$80)))),0,-LOOKUP(1,-LEFT(NE6127,ROW($1:$80)))))","v":""},{"$f":"IF(OR(ISBLANK(NF100),NF6127=\"\"),\"\",IF(ISERROR(-LOOKUP(1,-LEFT(NF6127,ROW($1:$80)))),0,-LOOKUP(1,-LEFT(NF6127,ROW($1:$80)))))","v":""},{"$f":"IF(OR(ISBLANK(NG100),NG6127=\"\"),\"\",IF(ISERROR(-LOOKUP(1,-LEFT(NG6127,ROW($1:$80)))),0,-LOOKUP(1,-LEFT(NG6127,ROW($1:$80)))))","v":""},{"$f":"IF(OR(ISBLANK(NH100),NH6127=\"\"),\"\",IF(ISERROR(-LOOKUP(1,-LEFT(NH6127,ROW($1:$80)))),0,-LOOKUP(1,-LEFT(NH6127,ROW($1:$80)))))","v":""},{"$f":"IF(OR(ISBLANK(NI100),NI6127=\"\"),\"\",IF(ISERROR(-LOOKUP(1,-LEFT(NI6127,ROW($1:$80)))),0,-LOOKUP(1,-LEFT(NI6127,ROW($1:$80)))))","v":""},{"$f":"IF(OR(ISBLANK(NJ100),NJ6127=\"\"),\"\",IF(ISERROR(-LOOKUP(1,-LEFT(NJ6127,ROW($1:$80)))),0,-LOOKUP(1,-LEFT(NJ6127,ROW($1:$80)))))","v":""},{"$f":"IF(OR(ISBLANK(NK100),NK6127=\"\"),\"\",IF(ISERROR(-LOOKUP(1,-LEFT(NK6127,ROW($1:$80)))),0,-LOOKUP(1,-LEFT(NK6127,ROW($1:$80)))))","v":""},{"$f":"IF(OR(ISBLANK(NL100),NL6127=\"\"),\"\",IF(ISERROR(-LOOKUP(1,-LEFT(NL6127,ROW($1:$80)))),0,-LOOKUP(1,-LEFT(NL6127,ROW($1:$80)))))","v":""},{"$f":"IF(OR(ISBLANK(NM100),NM6127=\"\"),\"\",IF(ISERROR(-LOOKUP(1,-LEFT(NM6127,ROW($1:$80)))),0,-LOOKUP(1,-LEFT(NM6127,ROW($1:$80)))))","v":""},{"$f":"IF(OR(ISBLANK(NN100),NN6127=\"\"),\"\",IF(ISERROR(-LOOKUP(1,-LEFT(NN6127,ROW($1:$80)))),0,-LOOKUP(1,-LEFT(NN6127,ROW($1:$80)))))","v":""},{"$f":"IF(OR(ISBLANK(NO100),NO6127=\"\"),\"\",IF(ISERROR(-LOOKUP(1,-LEFT(NO6127,ROW($1:$80)))),0,-LOOKUP(1,-LEFT(NO6127,ROW($1:$80)))))","v":""},{"$f":"IF(OR(ISBLANK(NP100),NP6127=\"\"),\"\",IF(ISERROR(-LOOKUP(1,-LEFT(NP6127,ROW($1:$80)))),0,-LOOKUP(1,-LEFT(NP6127,ROW($1:$80)))))","v":""},{"$f":"IF(OR(ISBLANK(NQ100),NQ6127=\"\"),\"\",IF(ISERROR(-LOOKUP(1,-LEFT(NQ6127,ROW($1:$80)))),0,-LOOKUP(1,-LEFT(NQ6127,ROW($1:$80)))))","v":""},{"$f":"IF(OR(ISBLANK(NR100),NR6127=\"\"),\"\",IF(ISERROR(-LOOKUP(1,-LEFT(NR6127,ROW($1:$80)))),0,-LOOKUP(1,-LEFT(NR6127,ROW($1:$80)))))","v":""},{"$f":"IF(OR(ISBLANK(NS100),NS6127=\"\"),\"\",IF(ISERROR(-LOOKUP(1,-LEFT(NS6127,ROW($1:$80)))),0,-LOOKUP(1,-LEFT(NS6127,ROW($1:$80)))))","v":""},{"$f":"IF(OR(ISBLANK(NT100),NT6127=\"\"),\"\",IF(ISERROR(-LOOKUP(1,-LEFT(NT6127,ROW($1:$80)))),0,-LOOKUP(1,-LEFT(NT6127,ROW($1:$80)))))","v":""},{"$f":"IF(OR(ISBLANK(NU100),NU6127=\"\"),\"\",IF(ISERROR(-LOOKUP(1,-LEFT(NU6127,ROW($1:$80)))),0,-LOOKUP(1,-LEFT(NU6127,ROW($1:$80)))))","v":""},{"$f":"IF(OR(ISBLANK(NV100),NV6127=\"\"),\"\",IF(ISERROR(-LOOKUP(1,-LEFT(NV6127,ROW($1:$80)))),0,-LOOKUP(1,-LEFT(NV6127,ROW($1:$80)))))","v":""},{"$f":"IF(OR(ISBLANK(NW100),NW6127=\"\"),\"\",IF(ISERROR(-LOOKUP(1,-LEFT(NW6127,ROW($1:$80)))),0,-LOOKUP(1,-LEFT(NW6127,ROW($1:$80)))))","v":""},{"$f":"IF(OR(ISBLANK(NX100),NX6127=\"\"),\"\",IF(ISERROR(-LOOKUP(1,-LEFT(NX6127,ROW($1:$80)))),0,-LOOKUP(1,-LEFT(NX6127,ROW($1:$80)))))","v":""},{"$f":"IF(OR(ISBLANK(NY100),NY6127=\"\"),\"\",IF(ISERROR(-LOOKUP(1,-LEFT(NY6127,ROW($1:$80)))),0,-LOOKUP(1,-LEFT(NY6127,ROW($1:$80)))))","v":""},{"$f":"IF(OR(ISBLANK(NZ100),NZ6127=\"\"),\"\",IF(ISERROR(-LOOKUP(1,-LEFT(NZ6127,ROW($1:$80)))),0,-LOOKUP(1,-LEFT(NZ6127,ROW($1:$80)))))","v":""},{"$f":"IF(OR(ISBLANK(OA100),OA6127=\"\"),\"\",IF(ISERROR(-LOOKUP(1,-LEFT(OA6127,ROW($1:$80)))),0,-LOOKUP(1,-LEFT(OA6127,ROW($1:$80)))))","v":""},{"$f":"IF(OR(ISBLANK(OB100),OB6127=\"\"),\"\",IF(ISERROR(-LOOKUP(1,-LEFT(OB6127,ROW($1:$80)))),0,-LOOKUP(1,-LEFT(OB6127,ROW($1:$80)))))","v":""},{"$f":"IF(OR(ISBLANK(OC100),OC6127=\"\"),\"\",IF(ISERROR(-LOOKUP(1,-LEFT(OC6127,ROW($1:$80)))),0,-LOOKUP(1,-LEFT(OC6127,ROW($1:$80)))))","v":""},{"$f":"IF(OR(ISBLANK(OD100),OD6127=\"\"),\"\",IF(ISERROR(-LOOKUP(1,-LEFT(OD6127,ROW($1:$80)))),0,-LOOKUP(1,-LEFT(OD6127,ROW($1:$80)))))","v":""},{"$f":"IF(OR(ISBLANK(OE100),OE6127=\"\"),\"\",IF(ISERROR(-LOOKUP(1,-LEFT(OE6127,ROW($1:$80)))),0,-LOOKUP(1,-LEFT(OE6127,ROW($1:$80)))))","v":""},{"$f":"IF(OR(ISBLANK(OF100),OF6127=\"\"),\"\",IF(ISERROR(-LOOKUP(1,-LEFT(OF6127,ROW($1:$80)))),0,-LOOKUP(1,-LEFT(OF6127,ROW($1:$80)))))","v":""},{"$f":"IF(OR(ISBLANK(OG100),OG6127=\"\"),\"\",IF(ISERROR(-LOOKUP(1,-LEFT(OG6127,ROW($1:$80)))),0,-LOOKUP(1,-LEFT(OG6127,ROW($1:$80)))))","v":""},{"$f":"IF(OR(ISBLANK(OH100),OH6127=\"\"),\"\",IF(ISERROR(-LOOKUP(1,-LEFT(OH6127,ROW($1:$80)))),0,-LOOKUP(1,-LEFT(OH6127,ROW($1:$80)))))","v":""},{"$f":"IF(OR(ISBLANK(OI100),OI6127=\"\"),\"\",IF(ISERROR(-LOOKUP(1,-LEFT(OI6127,ROW($1:$80)))),0,-LOOKUP(1,-LEFT(OI6127,ROW($1:$80)))))","v":""},{"$f":"IF(OR(ISBLANK(OJ100),OJ6127=\"\"),\"\",IF(ISERROR(-LOOKUP(1,-LEFT(OJ6127,ROW($1:$80)))),0,-LOOKUP(1,-LEFT(OJ6127,ROW($1:$80)))))","v":""},{"$f":"IF(OR(ISBLANK(OK100),OK6127=\"\"),\"\",IF(ISERROR(-LOOKUP(1,-LEFT(OK6127,ROW($1:$80)))),0,-LOOKUP(1,-LEFT(OK6127,ROW($1:$80)))))","v":""},{"$f":"IF(OR(ISBLANK(OL100),OL6127=\"\"),\"\",IF(ISERROR(-LOOKUP(1,-LEFT(OL6127,ROW($1:$80)))),0,-LOOKUP(1,-LEFT(OL6127,ROW($1:$80)))))","v":""},{"$f":"IF(OR(ISBLANK(OM100),OM6127=\"\"),\"\",IF(ISERROR(-LOOKUP(1,-LEFT(OM6127,ROW($1:$80)))),0,-LOOKUP(1,-LEFT(OM6127,ROW($1:$80)))))","v":""},{"$f":"IF(OR(ISBLANK(ON100),ON6127=\"\"),\"\",IF(ISERROR(-LOOKUP(1,-LEFT(ON6127,ROW($1:$80)))),0,-LOOKUP(1,-LEFT(ON6127,ROW($1:$80)))))","v":""},{"$f":"IF(OR(ISBLANK(OO100),OO6127=\"\"),\"\",IF(ISERROR(-LOOKUP(1,-LEFT(OO6127,ROW($1:$80)))),0,-LOOKUP(1,-LEFT(OO6127,ROW($1:$80)))))","v":""},{"$f":"IF(OR(ISBLANK(OP100),OP6127=\"\"),\"\",IF(ISERROR(-LOOKUP(1,-LEFT(OP6127,ROW($1:$80)))),0,-LOOKUP(1,-LEFT(OP6127,ROW($1:$80)))))","v":""},{"$f":"IF(OR(ISBLANK(OQ100),OQ6127=\"\"),\"\",IF(ISERROR(-LOOKUP(1,-LEFT(OQ6127,ROW($1:$80)))),0,-LOOKUP(1,-LEFT(OQ6127,ROW($1:$80)))))","v":""}]
[null,null,"CGS売電のガス控除量","[MJ]",null,null,{"$f":"IF(OR(E$6<>$D$6009,COUNTBLANK(H79)=1),\"\",G6160)","v":""},{"$f":"IF(OR(ISBLANK(H100),H6128=\"\"),\"\",IF(ISERROR(-LOOKUP(1,-LEFT(H6128,ROW($1:$80)))),0,-LOOKUP(1,-LEFT(H6128,ROW($1:$80)))))","v":""},{"$f":"IF(OR(ISBLANK(I100),I6128=\"\"),\"\",IF(ISERROR(-LOOKUP(1,-LEFT(I6128,ROW($1:$80)))),0,-LOOKUP(1,-LEFT(I6128,ROW($1:$80)))))","v":""},{"$f":"IF(OR(ISBLANK(J100),J6128=\"\"),\"\",IF(ISERROR(-LOOKUP(1,-LEFT(J6128,ROW($1:$80)))),0,-LOOKUP(1,-LEFT(J6128,ROW($1:$80)))))","v":""},{"$f":"IF(OR(ISBLANK(K100),K6128=\"\"),\"\",IF(ISERROR(-LOOKUP(1,-LEFT(K6128,ROW($1:$80)))),0,-LOOKUP(1,-LEFT(K6128,ROW($1:$80)))))","v":""},{"$f":"IF(OR(ISBLANK(L100),L6128=\"\"),\"\",IF(ISERROR(-LOOKUP(1,-LEFT(L6128,ROW($1:$80)))),0,-LOOKUP(1,-LEFT(L6128,ROW($1:$80)))))","v":""},{"$f":"IF(OR(ISBLANK(M100),M6128=\"\"),\"\",IF(ISERROR(-LOOKUP(1,-LEFT(M6128,ROW($1:$80)))),0,-LOOKUP(1,-LEFT(M6128,ROW($1:$80)))))","v":""},{"$f":"IF(OR(ISBLANK(N100),N6128=\"\"),\"\",IF(ISERROR(-LOOKUP(1,-LEFT(N6128,ROW($1:$80)))),0,-LOOKUP(1,-LEFT(N6128,ROW($1:$80)))))","v":""},{"$f":"IF(OR(ISBLANK(O100),O6128=\"\"),\"\",IF(ISERROR(-LOOKUP(1,-LEFT(O6128,ROW($1:$80)))),0,-LOOKUP(1,-LEFT(O6128,ROW($1:$80)))))","v":""},{"$f":"IF(OR(ISBLANK(P100),P6128=\"\"),\"\",IF(ISERROR(-LOOKUP(1,-LEFT(P6128,ROW($1:$80)))),0,-LOOKUP(1,-LEFT(P6128,ROW($1:$80)))))","v":""},{"$f":"IF(OR(ISBLANK(Q100),Q6128=\"\"),\"\",IF(ISERROR(-LOOKUP(1,-LEFT(Q6128,ROW($1:$80)))),0,-LOOKUP(1,-LEFT(Q6128,ROW($1:$80)))))","v":""},{"$f":"IF(OR(ISBLANK(R100),R6128=\"\"),\"\",IF(ISERROR(-LOOKUP(1,-LEFT(R6128,ROW($1:$80)))),0,-LOOKUP(1,-LEFT(R6128,ROW($1:$80)))))","v":""},{"$f":"IF(OR(ISBLANK(S100),S6128=\"\"),\"\",IF(ISERROR(-LOOKUP(1,-LEFT(S6128,ROW($1:$80)))),0,-LOOKUP(1,-LEFT(S6128,ROW($1:$80)))))","v":""},{"$f":"IF(OR(ISBLANK(T100),T6128=\"\"),\"\",IF(ISERROR(-LOOKUP(1,-LEFT(T6128,ROW($1:$80)))),0,-LOOKUP(1,-LEFT(T6128,ROW($1:$80)))))","v":""},{"$f":"IF(OR(ISBLANK(U100),U6128=\"\"),\"\",IF(ISERROR(-LOOKUP(1,-LEFT(U6128,ROW($1:$80)))),0,-LOOKUP(1,-LEFT(U6128,ROW($1:$80)))))","v":""},{"$f":"IF(OR(ISBLANK(V100),V6128=\"\"),\"\",IF(ISERROR(-LOOKUP(1,-LEFT(V6128,ROW($1:$80)))),0,-LOOKUP(1,-LEFT(V6128,ROW($1:$80)))))","v":""},{"$f":"IF(OR(ISBLANK(W100),W6128=\"\"),\"\",IF(ISERROR(-LOOKUP(1,-LEFT(W6128,ROW($1:$80)))),0,-LOOKUP(1,-LEFT(W6128,ROW($1:$80)))))","v":""},{"$f":"IF(OR(ISBLANK(X100),X6128=\"\"),\"\",IF(ISERROR(-LOOKUP(1,-LEFT(X6128,ROW($1:$80)))),0,-LOOKUP(1,-LEFT(X6128,ROW($1:$80)))))","v":""},{"$f":"IF(OR(ISBLANK(Y100),Y6128=\"\"),\"\",IF(ISERROR(-LOOKUP(1,-LEFT(Y6128,ROW($1:$80)))),0,-LOOKUP(1,-LEFT(Y6128,ROW($1:$80)))))","v":""},{"$f":"IF(OR(ISBLANK(Z100),Z6128=\"\"),\"\",IF(ISERROR(-LOOKUP(1,-LEFT(Z6128,ROW($1:$80)))),0,-LOOKUP(1,-LEFT(Z6128,ROW($1:$80)))))","v":""},{"$f":"IF(OR(ISBLANK(AA100),AA6128=\"\"),\"\",IF(ISERROR(-LOOKUP(1,-LEFT(AA6128,ROW($1:$80)))),0,-LOOKUP(1,-LEFT(AA6128,ROW($1:$80)))))","v":""},{"$f":"IF(OR(ISBLANK(AB100),AB6128=\"\"),\"\",IF(ISERROR(-LOOKUP(1,-LEFT(AB6128,ROW($1:$80)))),0,-LOOKUP(1,-LEFT(AB6128,ROW($1:$80)))))","v":""},{"$f":"IF(OR(ISBLANK(AC100),AC6128=\"\"),\"\",IF(ISERROR(-LOOKUP(1,-LEFT(AC6128,ROW($1:$80)))),0,-LOOKUP(1,-LEFT(AC6128,ROW($1:$80)))))","v":""},{"$f":"IF(OR(ISBLANK(AD100),AD6128=\"\"),\"\",IF(ISERROR(-LOOKUP(1,-LEFT(AD6128,ROW($1:$80)))),0,-LOOKUP(1,-LEFT(AD6128,ROW($1:$80)))))","v":""},{"$f":"IF(OR(ISBLANK(AE100),AE6128=\"\"),\"\",IF(ISERROR(-LOOKUP(1,-LEFT(AE6128,ROW($1:$80)))),0,-LOOKUP(1,-LEFT(AE6128,ROW($1:$80)))))","v":""},{"$f":"IF(OR(ISBLANK(AF100),AF6128=\"\"),\"\",IF(ISERROR(-LOOKUP(1,-LEFT(AF6128,ROW($1:$80)))),0,-LOOKUP(1,-LEFT(AF6128,ROW($1:$80)))))","v":""},{"$f":"IF(OR(ISBLANK(AG100),AG6128=\"\"),\"\",IF(ISERROR(-LOOKUP(1,-LEFT(AG6128,ROW($1:$80)))),0,-LOOKUP(1,-LEFT(AG6128,ROW($1:$80)))))","v":""},{"$f":"IF(OR(ISBLANK(AH100),AH6128=\"\"),\"\",IF(ISERROR(-LOOKUP(1,-LEFT(AH6128,ROW($1:$80)))),0,-LOOKUP(1,-LEFT(AH6128,ROW($1:$80)))))","v":""},{"$f":"IF(OR(ISBLANK(AI100),AI6128=\"\"),\"\",IF(ISERROR(-LOOKUP(1,-LEFT(AI6128,ROW($1:$80)))),0,-LOOKUP(1,-LEFT(AI6128,ROW($1:$80)))))","v":""},{"$f":"IF(OR(ISBLANK(AJ100),AJ6128=\"\"),\"\",IF(ISERROR(-LOOKUP(1,-LEFT(AJ6128,ROW($1:$80)))),0,-LOOKUP(1,-LEFT(AJ6128,ROW($1:$80)))))","v":""},{"$f":"IF(OR(ISBLANK(AK100),AK6128=\"\"),\"\",IF(ISERROR(-LOOKUP(1,-LEFT(AK6128,ROW($1:$80)))),0,-LOOKUP(1,-LEFT(AK6128,ROW($1:$80)))))","v":""},{"$f":"IF(OR(ISBLANK(AL100),AL6128=\"\"),\"\",IF(ISERROR(-LOOKUP(1,-LEFT(AL6128,ROW($1:$80)))),0,-LOOKUP(1,-LEFT(AL6128,ROW($1:$80)))))","v":""},{"$f":"IF(OR(ISBLANK(AM100),AM6128=\"\"),\"\",IF(ISERROR(-LOOKUP(1,-LEFT(AM6128,ROW($1:$80)))),0,-LOOKUP(1,-LEFT(AM6128,ROW($1:$80)))))","v":""},{"$f":"IF(OR(ISBLANK(AN100),AN6128=\"\"),\"\",IF(ISERROR(-LOOKUP(1,-LEFT(AN6128,ROW($1:$80)))),0,-LOOKUP(1,-LEFT(AN6128,ROW($1:$80)))))","v":""},{"$f":"IF(OR(ISBLANK(AO100),AO6128=\"\"),\"\",IF(ISERROR(-LOOKUP(1,-LEFT(AO6128,ROW($1:$80)))),0,-LOOKUP(1,-LEFT(AO6128,ROW($1:$80)))))","v":""},{"$f":"IF(OR(ISBLANK(AP100),AP6128=\"\"),\"\",IF(ISERROR(-LOOKUP(1,-LEFT(AP6128,ROW($1:$80)))),0,-LOOKUP(1,-LEFT(AP6128,ROW($1:$80)))))","v":""},{"$f":"IF(OR(ISBLANK(AQ100),AQ6128=\"\"),\"\",IF(ISERROR(-LOOKUP(1,-LEFT(AQ6128,ROW($1:$80)))),0,-LOOKUP(1,-LEFT(AQ6128,ROW($1:$80)))))","v":""},{"$f":"IF(OR(ISBLANK(AR100),AR6128=\"\"),\"\",IF(ISERROR(-LOOKUP(1,-LEFT(AR6128,ROW($1:$80)))),0,-LOOKUP(1,-LEFT(AR6128,ROW($1:$80)))))","v":""},{"$f":"IF(OR(ISBLANK(AS100),AS6128=\"\"),\"\",IF(ISERROR(-LOOKUP(1,-LEFT(AS6128,ROW($1:$80)))),0,-LOOKUP(1,-LEFT(AS6128,ROW($1:$80)))))","v":""},{"$f":"IF(OR(ISBLANK(AT100),AT6128=\"\"),\"\",IF(ISERROR(-LOOKUP(1,-LEFT(AT6128,ROW($1:$80)))),0,-LOOKUP(1,-LEFT(AT6128,ROW($1:$80)))))","v":""},{"$f":"IF(OR(ISBLANK(AU100),AU6128=\"\"),\"\",IF(ISERROR(-LOOKUP(1,-LEFT(AU6128,ROW($1:$80)))),0,-LOOKUP(1,-LEFT(AU6128,ROW($1:$80)))))","v":""},{"$f":"IF(OR(ISBLANK(AV100),AV6128=\"\"),\"\",IF(ISERROR(-LOOKUP(1,-LEFT(AV6128,ROW($1:$80)))),0,-LOOKUP(1,-LEFT(AV6128,ROW($1:$80)))))","v":""},{"$f":"IF(OR(ISBLANK(AW100),AW6128=\"\"),\"\",IF(ISERROR(-LOOKUP(1,-LEFT(AW6128,ROW($1:$80)))),0,-LOOKUP(1,-LEFT(AW6128,ROW($1:$80)))))","v":""},{"$f":"IF(OR(ISBLANK(AX100),AX6128=\"\"),\"\",IF(ISERROR(-LOOKUP(1,-LEFT(AX6128,ROW($1:$80)))),0,-LOOKUP(1,-LEFT(AX6128,ROW($1:$80)))))","v":""},{"$f":"IF(OR(ISBLANK(AY100),AY6128=\"\"),\"\",IF(ISERROR(-LOOKUP(1,-LEFT(AY6128,ROW($1:$80)))),0,-LOOKUP(1,-LEFT(AY6128,ROW($1:$80)))))","v":""},{"$f":"IF(OR(ISBLANK(AZ100),AZ6128=\"\"),\"\",IF(ISERROR(-LOOKUP(1,-LEFT(AZ6128,ROW($1:$80)))),0,-LOOKUP(1,-LEFT(AZ6128,ROW($1:$80)))))","v":""},{"$f":"IF(OR(ISBLANK(BA100),BA6128=\"\"),\"\",IF(ISERROR(-LOOKUP(1,-LEFT(BA6128,ROW($1:$80)))),0,-LOOKUP(1,-LEFT(BA6128,ROW($1:$80)))))","v":""},{"$f":"IF(OR(ISBLANK(BB100),BB6128=\"\"),\"\",IF(ISERROR(-LOOKUP(1,-LEFT(BB6128,ROW($1:$80)))),0,-LOOKUP(1,-LEFT(BB6128,ROW($1:$80)))))","v":""},{"$f":"IF(OR(ISBLANK(BC100),BC6128=\"\"),\"\",IF(ISERROR(-LOOKUP(1,-LEFT(BC6128,ROW($1:$80)))),0,-LOOKUP(1,-LEFT(BC6128,ROW($1:$80)))))","v":""},{"$f":"IF(OR(ISBLANK(BD100),BD6128=\"\"),\"\",IF(ISERROR(-LOOKUP(1,-LEFT(BD6128,ROW($1:$80)))),0,-LOOKUP(1,-LEFT(BD6128,ROW($1:$80)))))","v":""},{"$f":"IF(OR(ISBLANK(BE100),BE6128=\"\"),\"\",IF(ISERROR(-LOOKUP(1,-LEFT(BE6128,ROW($1:$80)))),0,-LOOKUP(1,-LEFT(BE6128,ROW($1:$80)))))","v":""},{"$f":"IF(OR(ISBLANK(BF100),BF6128=\"\"),\"\",IF(ISERROR(-LOOKUP(1,-LEFT(BF6128,ROW($1:$80)))),0,-LOOKUP(1,-LEFT(BF6128,ROW($1:$80)))))","v":""},{"$f":"IF(OR(ISBLANK(BG100),BG6128=\"\"),\"\",IF(ISERROR(-LOOKUP(1,-LEFT(BG6128,ROW($1:$80)))),0,-LOOKUP(1,-LEFT(BG6128,ROW($1:$80)))))","v":""},{"$f":"IF(OR(ISBLANK(BH100),BH6128=\"\"),\"\",IF(ISERROR(-LOOKUP(1,-LEFT(BH6128,ROW($1:$80)))),0,-LOOKUP(1,-LEFT(BH6128,ROW($1:$80)))))","v":""},{"$f":"IF(OR(ISBLANK(BI100),BI6128=\"\"),\"\",IF(ISERROR(-LOOKUP(1,-LEFT(BI6128,ROW($1:$80)))),0,-LOOKUP(1,-LEFT(BI6128,ROW($1:$80)))))","v":""},{"$f":"IF(OR(ISBLANK(BJ100),BJ6128=\"\"),\"\",IF(ISERROR(-LOOKUP(1,-LEFT(BJ6128,ROW($1:$80)))),0,-LOOKUP(1,-LEFT(BJ6128,ROW($1:$80)))))","v":""},{"$f":"IF(OR(ISBLANK(BK100),BK6128=\"\"),\"\",IF(ISERROR(-LOOKUP(1,-LEFT(BK6128,ROW($1:$80)))),0,-LOOKUP(1,-LEFT(BK6128,ROW($1:$80)))))","v":""},{"$f":"IF(OR(ISBLANK(BL100),BL6128=\"\"),\"\",IF(ISERROR(-LOOKUP(1,-LEFT(BL6128,ROW($1:$80)))),0,-LOOKUP(1,-LEFT(BL6128,ROW($1:$80)))))","v":""},{"$f":"IF(OR(ISBLANK(BM100),BM6128=\"\"),\"\",IF(ISERROR(-LOOKUP(1,-LEFT(BM6128,ROW($1:$80)))),0,-LOOKUP(1,-LEFT(BM6128,ROW($1:$80)))))","v":""},{"$f":"IF(OR(ISBLANK(BN100),BN6128=\"\"),\"\",IF(ISERROR(-LOOKUP(1,-LEFT(BN6128,ROW($1:$80)))),0,-LOOKUP(1,-LEFT(BN6128,ROW($1:$80)))))","v":""},{"$f":"IF(OR(ISBLANK(BO100),BO6128=\"\"),\"\",IF(ISERROR(-LOOKUP(1,-LEFT(BO6128,ROW($1:$80)))),0,-LOOKUP(1,-LEFT(BO6128,ROW($1:$80)))))","v":""},{"$f":"IF(OR(ISBLANK(BP100),BP6128=\"\"),\"\",IF(ISERROR(-LOOKUP(1,-LEFT(BP6128,ROW($1:$80)))),0,-LOOKUP(1,-LEFT(BP6128,ROW($1:$80)))))","v":""},{"$f":"IF(OR(ISBLANK(BQ100),BQ6128=\"\"),\"\",IF(ISERROR(-LOOKUP(1,-LEFT(BQ6128,ROW($1:$80)))),0,-LOOKUP(1,-LEFT(BQ6128,ROW($1:$80)))))","v":""},{"$f":"IF(OR(ISBLANK(BR100),BR6128=\"\"),\"\",IF(ISERROR(-LOOKUP(1,-LEFT(BR6128,ROW($1:$80)))),0,-LOOKUP(1,-LEFT(BR6128,ROW($1:$80)))))","v":""},{"$f":"IF(OR(ISBLANK(BS100),BS6128=\"\"),\"\",IF(ISERROR(-LOOKUP(1,-LEFT(BS6128,ROW($1:$80)))),0,-LOOKUP(1,-LEFT(BS6128,ROW($1:$80)))))","v":""},{"$f":"IF(OR(ISBLANK(BT100),BT6128=\"\"),\"\",IF(ISERROR(-LOOKUP(1,-LEFT(BT6128,ROW($1:$80)))),0,-LOOKUP(1,-LEFT(BT6128,ROW($1:$80)))))","v":""},{"$f":"IF(OR(ISBLANK(BU100),BU6128=\"\"),\"\",IF(ISERROR(-LOOKUP(1,-LEFT(BU6128,ROW($1:$80)))),0,-LOOKUP(1,-LEFT(BU6128,ROW($1:$80)))))","v":""},{"$f":"IF(OR(ISBLANK(BV100),BV6128=\"\"),\"\",IF(ISERROR(-LOOKUP(1,-LEFT(BV6128,ROW($1:$80)))),0,-LOOKUP(1,-LEFT(BV6128,ROW($1:$80)))))","v":""},{"$f":"IF(OR(ISBLANK(BW100),BW6128=\"\"),\"\",IF(ISERROR(-LOOKUP(1,-LEFT(BW6128,ROW($1:$80)))),0,-LOOKUP(1,-LEFT(BW6128,ROW($1:$80)))))","v":""},{"$f":"IF(OR(ISBLANK(BX100),BX6128=\"\"),\"\",IF(ISERROR(-LOOKUP(1,-LEFT(BX6128,ROW($1:$80)))),0,-LOOKUP(1,-LEFT(BX6128,ROW($1:$80)))))","v":""},{"$f":"IF(OR(ISBLANK(BY100),BY6128=\"\"),\"\",IF(ISERROR(-LOOKUP(1,-LEFT(BY6128,ROW($1:$80)))),0,-LOOKUP(1,-LEFT(BY6128,ROW($1:$80)))))","v":""},{"$f":"IF(OR(ISBLANK(BZ100),BZ6128=\"\"),\"\",IF(ISERROR(-LOOKUP(1,-LEFT(BZ6128,ROW($1:$80)))),0,-LOOKUP(1,-LEFT(BZ6128,ROW($1:$80)))))","v":""},{"$f":"IF(OR(ISBLANK(CA100),CA6128=\"\"),\"\",IF(ISERROR(-LOOKUP(1,-LEFT(CA6128,ROW($1:$80)))),0,-LOOKUP(1,-LEFT(CA6128,ROW($1:$80)))))","v":""},{"$f":"IF(OR(ISBLANK(CB100),CB6128=\"\"),\"\",IF(ISERROR(-LOOKUP(1,-LEFT(CB6128,ROW($1:$80)))),0,-LOOKUP(1,-LEFT(CB6128,ROW($1:$80)))))","v":""},{"$f":"IF(OR(ISBLANK(CC100),CC6128=\"\"),\"\",IF(ISERROR(-LOOKUP(1,-LEFT(CC6128,ROW($1:$80)))),0,-LOOKUP(1,-LEFT(CC6128,ROW($1:$80)))))","v":""},{"$f":"IF(OR(ISBLANK(CD100),CD6128=\"\"),\"\",IF(ISERROR(-LOOKUP(1,-LEFT(CD6128,ROW($1:$80)))),0,-LOOKUP(1,-LEFT(CD6128,ROW($1:$80)))))","v":""},{"$f":"IF(OR(ISBLANK(CE100),CE6128=\"\"),\"\",IF(ISERROR(-LOOKUP(1,-LEFT(CE6128,ROW($1:$80)))),0,-LOOKUP(1,-LEFT(CE6128,ROW($1:$80)))))","v":""},{"$f":"IF(OR(ISBLANK(CF100),CF6128=\"\"),\"\",IF(ISERROR(-LOOKUP(1,-LEFT(CF6128,ROW($1:$80)))),0,-LOOKUP(1,-LEFT(CF6128,ROW($1:$80)))))","v":""},{"$f":"IF(OR(ISBLANK(CG100),CG6128=\"\"),\"\",IF(ISERROR(-LOOKUP(1,-LEFT(CG6128,ROW($1:$80)))),0,-LOOKUP(1,-LEFT(CG6128,ROW($1:$80)))))","v":""},{"$f":"IF(OR(ISBLANK(CH100),CH6128=\"\"),\"\",IF(ISERROR(-LOOKUP(1,-LEFT(CH6128,ROW($1:$80)))),0,-LOOKUP(1,-LEFT(CH6128,ROW($1:$80)))))","v":""},{"$f":"IF(OR(ISBLANK(CI100),CI6128=\"\"),\"\",IF(ISERROR(-LOOKUP(1,-LEFT(CI6128,ROW($1:$80)))),0,-LOOKUP(1,-LEFT(CI6128,ROW($1:$80)))))","v":""},{"$f":"IF(OR(ISBLANK(CJ100),CJ6128=\"\"),\"\",IF(ISERROR(-LOOKUP(1,-LEFT(CJ6128,ROW($1:$80)))),0,-LOOKUP(1,-LEFT(CJ6128,ROW($1:$80)))))","v":""},{"$f":"IF(OR(ISBLANK(CK100),CK6128=\"\"),\"\",IF(ISERROR(-LOOKUP(1,-LEFT(CK6128,ROW($1:$80)))),0,-LOOKUP(1,-LEFT(CK6128,ROW($1:$80)))))","v":""},{"$f":"IF(OR(ISBLANK(CL100),CL6128=\"\"),\"\",IF(ISERROR(-LOOKUP(1,-LEFT(CL6128,ROW($1:$80)))),0,-LOOKUP(1,-LEFT(CL6128,ROW($1:$80)))))","v":""},{"$f":"IF(OR(ISBLANK(CM100),CM6128=\"\"),\"\",IF(ISERROR(-LOOKUP(1,-LEFT(CM6128,ROW($1:$80)))),0,-LOOKUP(1,-LEFT(CM6128,ROW($1:$80)))))","v":""},{"$f":"IF(OR(ISBLANK(CN100),CN6128=\"\"),\"\",IF(ISERROR(-LOOKUP(1,-LEFT(CN6128,ROW($1:$80)))),0,-LOOKUP(1,-LEFT(CN6128,ROW($1:$80)))))","v":""},{"$f":"IF(OR(ISBLANK(CO100),CO6128=\"\"),\"\",IF(ISERROR(-LOOKUP(1,-LEFT(CO6128,ROW($1:$80)))),0,-LOOKUP(1,-LEFT(CO6128,ROW($1:$80)))))","v":""},{"$f":"IF(OR(ISBLANK(CP100),CP6128=\"\"),\"\",IF(ISERROR(-LOOKUP(1,-LEFT(CP6128,ROW($1:$80)))),0,-LOOKUP(1,-LEFT(CP6128,ROW($1:$80)))))","v":""},{"$f":"IF(OR(ISBLANK(CQ100),CQ6128=\"\"),\"\",IF(ISERROR(-LOOKUP(1,-LEFT(CQ6128,ROW($1:$80)))),0,-LOOKUP(1,-LEFT(CQ6128,ROW($1:$80)))))","v":""},{"$f":"IF(OR(ISBLANK(CR100),CR6128=\"\"),\"\",IF(ISERROR(-LOOKUP(1,-LEFT(CR6128,ROW($1:$80)))),0,-LOOKUP(1,-LEFT(CR6128,ROW($1:$80)))))","v":""},{"$f":"IF(OR(ISBLANK(CS100),CS6128=\"\"),\"\",IF(ISERROR(-LOOKUP(1,-LEFT(CS6128,ROW($1:$80)))),0,-LOOKUP(1,-LEFT(CS6128,ROW($1:$80)))))","v":""},{"$f":"IF(OR(ISBLANK(CT100),CT6128=\"\"),\"\",IF(ISERROR(-LOOKUP(1,-LEFT(CT6128,ROW($1:$80)))),0,-LOOKUP(1,-LEFT(CT6128,ROW($1:$80)))))","v":""},{"$f":"IF(OR(ISBLANK(CU100),CU6128=\"\"),\"\",IF(ISERROR(-LOOKUP(1,-LEFT(CU6128,ROW($1:$80)))),0,-LOOKUP(1,-LEFT(CU6128,ROW($1:$80)))))","v":""},{"$f":"IF(OR(ISBLANK(CV100),CV6128=\"\"),\"\",IF(ISERROR(-LOOKUP(1,-LEFT(CV6128,ROW($1:$80)))),0,-LOOKUP(1,-LEFT(CV6128,ROW($1:$80)))))","v":""},{"$f":"IF(OR(ISBLANK(CW100),CW6128=\"\"),\"\",IF(ISERROR(-LOOKUP(1,-LEFT(CW6128,ROW($1:$80)))),0,-LOOKUP(1,-LEFT(CW6128,ROW($1:$80)))))","v":""},{"$f":"IF(OR(ISBLANK(CX100),CX6128=\"\"),\"\",IF(ISERROR(-LOOKUP(1,-LEFT(CX6128,ROW($1:$80)))),0,-LOOKUP(1,-LEFT(CX6128,ROW($1:$80)))))","v":""},{"$f":"IF(OR(ISBLANK(CY100),CY6128=\"\"),\"\",IF(ISERROR(-LOOKUP(1,-LEFT(CY6128,ROW($1:$80)))),0,-LOOKUP(1,-LEFT(CY6128,ROW($1:$80)))))","v":""},{"$f":"IF(OR(ISBLANK(CZ100),CZ6128=\"\"),\"\",IF(ISERROR(-LOOKUP(1,-LEFT(CZ6128,ROW($1:$80)))),0,-LOOKUP(1,-LEFT(CZ6128,ROW($1:$80)))))","v":""},{"$f":"IF(OR(ISBLANK(DA100),DA6128=\"\"),\"\",IF(ISERROR(-LOOKUP(1,-LEFT(DA6128,ROW($1:$80)))),0,-LOOKUP(1,-LEFT(DA6128,ROW($1:$80)))))","v":""},{"$f":"IF(OR(ISBLANK(DB100),DB6128=\"\"),\"\",IF(ISERROR(-LOOKUP(1,-LEFT(DB6128,ROW($1:$80)))),0,-LOOKUP(1,-LEFT(DB6128,ROW($1:$80)))))","v":""},{"$f":"IF(OR(ISBLANK(DC100),DC6128=\"\"),\"\",IF(ISERROR(-LOOKUP(1,-LEFT(DC6128,ROW($1:$80)))),0,-LOOKUP(1,-LEFT(DC6128,ROW($1:$80)))))","v":""},{"$f":"IF(OR(ISBLANK(DD100),DD6128=\"\"),\"\",IF(ISERROR(-LOOKUP(1,-LEFT(DD6128,ROW($1:$80)))),0,-LOOKUP(1,-LEFT(DD6128,ROW($1:$80)))))","v":""},{"$f":"IF(OR(ISBLANK(DE100),DE6128=\"\"),\"\",IF(ISERROR(-LOOKUP(1,-LEFT(DE6128,ROW($1:$80)))),0,-LOOKUP(1,-LEFT(DE6128,ROW($1:$80)))))","v":""},{"$f":"IF(OR(ISBLANK(DF100),DF6128=\"\"),\"\",IF(ISERROR(-LOOKUP(1,-LEFT(DF6128,ROW($1:$80)))),0,-LOOKUP(1,-LEFT(DF6128,ROW($1:$80)))))","v":""},{"$f":"IF(OR(ISBLANK(DG100),DG6128=\"\"),\"\",IF(ISERROR(-LOOKUP(1,-LEFT(DG6128,ROW($1:$80)))),0,-LOOKUP(1,-LEFT(DG6128,ROW($1:$80)))))","v":""},{"$f":"IF(OR(ISBLANK(DH100),DH6128=\"\"),\"\",IF(ISERROR(-LOOKUP(1,-LEFT(DH6128,ROW($1:$80)))),0,-LOOKUP(1,-LEFT(DH6128,ROW($1:$80)))))","v":""},{"$f":"IF(OR(ISBLANK(DI100),DI6128=\"\"),\"\",IF(ISERROR(-LOOKUP(1,-LEFT(DI6128,ROW($1:$80)))),0,-LOOKUP(1,-LEFT(DI6128,ROW($1:$80)))))","v":""},{"$f":"IF(OR(ISBLANK(DJ100),DJ6128=\"\"),\"\",IF(ISERROR(-LOOKUP(1,-LEFT(DJ6128,ROW($1:$80)))),0,-LOOKUP(1,-LEFT(DJ6128,ROW($1:$80)))))","v":""},{"$f":"IF(OR(ISBLANK(DK100),DK6128=\"\"),\"\",IF(ISERROR(-LOOKUP(1,-LEFT(DK6128,ROW($1:$80)))),0,-LOOKUP(1,-LEFT(DK6128,ROW($1:$80)))))","v":""},{"$f":"IF(OR(ISBLANK(DL100),DL6128=\"\"),\"\",IF(ISERROR(-LOOKUP(1,-LEFT(DL6128,ROW($1:$80)))),0,-LOOKUP(1,-LEFT(DL6128,ROW($1:$80)))))","v":""},{"$f":"IF(OR(ISBLANK(DM100),DM6128=\"\"),\"\",IF(ISERROR(-LOOKUP(1,-LEFT(DM6128,ROW($1:$80)))),0,-LOOKUP(1,-LEFT(DM6128,ROW($1:$80)))))","v":""},{"$f":"IF(OR(ISBLANK(DN100),DN6128=\"\"),\"\",IF(ISERROR(-LOOKUP(1,-LEFT(DN6128,ROW($1:$80)))),0,-LOOKUP(1,-LEFT(DN6128,ROW($1:$80)))))","v":""},{"$f":"IF(OR(ISBLANK(DO100),DO6128=\"\"),\"\",IF(ISERROR(-LOOKUP(1,-LEFT(DO6128,ROW($1:$80)))),0,-LOOKUP(1,-LEFT(DO6128,ROW($1:$80)))))","v":""},{"$f":"IF(OR(ISBLANK(DP100),DP6128=\"\"),\"\",IF(ISERROR(-LOOKUP(1,-LEFT(DP6128,ROW($1:$80)))),0,-LOOKUP(1,-LEFT(DP6128,ROW($1:$80)))))","v":""},{"$f":"IF(OR(ISBLANK(DQ100),DQ6128=\"\"),\"\",IF(ISERROR(-LOOKUP(1,-LEFT(DQ6128,ROW($1:$80)))),0,-LOOKUP(1,-LEFT(DQ6128,ROW($1:$80)))))","v":""},{"$f":"IF(OR(ISBLANK(DR100),DR6128=\"\"),\"\",IF(ISERROR(-LOOKUP(1,-LEFT(DR6128,ROW($1:$80)))),0,-LOOKUP(1,-LEFT(DR6128,ROW($1:$80)))))","v":""},{"$f":"IF(OR(ISBLANK(DS100),DS6128=\"\"),\"\",IF(ISERROR(-LOOKUP(1,-LEFT(DS6128,ROW($1:$80)))),0,-LOOKUP(1,-LEFT(DS6128,ROW($1:$80)))))","v":""},{"$f":"IF(OR(ISBLANK(DT100),DT6128=\"\"),\"\",IF(ISERROR(-LOOKUP(1,-LEFT(DT6128,ROW($1:$80)))),0,-LOOKUP(1,-LEFT(DT6128,ROW($1:$80)))))","v":""},{"$f":"IF(OR(ISBLANK(DU100),DU6128=\"\"),\"\",IF(ISERROR(-LOOKUP(1,-LEFT(DU6128,ROW($1:$80)))),0,-LOOKUP(1,-LEFT(DU6128,ROW($1:$80)))))","v":""},{"$f":"IF(OR(ISBLANK(DV100),DV6128=\"\"),\"\",IF(ISERROR(-LOOKUP(1,-LEFT(DV6128,ROW($1:$80)))),0,-LOOKUP(1,-LEFT(DV6128,ROW($1:$80)))))","v":""},{"$f":"IF(OR(ISBLANK(DW100),DW6128=\"\"),\"\",IF(ISERROR(-LOOKUP(1,-LEFT(DW6128,ROW($1:$80)))),0,-LOOKUP(1,-LEFT(DW6128,ROW($1:$80)))))","v":""},{"$f":"IF(OR(ISBLANK(DX100),DX6128=\"\"),\"\",IF(ISERROR(-LOOKUP(1,-LEFT(DX6128,ROW($1:$80)))),0,-LOOKUP(1,-LEFT(DX6128,ROW($1:$80)))))","v":""},{"$f":"IF(OR(ISBLANK(DY100),DY6128=\"\"),\"\",IF(ISERROR(-LOOKUP(1,-LEFT(DY6128,ROW($1:$80)))),0,-LOOKUP(1,-LEFT(DY6128,ROW($1:$80)))))","v":""},{"$f":"IF(OR(ISBLANK(DZ100),DZ6128=\"\"),\"\",IF(ISERROR(-LOOKUP(1,-LEFT(DZ6128,ROW($1:$80)))),0,-LOOKUP(1,-LEFT(DZ6128,ROW($1:$80)))))","v":""},{"$f":"IF(OR(ISBLANK(EA100),EA6128=\"\"),\"\",IF(ISERROR(-LOOKUP(1,-LEFT(EA6128,ROW($1:$80)))),0,-LOOKUP(1,-LEFT(EA6128,ROW($1:$80)))))","v":""},{"$f":"IF(OR(ISBLANK(EB100),EB6128=\"\"),\"\",IF(ISERROR(-LOOKUP(1,-LEFT(EB6128,ROW($1:$80)))),0,-LOOKUP(1,-LEFT(EB6128,ROW($1:$80)))))","v":""},{"$f":"IF(OR(ISBLANK(EC100),EC6128=\"\"),\"\",IF(ISERROR(-LOOKUP(1,-LEFT(EC6128,ROW($1:$80)))),0,-LOOKUP(1,-LEFT(EC6128,ROW($1:$80)))))","v":""},{"$f":"IF(OR(ISBLANK(ED100),ED6128=\"\"),\"\",IF(ISERROR(-LOOKUP(1,-LEFT(ED6128,ROW($1:$80)))),0,-LOOKUP(1,-LEFT(ED6128,ROW($1:$80)))))","v":""},{"$f":"IF(OR(ISBLANK(EE100),EE6128=\"\"),\"\",IF(ISERROR(-LOOKUP(1,-LEFT(EE6128,ROW($1:$80)))),0,-LOOKUP(1,-LEFT(EE6128,ROW($1:$80)))))","v":""},{"$f":"IF(OR(ISBLANK(EF100),EF6128=\"\"),\"\",IF(ISERROR(-LOOKUP(1,-LEFT(EF6128,ROW($1:$80)))),0,-LOOKUP(1,-LEFT(EF6128,ROW($1:$80)))))","v":""},{"$f":"IF(OR(ISBLANK(EG100),EG6128=\"\"),\"\",IF(ISERROR(-LOOKUP(1,-LEFT(EG6128,ROW($1:$80)))),0,-LOOKUP(1,-LEFT(EG6128,ROW($1:$80)))))","v":""},{"$f":"IF(OR(ISBLANK(EH100),EH6128=\"\"),\"\",IF(ISERROR(-LOOKUP(1,-LEFT(EH6128,ROW($1:$80)))),0,-LOOKUP(1,-LEFT(EH6128,ROW($1:$80)))))","v":""},{"$f":"IF(OR(ISBLANK(EI100),EI6128=\"\"),\"\",IF(ISERROR(-LOOKUP(1,-LEFT(EI6128,ROW($1:$80)))),0,-LOOKUP(1,-LEFT(EI6128,ROW($1:$80)))))","v":""},{"$f":"IF(OR(ISBLANK(EJ100),EJ6128=\"\"),\"\",IF(ISERROR(-LOOKUP(1,-LEFT(EJ6128,ROW($1:$80)))),0,-LOOKUP(1,-LEFT(EJ6128,ROW($1:$80)))))","v":""},{"$f":"IF(OR(ISBLANK(EK100),EK6128=\"\"),\"\",IF(ISERROR(-LOOKUP(1,-LEFT(EK6128,ROW($1:$80)))),0,-LOOKUP(1,-LEFT(EK6128,ROW($1:$80)))))","v":""},{"$f":"IF(OR(ISBLANK(EL100),EL6128=\"\"),\"\",IF(ISERROR(-LOOKUP(1,-LEFT(EL6128,ROW($1:$80)))),0,-LOOKUP(1,-LEFT(EL6128,ROW($1:$80)))))","v":""},{"$f":"IF(OR(ISBLANK(EM100),EM6128=\"\"),\"\",IF(ISERROR(-LOOKUP(1,-LEFT(EM6128,ROW($1:$80)))),0,-LOOKUP(1,-LEFT(EM6128,ROW($1:$80)))))","v":""},{"$f":"IF(OR(ISBLANK(EN100),EN6128=\"\"),\"\",IF(ISERROR(-LOOKUP(1,-LEFT(EN6128,ROW($1:$80)))),0,-LOOKUP(1,-LEFT(EN6128,ROW($1:$80)))))","v":""},{"$f":"IF(OR(ISBLANK(EO100),EO6128=\"\"),\"\",IF(ISERROR(-LOOKUP(1,-LEFT(EO6128,ROW($1:$80)))),0,-LOOKUP(1,-LEFT(EO6128,ROW($1:$80)))))","v":""},{"$f":"IF(OR(ISBLANK(EP100),EP6128=\"\"),\"\",IF(ISERROR(-LOOKUP(1,-LEFT(EP6128,ROW($1:$80)))),0,-LOOKUP(1,-LEFT(EP6128,ROW($1:$80)))))","v":""},{"$f":"IF(OR(ISBLANK(EQ100),EQ6128=\"\"),\"\",IF(ISERROR(-LOOKUP(1,-LEFT(EQ6128,ROW($1:$80)))),0,-LOOKUP(1,-LEFT(EQ6128,ROW($1:$80)))))","v":""},{"$f":"IF(OR(ISBLANK(ER100),ER6128=\"\"),\"\",IF(ISERROR(-LOOKUP(1,-LEFT(ER6128,ROW($1:$80)))),0,-LOOKUP(1,-LEFT(ER6128,ROW($1:$80)))))","v":""},{"$f":"IF(OR(ISBLANK(ES100),ES6128=\"\"),\"\",IF(ISERROR(-LOOKUP(1,-LEFT(ES6128,ROW($1:$80)))),0,-LOOKUP(1,-LEFT(ES6128,ROW($1:$80)))))","v":""},{"$f":"IF(OR(ISBLANK(ET100),ET6128=\"\"),\"\",IF(ISERROR(-LOOKUP(1,-LEFT(ET6128,ROW($1:$80)))),0,-LOOKUP(1,-LEFT(ET6128,ROW($1:$80)))))","v":""},{"$f":"IF(OR(ISBLANK(EU100),EU6128=\"\"),\"\",IF(ISERROR(-LOOKUP(1,-LEFT(EU6128,ROW($1:$80)))),0,-LOOKUP(1,-LEFT(EU6128,ROW($1:$80)))))","v":""},{"$f":"IF(OR(ISBLANK(EV100),EV6128=\"\"),\"\",IF(ISERROR(-LOOKUP(1,-LEFT(EV6128,ROW($1:$80)))),0,-LOOKUP(1,-LEFT(EV6128,ROW($1:$80)))))","v":""},{"$f":"IF(OR(ISBLANK(EW100),EW6128=\"\"),\"\",IF(ISERROR(-LOOKUP(1,-LEFT(EW6128,ROW($1:$80)))),0,-LOOKUP(1,-LEFT(EW6128,ROW($1:$80)))))","v":""},{"$f":"IF(OR(ISBLANK(EX100),EX6128=\"\"),\"\",IF(ISERROR(-LOOKUP(1,-LEFT(EX6128,ROW($1:$80)))),0,-LOOKUP(1,-LEFT(EX6128,ROW($1:$80)))))","v":""},{"$f":"IF(OR(ISBLANK(EY100),EY6128=\"\"),\"\",IF(ISERROR(-LOOKUP(1,-LEFT(EY6128,ROW($1:$80)))),0,-LOOKUP(1,-LEFT(EY6128,ROW($1:$80)))))","v":""},{"$f":"IF(OR(ISBLANK(EZ100),EZ6128=\"\"),\"\",IF(ISERROR(-LOOKUP(1,-LEFT(EZ6128,ROW($1:$80)))),0,-LOOKUP(1,-LEFT(EZ6128,ROW($1:$80)))))","v":""},{"$f":"IF(OR(ISBLANK(FA100),FA6128=\"\"),\"\",IF(ISERROR(-LOOKUP(1,-LEFT(FA6128,ROW($1:$80)))),0,-LOOKUP(1,-LEFT(FA6128,ROW($1:$80)))))","v":""},{"$f":"IF(OR(ISBLANK(FB100),FB6128=\"\"),\"\",IF(ISERROR(-LOOKUP(1,-LEFT(FB6128,ROW($1:$80)))),0,-LOOKUP(1,-LEFT(FB6128,ROW($1:$80)))))","v":""},{"$f":"IF(OR(ISBLANK(FC100),FC6128=\"\"),\"\",IF(ISERROR(-LOOKUP(1,-LEFT(FC6128,ROW($1:$80)))),0,-LOOKUP(1,-LEFT(FC6128,ROW($1:$80)))))","v":""},{"$f":"IF(OR(ISBLANK(FD100),FD6128=\"\"),\"\",IF(ISERROR(-LOOKUP(1,-LEFT(FD6128,ROW($1:$80)))),0,-LOOKUP(1,-LEFT(FD6128,ROW($1:$80)))))","v":""},{"$f":"IF(OR(ISBLANK(FE100),FE6128=\"\"),\"\",IF(ISERROR(-LOOKUP(1,-LEFT(FE6128,ROW($1:$80)))),0,-LOOKUP(1,-LEFT(FE6128,ROW($1:$80)))))","v":""},{"$f":"IF(OR(ISBLANK(FF100),FF6128=\"\"),\"\",IF(ISERROR(-LOOKUP(1,-LEFT(FF6128,ROW($1:$80)))),0,-LOOKUP(1,-LEFT(FF6128,ROW($1:$80)))))","v":""},{"$f":"IF(OR(ISBLANK(FG100),FG6128=\"\"),\"\",IF(ISERROR(-LOOKUP(1,-LEFT(FG6128,ROW($1:$80)))),0,-LOOKUP(1,-LEFT(FG6128,ROW($1:$80)))))","v":""},{"$f":"IF(OR(ISBLANK(FH100),FH6128=\"\"),\"\",IF(ISERROR(-LOOKUP(1,-LEFT(FH6128,ROW($1:$80)))),0,-LOOKUP(1,-LEFT(FH6128,ROW($1:$80)))))","v":""},{"$f":"IF(OR(ISBLANK(FI100),FI6128=\"\"),\"\",IF(ISERROR(-LOOKUP(1,-LEFT(FI6128,ROW($1:$80)))),0,-LOOKUP(1,-LEFT(FI6128,ROW($1:$80)))))","v":""},{"$f":"IF(OR(ISBLANK(FJ100),FJ6128=\"\"),\"\",IF(ISERROR(-LOOKUP(1,-LEFT(FJ6128,ROW($1:$80)))),0,-LOOKUP(1,-LEFT(FJ6128,ROW($1:$80)))))","v":""},{"$f":"IF(OR(ISBLANK(FK100),FK6128=\"\"),\"\",IF(ISERROR(-LOOKUP(1,-LEFT(FK6128,ROW($1:$80)))),0,-LOOKUP(1,-LEFT(FK6128,ROW($1:$80)))))","v":""},{"$f":"IF(OR(ISBLANK(FL100),FL6128=\"\"),\"\",IF(ISERROR(-LOOKUP(1,-LEFT(FL6128,ROW($1:$80)))),0,-LOOKUP(1,-LEFT(FL6128,ROW($1:$80)))))","v":""},{"$f":"IF(OR(ISBLANK(FM100),FM6128=\"\"),\"\",IF(ISERROR(-LOOKUP(1,-LEFT(FM6128,ROW($1:$80)))),0,-LOOKUP(1,-LEFT(FM6128,ROW($1:$80)))))","v":""},{"$f":"IF(OR(ISBLANK(FN100),FN6128=\"\"),\"\",IF(ISERROR(-LOOKUP(1,-LEFT(FN6128,ROW($1:$80)))),0,-LOOKUP(1,-LEFT(FN6128,ROW($1:$80)))))","v":""},{"$f":"IF(OR(ISBLANK(FO100),FO6128=\"\"),\"\",IF(ISERROR(-LOOKUP(1,-LEFT(FO6128,ROW($1:$80)))),0,-LOOKUP(1,-LEFT(FO6128,ROW($1:$80)))))","v":""},{"$f":"IF(OR(ISBLANK(FP100),FP6128=\"\"),\"\",IF(ISERROR(-LOOKUP(1,-LEFT(FP6128,ROW($1:$80)))),0,-LOOKUP(1,-LEFT(FP6128,ROW($1:$80)))))","v":""},{"$f":"IF(OR(ISBLANK(FQ100),FQ6128=\"\"),\"\",IF(ISERROR(-LOOKUP(1,-LEFT(FQ6128,ROW($1:$80)))),0,-LOOKUP(1,-LEFT(FQ6128,ROW($1:$80)))))","v":""},{"$f":"IF(OR(ISBLANK(FR100),FR6128=\"\"),\"\",IF(ISERROR(-LOOKUP(1,-LEFT(FR6128,ROW($1:$80)))),0,-LOOKUP(1,-LEFT(FR6128,ROW($1:$80)))))","v":""},{"$f":"IF(OR(ISBLANK(FS100),FS6128=\"\"),\"\",IF(ISERROR(-LOOKUP(1,-LEFT(FS6128,ROW($1:$80)))),0,-LOOKUP(1,-LEFT(FS6128,ROW($1:$80)))))","v":""},{"$f":"IF(OR(ISBLANK(FT100),FT6128=\"\"),\"\",IF(ISERROR(-LOOKUP(1,-LEFT(FT6128,ROW($1:$80)))),0,-LOOKUP(1,-LEFT(FT6128,ROW($1:$80)))))","v":""},{"$f":"IF(OR(ISBLANK(FU100),FU6128=\"\"),\"\",IF(ISERROR(-LOOKUP(1,-LEFT(FU6128,ROW($1:$80)))),0,-LOOKUP(1,-LEFT(FU6128,ROW($1:$80)))))","v":""},{"$f":"IF(OR(ISBLANK(FV100),FV6128=\"\"),\"\",IF(ISERROR(-LOOKUP(1,-LEFT(FV6128,ROW($1:$80)))),0,-LOOKUP(1,-LEFT(FV6128,ROW($1:$80)))))","v":""},{"$f":"IF(OR(ISBLANK(FW100),FW6128=\"\"),\"\",IF(ISERROR(-LOOKUP(1,-LEFT(FW6128,ROW($1:$80)))),0,-LOOKUP(1,-LEFT(FW6128,ROW($1:$80)))))","v":""},{"$f":"IF(OR(ISBLANK(FX100),FX6128=\"\"),\"\",IF(ISERROR(-LOOKUP(1,-LEFT(FX6128,ROW($1:$80)))),0,-LOOKUP(1,-LEFT(FX6128,ROW($1:$80)))))","v":""},{"$f":"IF(OR(ISBLANK(FY100),FY6128=\"\"),\"\",IF(ISERROR(-LOOKUP(1,-LEFT(FY6128,ROW($1:$80)))),0,-LOOKUP(1,-LEFT(FY6128,ROW($1:$80)))))","v":""},{"$f":"IF(OR(ISBLANK(FZ100),FZ6128=\"\"),\"\",IF(ISERROR(-LOOKUP(1,-LEFT(FZ6128,ROW($1:$80)))),0,-LOOKUP(1,-LEFT(FZ6128,ROW($1:$80)))))","v":""},{"$f":"IF(OR(ISBLANK(GA100),GA6128=\"\"),\"\",IF(ISERROR(-LOOKUP(1,-LEFT(GA6128,ROW($1:$80)))),0,-LOOKUP(1,-LEFT(GA6128,ROW($1:$80)))))","v":""},{"$f":"IF(OR(ISBLANK(GB100),GB6128=\"\"),\"\",IF(ISERROR(-LOOKUP(1,-LEFT(GB6128,ROW($1:$80)))),0,-LOOKUP(1,-LEFT(GB6128,ROW($1:$80)))))","v":""},{"$f":"IF(OR(ISBLANK(GC100),GC6128=\"\"),\"\",IF(ISERROR(-LOOKUP(1,-LEFT(GC6128,ROW($1:$80)))),0,-LOOKUP(1,-LEFT(GC6128,ROW($1:$80)))))","v":""},{"$f":"IF(OR(ISBLANK(GD100),GD6128=\"\"),\"\",IF(ISERROR(-LOOKUP(1,-LEFT(GD6128,ROW($1:$80)))),0,-LOOKUP(1,-LEFT(GD6128,ROW($1:$80)))))","v":""},{"$f":"IF(OR(ISBLANK(GE100),GE6128=\"\"),\"\",IF(ISERROR(-LOOKUP(1,-LEFT(GE6128,ROW($1:$80)))),0,-LOOKUP(1,-LEFT(GE6128,ROW($1:$80)))))","v":""},{"$f":"IF(OR(ISBLANK(GF100),GF6128=\"\"),\"\",IF(ISERROR(-LOOKUP(1,-LEFT(GF6128,ROW($1:$80)))),0,-LOOKUP(1,-LEFT(GF6128,ROW($1:$80)))))","v":""},{"$f":"IF(OR(ISBLANK(GG100),GG6128=\"\"),\"\",IF(ISERROR(-LOOKUP(1,-LEFT(GG6128,ROW($1:$80)))),0,-LOOKUP(1,-LEFT(GG6128,ROW($1:$80)))))","v":""},{"$f":"IF(OR(ISBLANK(GH100),GH6128=\"\"),\"\",IF(ISERROR(-LOOKUP(1,-LEFT(GH6128,ROW($1:$80)))),0,-LOOKUP(1,-LEFT(GH6128,ROW($1:$80)))))","v":""},{"$f":"IF(OR(ISBLANK(GI100),GI6128=\"\"),\"\",IF(ISERROR(-LOOKUP(1,-LEFT(GI6128,ROW($1:$80)))),0,-LOOKUP(1,-LEFT(GI6128,ROW($1:$80)))))","v":""},{"$f":"IF(OR(ISBLANK(GJ100),GJ6128=\"\"),\"\",IF(ISERROR(-LOOKUP(1,-LEFT(GJ6128,ROW($1:$80)))),0,-LOOKUP(1,-LEFT(GJ6128,ROW($1:$80)))))","v":""},{"$f":"IF(OR(ISBLANK(GK100),GK6128=\"\"),\"\",IF(ISERROR(-LOOKUP(1,-LEFT(GK6128,ROW($1:$80)))),0,-LOOKUP(1,-LEFT(GK6128,ROW($1:$80)))))","v":""},{"$f":"IF(OR(ISBLANK(GL100),GL6128=\"\"),\"\",IF(ISERROR(-LOOKUP(1,-LEFT(GL6128,ROW($1:$80)))),0,-LOOKUP(1,-LEFT(GL6128,ROW($1:$80)))))","v":""},{"$f":"IF(OR(ISBLANK(GM100),GM6128=\"\"),\"\",IF(ISERROR(-LOOKUP(1,-LEFT(GM6128,ROW($1:$80)))),0,-LOOKUP(1,-LEFT(GM6128,ROW($1:$80)))))","v":""},{"$f":"IF(OR(ISBLANK(GN100),GN6128=\"\"),\"\",IF(ISERROR(-LOOKUP(1,-LEFT(GN6128,ROW($1:$80)))),0,-LOOKUP(1,-LEFT(GN6128,ROW($1:$80)))))","v":""},{"$f":"IF(OR(ISBLANK(GO100),GO6128=\"\"),\"\",IF(ISERROR(-LOOKUP(1,-LEFT(GO6128,ROW($1:$80)))),0,-LOOKUP(1,-LEFT(GO6128,ROW($1:$80)))))","v":""},{"$f":"IF(OR(ISBLANK(GP100),GP6128=\"\"),\"\",IF(ISERROR(-LOOKUP(1,-LEFT(GP6128,ROW($1:$80)))),0,-LOOKUP(1,-LEFT(GP6128,ROW($1:$80)))))","v":""},{"$f":"IF(OR(ISBLANK(GQ100),GQ6128=\"\"),\"\",IF(ISERROR(-LOOKUP(1,-LEFT(GQ6128,ROW($1:$80)))),0,-LOOKUP(1,-LEFT(GQ6128,ROW($1:$80)))))","v":""},{"$f":"IF(OR(ISBLANK(GR100),GR6128=\"\"),\"\",IF(ISERROR(-LOOKUP(1,-LEFT(GR6128,ROW($1:$80)))),0,-LOOKUP(1,-LEFT(GR6128,ROW($1:$80)))))","v":""},{"$f":"IF(OR(ISBLANK(GS100),GS6128=\"\"),\"\",IF(ISERROR(-LOOKUP(1,-LEFT(GS6128,ROW($1:$80)))),0,-LOOKUP(1,-LEFT(GS6128,ROW($1:$80)))))","v":""},{"$f":"IF(OR(ISBLANK(GT100),GT6128=\"\"),\"\",IF(ISERROR(-LOOKUP(1,-LEFT(GT6128,ROW($1:$80)))),0,-LOOKUP(1,-LEFT(GT6128,ROW($1:$80)))))","v":""},{"$f":"IF(OR(ISBLANK(GU100),GU6128=\"\"),\"\",IF(ISERROR(-LOOKUP(1,-LEFT(GU6128,ROW($1:$80)))),0,-LOOKUP(1,-LEFT(GU6128,ROW($1:$80)))))","v":""},{"$f":"IF(OR(ISBLANK(GV100),GV6128=\"\"),\"\",IF(ISERROR(-LOOKUP(1,-LEFT(GV6128,ROW($1:$80)))),0,-LOOKUP(1,-LEFT(GV6128,ROW($1:$80)))))","v":""},{"$f":"IF(OR(ISBLANK(GW100),GW6128=\"\"),\"\",IF(ISERROR(-LOOKUP(1,-LEFT(GW6128,ROW($1:$80)))),0,-LOOKUP(1,-LEFT(GW6128,ROW($1:$80)))))","v":""},{"$f":"IF(OR(ISBLANK(GX100),GX6128=\"\"),\"\",IF(ISERROR(-LOOKUP(1,-LEFT(GX6128,ROW($1:$80)))),0,-LOOKUP(1,-LEFT(GX6128,ROW($1:$80)))))","v":""},{"$f":"IF(OR(ISBLANK(GY100),GY6128=\"\"),\"\",IF(ISERROR(-LOOKUP(1,-LEFT(GY6128,ROW($1:$80)))),0,-LOOKUP(1,-LEFT(GY6128,ROW($1:$80)))))","v":""},{"$f":"IF(OR(ISBLANK(GZ100),GZ6128=\"\"),\"\",IF(ISERROR(-LOOKUP(1,-LEFT(GZ6128,ROW($1:$80)))),0,-LOOKUP(1,-LEFT(GZ6128,ROW($1:$80)))))","v":""},{"$f":"IF(OR(ISBLANK(HA100),HA6128=\"\"),\"\",IF(ISERROR(-LOOKUP(1,-LEFT(HA6128,ROW($1:$80)))),0,-LOOKUP(1,-LEFT(HA6128,ROW($1:$80)))))","v":""},{"$f":"IF(OR(ISBLANK(HB100),HB6128=\"\"),\"\",IF(ISERROR(-LOOKUP(1,-LEFT(HB6128,ROW($1:$80)))),0,-LOOKUP(1,-LEFT(HB6128,ROW($1:$80)))))","v":""},{"$f":"IF(OR(ISBLANK(HC100),HC6128=\"\"),\"\",IF(ISERROR(-LOOKUP(1,-LEFT(HC6128,ROW($1:$80)))),0,-LOOKUP(1,-LEFT(HC6128,ROW($1:$80)))))","v":""},{"$f":"IF(OR(ISBLANK(HD100),HD6128=\"\"),\"\",IF(ISERROR(-LOOKUP(1,-LEFT(HD6128,ROW($1:$80)))),0,-LOOKUP(1,-LEFT(HD6128,ROW($1:$80)))))","v":""},{"$f":"IF(OR(ISBLANK(HE100),HE6128=\"\"),\"\",IF(ISERROR(-LOOKUP(1,-LEFT(HE6128,ROW($1:$80)))),0,-LOOKUP(1,-LEFT(HE6128,ROW($1:$80)))))","v":""},{"$f":"IF(OR(ISBLANK(HF100),HF6128=\"\"),\"\",IF(ISERROR(-LOOKUP(1,-LEFT(HF6128,ROW($1:$80)))),0,-LOOKUP(1,-LEFT(HF6128,ROW($1:$80)))))","v":""},{"$f":"IF(OR(ISBLANK(HG100),HG6128=\"\"),\"\",IF(ISERROR(-LOOKUP(1,-LEFT(HG6128,ROW($1:$80)))),0,-LOOKUP(1,-LEFT(HG6128,ROW($1:$80)))))","v":""},{"$f":"IF(OR(ISBLANK(HH100),HH6128=\"\"),\"\",IF(ISERROR(-LOOKUP(1,-LEFT(HH6128,ROW($1:$80)))),0,-LOOKUP(1,-LEFT(HH6128,ROW($1:$80)))))","v":""},{"$f":"IF(OR(ISBLANK(HI100),HI6128=\"\"),\"\",IF(ISERROR(-LOOKUP(1,-LEFT(HI6128,ROW($1:$80)))),0,-LOOKUP(1,-LEFT(HI6128,ROW($1:$80)))))","v":""},{"$f":"IF(OR(ISBLANK(HJ100),HJ6128=\"\"),\"\",IF(ISERROR(-LOOKUP(1,-LEFT(HJ6128,ROW($1:$80)))),0,-LOOKUP(1,-LEFT(HJ6128,ROW($1:$80)))))","v":""},{"$f":"IF(OR(ISBLANK(HK100),HK6128=\"\"),\"\",IF(ISERROR(-LOOKUP(1,-LEFT(HK6128,ROW($1:$80)))),0,-LOOKUP(1,-LEFT(HK6128,ROW($1:$80)))))","v":""},{"$f":"IF(OR(ISBLANK(HL100),HL6128=\"\"),\"\",IF(ISERROR(-LOOKUP(1,-LEFT(HL6128,ROW($1:$80)))),0,-LOOKUP(1,-LEFT(HL6128,ROW($1:$80)))))","v":""},{"$f":"IF(OR(ISBLANK(HM100),HM6128=\"\"),\"\",IF(ISERROR(-LOOKUP(1,-LEFT(HM6128,ROW($1:$80)))),0,-LOOKUP(1,-LEFT(HM6128,ROW($1:$80)))))","v":""},{"$f":"IF(OR(ISBLANK(HN100),HN6128=\"\"),\"\",IF(ISERROR(-LOOKUP(1,-LEFT(HN6128,ROW($1:$80)))),0,-LOOKUP(1,-LEFT(HN6128,ROW($1:$80)))))","v":""},{"$f":"IF(OR(ISBLANK(HO100),HO6128=\"\"),\"\",IF(ISERROR(-LOOKUP(1,-LEFT(HO6128,ROW($1:$80)))),0,-LOOKUP(1,-LEFT(HO6128,ROW($1:$80)))))","v":""},{"$f":"IF(OR(ISBLANK(HP100),HP6128=\"\"),\"\",IF(ISERROR(-LOOKUP(1,-LEFT(HP6128,ROW($1:$80)))),0,-LOOKUP(1,-LEFT(HP6128,ROW($1:$80)))))","v":""},{"$f":"IF(OR(ISBLANK(HQ100),HQ6128=\"\"),\"\",IF(ISERROR(-LOOKUP(1,-LEFT(HQ6128,ROW($1:$80)))),0,-LOOKUP(1,-LEFT(HQ6128,ROW($1:$80)))))","v":""},{"$f":"IF(OR(ISBLANK(HR100),HR6128=\"\"),\"\",IF(ISERROR(-LOOKUP(1,-LEFT(HR6128,ROW($1:$80)))),0,-LOOKUP(1,-LEFT(HR6128,ROW($1:$80)))))","v":""},{"$f":"IF(OR(ISBLANK(HS100),HS6128=\"\"),\"\",IF(ISERROR(-LOOKUP(1,-LEFT(HS6128,ROW($1:$80)))),0,-LOOKUP(1,-LEFT(HS6128,ROW($1:$80)))))","v":""},{"$f":"IF(OR(ISBLANK(HT100),HT6128=\"\"),\"\",IF(ISERROR(-LOOKUP(1,-LEFT(HT6128,ROW($1:$80)))),0,-LOOKUP(1,-LEFT(HT6128,ROW($1:$80)))))","v":""},{"$f":"IF(OR(ISBLANK(HU100),HU6128=\"\"),\"\",IF(ISERROR(-LOOKUP(1,-LEFT(HU6128,ROW($1:$80)))),0,-LOOKUP(1,-LEFT(HU6128,ROW($1:$80)))))","v":""},{"$f":"IF(OR(ISBLANK(HV100),HV6128=\"\"),\"\",IF(ISERROR(-LOOKUP(1,-LEFT(HV6128,ROW($1:$80)))),0,-LOOKUP(1,-LEFT(HV6128,ROW($1:$80)))))","v":""},{"$f":"IF(OR(ISBLANK(HW100),HW6128=\"\"),\"\",IF(ISERROR(-LOOKUP(1,-LEFT(HW6128,ROW($1:$80)))),0,-LOOKUP(1,-LEFT(HW6128,ROW($1:$80)))))","v":""},{"$f":"IF(OR(ISBLANK(HX100),HX6128=\"\"),\"\",IF(ISERROR(-LOOKUP(1,-LEFT(HX6128,ROW($1:$80)))),0,-LOOKUP(1,-LEFT(HX6128,ROW($1:$80)))))","v":""},{"$f":"IF(OR(ISBLANK(HY100),HY6128=\"\"),\"\",IF(ISERROR(-LOOKUP(1,-LEFT(HY6128,ROW($1:$80)))),0,-LOOKUP(1,-LEFT(HY6128,ROW($1:$80)))))","v":""},{"$f":"IF(OR(ISBLANK(HZ100),HZ6128=\"\"),\"\",IF(ISERROR(-LOOKUP(1,-LEFT(HZ6128,ROW($1:$80)))),0,-LOOKUP(1,-LEFT(HZ6128,ROW($1:$80)))))","v":""},{"$f":"IF(OR(ISBLANK(IA100),IA6128=\"\"),\"\",IF(ISERROR(-LOOKUP(1,-LEFT(IA6128,ROW($1:$80)))),0,-LOOKUP(1,-LEFT(IA6128,ROW($1:$80)))))","v":""},{"$f":"IF(OR(ISBLANK(IB100),IB6128=\"\"),\"\",IF(ISERROR(-LOOKUP(1,-LEFT(IB6128,ROW($1:$80)))),0,-LOOKUP(1,-LEFT(IB6128,ROW($1:$80)))))","v":""},{"$f":"IF(OR(ISBLANK(IC100),IC6128=\"\"),\"\",IF(ISERROR(-LOOKUP(1,-LEFT(IC6128,ROW($1:$80)))),0,-LOOKUP(1,-LEFT(IC6128,ROW($1:$80)))))","v":""},{"$f":"IF(OR(ISBLANK(ID100),ID6128=\"\"),\"\",IF(ISERROR(-LOOKUP(1,-LEFT(ID6128,ROW($1:$80)))),0,-LOOKUP(1,-LEFT(ID6128,ROW($1:$80)))))","v":""},{"$f":"IF(OR(ISBLANK(IE100),IE6128=\"\"),\"\",IF(ISERROR(-LOOKUP(1,-LEFT(IE6128,ROW($1:$80)))),0,-LOOKUP(1,-LEFT(IE6128,ROW($1:$80)))))","v":""},{"$f":"IF(OR(ISBLANK(IF100),IF6128=\"\"),\"\",IF(ISERROR(-LOOKUP(1,-LEFT(IF6128,ROW($1:$80)))),0,-LOOKUP(1,-LEFT(IF6128,ROW($1:$80)))))","v":""},{"$f":"IF(OR(ISBLANK(IG100),IG6128=\"\"),\"\",IF(ISERROR(-LOOKUP(1,-LEFT(IG6128,ROW($1:$80)))),0,-LOOKUP(1,-LEFT(IG6128,ROW($1:$80)))))","v":""},{"$f":"IF(OR(ISBLANK(IH100),IH6128=\"\"),\"\",IF(ISERROR(-LOOKUP(1,-LEFT(IH6128,ROW($1:$80)))),0,-LOOKUP(1,-LEFT(IH6128,ROW($1:$80)))))","v":""},{"$f":"IF(OR(ISBLANK(II100),II6128=\"\"),\"\",IF(ISERROR(-LOOKUP(1,-LEFT(II6128,ROW($1:$80)))),0,-LOOKUP(1,-LEFT(II6128,ROW($1:$80)))))","v":""},{"$f":"IF(OR(ISBLANK(IJ100),IJ6128=\"\"),\"\",IF(ISERROR(-LOOKUP(1,-LEFT(IJ6128,ROW($1:$80)))),0,-LOOKUP(1,-LEFT(IJ6128,ROW($1:$80)))))","v":""},{"$f":"IF(OR(ISBLANK(IK100),IK6128=\"\"),\"\",IF(ISERROR(-LOOKUP(1,-LEFT(IK6128,ROW($1:$80)))),0,-LOOKUP(1,-LEFT(IK6128,ROW($1:$80)))))","v":""},{"$f":"IF(OR(ISBLANK(IL100),IL6128=\"\"),\"\",IF(ISERROR(-LOOKUP(1,-LEFT(IL6128,ROW($1:$80)))),0,-LOOKUP(1,-LEFT(IL6128,ROW($1:$80)))))","v":""},{"$f":"IF(OR(ISBLANK(IM100),IM6128=\"\"),\"\",IF(ISERROR(-LOOKUP(1,-LEFT(IM6128,ROW($1:$80)))),0,-LOOKUP(1,-LEFT(IM6128,ROW($1:$80)))))","v":""},{"$f":"IF(OR(ISBLANK(IN100),IN6128=\"\"),\"\",IF(ISERROR(-LOOKUP(1,-LEFT(IN6128,ROW($1:$80)))),0,-LOOKUP(1,-LEFT(IN6128,ROW($1:$80)))))","v":""},{"$f":"IF(OR(ISBLANK(IO100),IO6128=\"\"),\"\",IF(ISERROR(-LOOKUP(1,-LEFT(IO6128,ROW($1:$80)))),0,-LOOKUP(1,-LEFT(IO6128,ROW($1:$80)))))","v":""},{"$f":"IF(OR(ISBLANK(IP100),IP6128=\"\"),\"\",IF(ISERROR(-LOOKUP(1,-LEFT(IP6128,ROW($1:$80)))),0,-LOOKUP(1,-LEFT(IP6128,ROW($1:$80)))))","v":""},{"$f":"IF(OR(ISBLANK(IQ100),IQ6128=\"\"),\"\",IF(ISERROR(-LOOKUP(1,-LEFT(IQ6128,ROW($1:$80)))),0,-LOOKUP(1,-LEFT(IQ6128,ROW($1:$80)))))","v":""},{"$f":"IF(OR(ISBLANK(IR100),IR6128=\"\"),\"\",IF(ISERROR(-LOOKUP(1,-LEFT(IR6128,ROW($1:$80)))),0,-LOOKUP(1,-LEFT(IR6128,ROW($1:$80)))))","v":""},{"$f":"IF(OR(ISBLANK(IS100),IS6128=\"\"),\"\",IF(ISERROR(-LOOKUP(1,-LEFT(IS6128,ROW($1:$80)))),0,-LOOKUP(1,-LEFT(IS6128,ROW($1:$80)))))","v":""},{"$f":"IF(OR(ISBLANK(IT100),IT6128=\"\"),\"\",IF(ISERROR(-LOOKUP(1,-LEFT(IT6128,ROW($1:$80)))),0,-LOOKUP(1,-LEFT(IT6128,ROW($1:$80)))))","v":""},{"$f":"IF(OR(ISBLANK(IU100),IU6128=\"\"),\"\",IF(ISERROR(-LOOKUP(1,-LEFT(IU6128,ROW($1:$80)))),0,-LOOKUP(1,-LEFT(IU6128,ROW($1:$80)))))","v":""},{"$f":"IF(OR(ISBLANK(IV100),IV6128=\"\"),\"\",IF(ISERROR(-LOOKUP(1,-LEFT(IV6128,ROW($1:$80)))),0,-LOOKUP(1,-LEFT(IV6128,ROW($1:$80)))))","v":""},{"$f":"IF(OR(ISBLANK(IW100),IW6128=\"\"),\"\",IF(ISERROR(-LOOKUP(1,-LEFT(IW6128,ROW($1:$80)))),0,-LOOKUP(1,-LEFT(IW6128,ROW($1:$80)))))","v":""},{"$f":"IF(OR(ISBLANK(IX100),IX6128=\"\"),\"\",IF(ISERROR(-LOOKUP(1,-LEFT(IX6128,ROW($1:$80)))),0,-LOOKUP(1,-LEFT(IX6128,ROW($1:$80)))))","v":""},{"$f":"IF(OR(ISBLANK(IY100),IY6128=\"\"),\"\",IF(ISERROR(-LOOKUP(1,-LEFT(IY6128,ROW($1:$80)))),0,-LOOKUP(1,-LEFT(IY6128,ROW($1:$80)))))","v":""},{"$f":"IF(OR(ISBLANK(IZ100),IZ6128=\"\"),\"\",IF(ISERROR(-LOOKUP(1,-LEFT(IZ6128,ROW($1:$80)))),0,-LOOKUP(1,-LEFT(IZ6128,ROW($1:$80)))))","v":""},{"$f":"IF(OR(ISBLANK(JA100),JA6128=\"\"),\"\",IF(ISERROR(-LOOKUP(1,-LEFT(JA6128,ROW($1:$80)))),0,-LOOKUP(1,-LEFT(JA6128,ROW($1:$80)))))","v":""},{"$f":"IF(OR(ISBLANK(JB100),JB6128=\"\"),\"\",IF(ISERROR(-LOOKUP(1,-LEFT(JB6128,ROW($1:$80)))),0,-LOOKUP(1,-LEFT(JB6128,ROW($1:$80)))))","v":""},{"$f":"IF(OR(ISBLANK(JC100),JC6128=\"\"),\"\",IF(ISERROR(-LOOKUP(1,-LEFT(JC6128,ROW($1:$80)))),0,-LOOKUP(1,-LEFT(JC6128,ROW($1:$80)))))","v":""},{"$f":"IF(OR(ISBLANK(JD100),JD6128=\"\"),\"\",IF(ISERROR(-LOOKUP(1,-LEFT(JD6128,ROW($1:$80)))),0,-LOOKUP(1,-LEFT(JD6128,ROW($1:$80)))))","v":""},{"$f":"IF(OR(ISBLANK(JE100),JE6128=\"\"),\"\",IF(ISERROR(-LOOKUP(1,-LEFT(JE6128,ROW($1:$80)))),0,-LOOKUP(1,-LEFT(JE6128,ROW($1:$80)))))","v":""},{"$f":"IF(OR(ISBLANK(JF100),JF6128=\"\"),\"\",IF(ISERROR(-LOOKUP(1,-LEFT(JF6128,ROW($1:$80)))),0,-LOOKUP(1,-LEFT(JF6128,ROW($1:$80)))))","v":""},{"$f":"IF(OR(ISBLANK(JG100),JG6128=\"\"),\"\",IF(ISERROR(-LOOKUP(1,-LEFT(JG6128,ROW($1:$80)))),0,-LOOKUP(1,-LEFT(JG6128,ROW($1:$80)))))","v":""},{"$f":"IF(OR(ISBLANK(JH100),JH6128=\"\"),\"\",IF(ISERROR(-LOOKUP(1,-LEFT(JH6128,ROW($1:$80)))),0,-LOOKUP(1,-LEFT(JH6128,ROW($1:$80)))))","v":""},{"$f":"IF(OR(ISBLANK(JI100),JI6128=\"\"),\"\",IF(ISERROR(-LOOKUP(1,-LEFT(JI6128,ROW($1:$80)))),0,-LOOKUP(1,-LEFT(JI6128,ROW($1:$80)))))","v":""},{"$f":"IF(OR(ISBLANK(JJ100),JJ6128=\"\"),\"\",IF(ISERROR(-LOOKUP(1,-LEFT(JJ6128,ROW($1:$80)))),0,-LOOKUP(1,-LEFT(JJ6128,ROW($1:$80)))))","v":""},{"$f":"IF(OR(ISBLANK(JK100),JK6128=\"\"),\"\",IF(ISERROR(-LOOKUP(1,-LEFT(JK6128,ROW($1:$80)))),0,-LOOKUP(1,-LEFT(JK6128,ROW($1:$80)))))","v":""},{"$f":"IF(OR(ISBLANK(JL100),JL6128=\"\"),\"\",IF(ISERROR(-LOOKUP(1,-LEFT(JL6128,ROW($1:$80)))),0,-LOOKUP(1,-LEFT(JL6128,ROW($1:$80)))))","v":""},{"$f":"IF(OR(ISBLANK(JM100),JM6128=\"\"),\"\",IF(ISERROR(-LOOKUP(1,-LEFT(JM6128,ROW($1:$80)))),0,-LOOKUP(1,-LEFT(JM6128,ROW($1:$80)))))","v":""},{"$f":"IF(OR(ISBLANK(JN100),JN6128=\"\"),\"\",IF(ISERROR(-LOOKUP(1,-LEFT(JN6128,ROW($1:$80)))),0,-LOOKUP(1,-LEFT(JN6128,ROW($1:$80)))))","v":""},{"$f":"IF(OR(ISBLANK(JO100),JO6128=\"\"),\"\",IF(ISERROR(-LOOKUP(1,-LEFT(JO6128,ROW($1:$80)))),0,-LOOKUP(1,-LEFT(JO6128,ROW($1:$80)))))","v":""},{"$f":"IF(OR(ISBLANK(JP100),JP6128=\"\"),\"\",IF(ISERROR(-LOOKUP(1,-LEFT(JP6128,ROW($1:$80)))),0,-LOOKUP(1,-LEFT(JP6128,ROW($1:$80)))))","v":""},{"$f":"IF(OR(ISBLANK(JQ100),JQ6128=\"\"),\"\",IF(ISERROR(-LOOKUP(1,-LEFT(JQ6128,ROW($1:$80)))),0,-LOOKUP(1,-LEFT(JQ6128,ROW($1:$80)))))","v":""},{"$f":"IF(OR(ISBLANK(JR100),JR6128=\"\"),\"\",IF(ISERROR(-LOOKUP(1,-LEFT(JR6128,ROW($1:$80)))),0,-LOOKUP(1,-LEFT(JR6128,ROW($1:$80)))))","v":""},{"$f":"IF(OR(ISBLANK(JS100),JS6128=\"\"),\"\",IF(ISERROR(-LOOKUP(1,-LEFT(JS6128,ROW($1:$80)))),0,-LOOKUP(1,-LEFT(JS6128,ROW($1:$80)))))","v":""},{"$f":"IF(OR(ISBLANK(JT100),JT6128=\"\"),\"\",IF(ISERROR(-LOOKUP(1,-LEFT(JT6128,ROW($1:$80)))),0,-LOOKUP(1,-LEFT(JT6128,ROW($1:$80)))))","v":""},{"$f":"IF(OR(ISBLANK(JU100),JU6128=\"\"),\"\",IF(ISERROR(-LOOKUP(1,-LEFT(JU6128,ROW($1:$80)))),0,-LOOKUP(1,-LEFT(JU6128,ROW($1:$80)))))","v":""},{"$f":"IF(OR(ISBLANK(JV100),JV6128=\"\"),\"\",IF(ISERROR(-LOOKUP(1,-LEFT(JV6128,ROW($1:$80)))),0,-LOOKUP(1,-LEFT(JV6128,ROW($1:$80)))))","v":""},{"$f":"IF(OR(ISBLANK(JW100),JW6128=\"\"),\"\",IF(ISERROR(-LOOKUP(1,-LEFT(JW6128,ROW($1:$80)))),0,-LOOKUP(1,-LEFT(JW6128,ROW($1:$80)))))","v":""},{"$f":"IF(OR(ISBLANK(JX100),JX6128=\"\"),\"\",IF(ISERROR(-LOOKUP(1,-LEFT(JX6128,ROW($1:$80)))),0,-LOOKUP(1,-LEFT(JX6128,ROW($1:$80)))))","v":""},{"$f":"IF(OR(ISBLANK(JY100),JY6128=\"\"),\"\",IF(ISERROR(-LOOKUP(1,-LEFT(JY6128,ROW($1:$80)))),0,-LOOKUP(1,-LEFT(JY6128,ROW($1:$80)))))","v":""},{"$f":"IF(OR(ISBLANK(JZ100),JZ6128=\"\"),\"\",IF(ISERROR(-LOOKUP(1,-LEFT(JZ6128,ROW($1:$80)))),0,-LOOKUP(1,-LEFT(JZ6128,ROW($1:$80)))))","v":""},{"$f":"IF(OR(ISBLANK(KA100),KA6128=\"\"),\"\",IF(ISERROR(-LOOKUP(1,-LEFT(KA6128,ROW($1:$80)))),0,-LOOKUP(1,-LEFT(KA6128,ROW($1:$80)))))","v":""},{"$f":"IF(OR(ISBLANK(KB100),KB6128=\"\"),\"\",IF(ISERROR(-LOOKUP(1,-LEFT(KB6128,ROW($1:$80)))),0,-LOOKUP(1,-LEFT(KB6128,ROW($1:$80)))))","v":""},{"$f":"IF(OR(ISBLANK(KC100),KC6128=\"\"),\"\",IF(ISERROR(-LOOKUP(1,-LEFT(KC6128,ROW($1:$80)))),0,-LOOKUP(1,-LEFT(KC6128,ROW($1:$80)))))","v":""},{"$f":"IF(OR(ISBLANK(KD100),KD6128=\"\"),\"\",IF(ISERROR(-LOOKUP(1,-LEFT(KD6128,ROW($1:$80)))),0,-LOOKUP(1,-LEFT(KD6128,ROW($1:$80)))))","v":""},{"$f":"IF(OR(ISBLANK(KE100),KE6128=\"\"),\"\",IF(ISERROR(-LOOKUP(1,-LEFT(KE6128,ROW($1:$80)))),0,-LOOKUP(1,-LEFT(KE6128,ROW($1:$80)))))","v":""},{"$f":"IF(OR(ISBLANK(KF100),KF6128=\"\"),\"\",IF(ISERROR(-LOOKUP(1,-LEFT(KF6128,ROW($1:$80)))),0,-LOOKUP(1,-LEFT(KF6128,ROW($1:$80)))))","v":""},{"$f":"IF(OR(ISBLANK(KG100),KG6128=\"\"),\"\",IF(ISERROR(-LOOKUP(1,-LEFT(KG6128,ROW($1:$80)))),0,-LOOKUP(1,-LEFT(KG6128,ROW($1:$80)))))","v":""},{"$f":"IF(OR(ISBLANK(KH100),KH6128=\"\"),\"\",IF(ISERROR(-LOOKUP(1,-LEFT(KH6128,ROW($1:$80)))),0,-LOOKUP(1,-LEFT(KH6128,ROW($1:$80)))))","v":""},{"$f":"IF(OR(ISBLANK(KI100),KI6128=\"\"),\"\",IF(ISERROR(-LOOKUP(1,-LEFT(KI6128,ROW($1:$80)))),0,-LOOKUP(1,-LEFT(KI6128,ROW($1:$80)))))","v":""},{"$f":"IF(OR(ISBLANK(KJ100),KJ6128=\"\"),\"\",IF(ISERROR(-LOOKUP(1,-LEFT(KJ6128,ROW($1:$80)))),0,-LOOKUP(1,-LEFT(KJ6128,ROW($1:$80)))))","v":""},{"$f":"IF(OR(ISBLANK(KK100),KK6128=\"\"),\"\",IF(ISERROR(-LOOKUP(1,-LEFT(KK6128,ROW($1:$80)))),0,-LOOKUP(1,-LEFT(KK6128,ROW($1:$80)))))","v":""},{"$f":"IF(OR(ISBLANK(KL100),KL6128=\"\"),\"\",IF(ISERROR(-LOOKUP(1,-LEFT(KL6128,ROW($1:$80)))),0,-LOOKUP(1,-LEFT(KL6128,ROW($1:$80)))))","v":""},{"$f":"IF(OR(ISBLANK(KM100),KM6128=\"\"),\"\",IF(ISERROR(-LOOKUP(1,-LEFT(KM6128,ROW($1:$80)))),0,-LOOKUP(1,-LEFT(KM6128,ROW($1:$80)))))","v":""},{"$f":"IF(OR(ISBLANK(KN100),KN6128=\"\"),\"\",IF(ISERROR(-LOOKUP(1,-LEFT(KN6128,ROW($1:$80)))),0,-LOOKUP(1,-LEFT(KN6128,ROW($1:$80)))))","v":""},{"$f":"IF(OR(ISBLANK(KO100),KO6128=\"\"),\"\",IF(ISERROR(-LOOKUP(1,-LEFT(KO6128,ROW($1:$80)))),0,-LOOKUP(1,-LEFT(KO6128,ROW($1:$80)))))","v":""},{"$f":"IF(OR(ISBLANK(KP100),KP6128=\"\"),\"\",IF(ISERROR(-LOOKUP(1,-LEFT(KP6128,ROW($1:$80)))),0,-LOOKUP(1,-LEFT(KP6128,ROW($1:$80)))))","v":""},{"$f":"IF(OR(ISBLANK(KQ100),KQ6128=\"\"),\"\",IF(ISERROR(-LOOKUP(1,-LEFT(KQ6128,ROW($1:$80)))),0,-LOOKUP(1,-LEFT(KQ6128,ROW($1:$80)))))","v":""},{"$f":"IF(OR(ISBLANK(KR100),KR6128=\"\"),\"\",IF(ISERROR(-LOOKUP(1,-LEFT(KR6128,ROW($1:$80)))),0,-LOOKUP(1,-LEFT(KR6128,ROW($1:$80)))))","v":""},{"$f":"IF(OR(ISBLANK(KS100),KS6128=\"\"),\"\",IF(ISERROR(-LOOKUP(1,-LEFT(KS6128,ROW($1:$80)))),0,-LOOKUP(1,-LEFT(KS6128,ROW($1:$80)))))","v":""},{"$f":"IF(OR(ISBLANK(KT100),KT6128=\"\"),\"\",IF(ISERROR(-LOOKUP(1,-LEFT(KT6128,ROW($1:$80)))),0,-LOOKUP(1,-LEFT(KT6128,ROW($1:$80)))))","v":""},{"$f":"IF(OR(ISBLANK(KU100),KU6128=\"\"),\"\",IF(ISERROR(-LOOKUP(1,-LEFT(KU6128,ROW($1:$80)))),0,-LOOKUP(1,-LEFT(KU6128,ROW($1:$80)))))","v":""},{"$f":"IF(OR(ISBLANK(KV100),KV6128=\"\"),\"\",IF(ISERROR(-LOOKUP(1,-LEFT(KV6128,ROW($1:$80)))),0,-LOOKUP(1,-LEFT(KV6128,ROW($1:$80)))))","v":""},{"$f":"IF(OR(ISBLANK(KW100),KW6128=\"\"),\"\",IF(ISERROR(-LOOKUP(1,-LEFT(KW6128,ROW($1:$80)))),0,-LOOKUP(1,-LEFT(KW6128,ROW($1:$80)))))","v":""},{"$f":"IF(OR(ISBLANK(KX100),KX6128=\"\"),\"\",IF(ISERROR(-LOOKUP(1,-LEFT(KX6128,ROW($1:$80)))),0,-LOOKUP(1,-LEFT(KX6128,ROW($1:$80)))))","v":""},{"$f":"IF(OR(ISBLANK(KY100),KY6128=\"\"),\"\",IF(ISERROR(-LOOKUP(1,-LEFT(KY6128,ROW($1:$80)))),0,-LOOKUP(1,-LEFT(KY6128,ROW($1:$80)))))","v":""},{"$f":"IF(OR(ISBLANK(KZ100),KZ6128=\"\"),\"\",IF(ISERROR(-LOOKUP(1,-LEFT(KZ6128,ROW($1:$80)))),0,-LOOKUP(1,-LEFT(KZ6128,ROW($1:$80)))))","v":""},{"$f":"IF(OR(ISBLANK(LA100),LA6128=\"\"),\"\",IF(ISERROR(-LOOKUP(1,-LEFT(LA6128,ROW($1:$80)))),0,-LOOKUP(1,-LEFT(LA6128,ROW($1:$80)))))","v":""},{"$f":"IF(OR(ISBLANK(LB100),LB6128=\"\"),\"\",IF(ISERROR(-LOOKUP(1,-LEFT(LB6128,ROW($1:$80)))),0,-LOOKUP(1,-LEFT(LB6128,ROW($1:$80)))))","v":""},{"$f":"IF(OR(ISBLANK(LC100),LC6128=\"\"),\"\",IF(ISERROR(-LOOKUP(1,-LEFT(LC6128,ROW($1:$80)))),0,-LOOKUP(1,-LEFT(LC6128,ROW($1:$80)))))","v":""},{"$f":"IF(OR(ISBLANK(LD100),LD6128=\"\"),\"\",IF(ISERROR(-LOOKUP(1,-LEFT(LD6128,ROW($1:$80)))),0,-LOOKUP(1,-LEFT(LD6128,ROW($1:$80)))))","v":""},{"$f":"IF(OR(ISBLANK(LE100),LE6128=\"\"),\"\",IF(ISERROR(-LOOKUP(1,-LEFT(LE6128,ROW($1:$80)))),0,-LOOKUP(1,-LEFT(LE6128,ROW($1:$80)))))","v":""},{"$f":"IF(OR(ISBLANK(LF100),LF6128=\"\"),\"\",IF(ISERROR(-LOOKUP(1,-LEFT(LF6128,ROW($1:$80)))),0,-LOOKUP(1,-LEFT(LF6128,ROW($1:$80)))))","v":""},{"$f":"IF(OR(ISBLANK(LG100),LG6128=\"\"),\"\",IF(ISERROR(-LOOKUP(1,-LEFT(LG6128,ROW($1:$80)))),0,-LOOKUP(1,-LEFT(LG6128,ROW($1:$80)))))","v":""},{"$f":"IF(OR(ISBLANK(LH100),LH6128=\"\"),\"\",IF(ISERROR(-LOOKUP(1,-LEFT(LH6128,ROW($1:$80)))),0,-LOOKUP(1,-LEFT(LH6128,ROW($1:$80)))))","v":""},{"$f":"IF(OR(ISBLANK(LI100),LI6128=\"\"),\"\",IF(ISERROR(-LOOKUP(1,-LEFT(LI6128,ROW($1:$80)))),0,-LOOKUP(1,-LEFT(LI6128,ROW($1:$80)))))","v":""},{"$f":"IF(OR(ISBLANK(LJ100),LJ6128=\"\"),\"\",IF(ISERROR(-LOOKUP(1,-LEFT(LJ6128,ROW($1:$80)))),0,-LOOKUP(1,-LEFT(LJ6128,ROW($1:$80)))))","v":""},{"$f":"IF(OR(ISBLANK(LK100),LK6128=\"\"),\"\",IF(ISERROR(-LOOKUP(1,-LEFT(LK6128,ROW($1:$80)))),0,-LOOKUP(1,-LEFT(LK6128,ROW($1:$80)))))","v":""},{"$f":"IF(OR(ISBLANK(LL100),LL6128=\"\"),\"\",IF(ISERROR(-LOOKUP(1,-LEFT(LL6128,ROW($1:$80)))),0,-LOOKUP(1,-LEFT(LL6128,ROW($1:$80)))))","v":""},{"$f":"IF(OR(ISBLANK(LM100),LM6128=\"\"),\"\",IF(ISERROR(-LOOKUP(1,-LEFT(LM6128,ROW($1:$80)))),0,-LOOKUP(1,-LEFT(LM6128,ROW($1:$80)))))","v":""},{"$f":"IF(OR(ISBLANK(LN100),LN6128=\"\"),\"\",IF(ISERROR(-LOOKUP(1,-LEFT(LN6128,ROW($1:$80)))),0,-LOOKUP(1,-LEFT(LN6128,ROW($1:$80)))))","v":""},{"$f":"IF(OR(ISBLANK(LO100),LO6128=\"\"),\"\",IF(ISERROR(-LOOKUP(1,-LEFT(LO6128,ROW($1:$80)))),0,-LOOKUP(1,-LEFT(LO6128,ROW($1:$80)))))","v":""},{"$f":"IF(OR(ISBLANK(LP100),LP6128=\"\"),\"\",IF(ISERROR(-LOOKUP(1,-LEFT(LP6128,ROW($1:$80)))),0,-LOOKUP(1,-LEFT(LP6128,ROW($1:$80)))))","v":""},{"$f":"IF(OR(ISBLANK(LQ100),LQ6128=\"\"),\"\",IF(ISERROR(-LOOKUP(1,-LEFT(LQ6128,ROW($1:$80)))),0,-LOOKUP(1,-LEFT(LQ6128,ROW($1:$80)))))","v":""},{"$f":"IF(OR(ISBLANK(LR100),LR6128=\"\"),\"\",IF(ISERROR(-LOOKUP(1,-LEFT(LR6128,ROW($1:$80)))),0,-LOOKUP(1,-LEFT(LR6128,ROW($1:$80)))))","v":""},{"$f":"IF(OR(ISBLANK(LS100),LS6128=\"\"),\"\",IF(ISERROR(-LOOKUP(1,-LEFT(LS6128,ROW($1:$80)))),0,-LOOKUP(1,-LEFT(LS6128,ROW($1:$80)))))","v":""},{"$f":"IF(OR(ISBLANK(LT100),LT6128=\"\"),\"\",IF(ISERROR(-LOOKUP(1,-LEFT(LT6128,ROW($1:$80)))),0,-LOOKUP(1,-LEFT(LT6128,ROW($1:$80)))))","v":""},{"$f":"IF(OR(ISBLANK(LU100),LU6128=\"\"),\"\",IF(ISERROR(-LOOKUP(1,-LEFT(LU6128,ROW($1:$80)))),0,-LOOKUP(1,-LEFT(LU6128,ROW($1:$80)))))","v":""},{"$f":"IF(OR(ISBLANK(LV100),LV6128=\"\"),\"\",IF(ISERROR(-LOOKUP(1,-LEFT(LV6128,ROW($1:$80)))),0,-LOOKUP(1,-LEFT(LV6128,ROW($1:$80)))))","v":""},{"$f":"IF(OR(ISBLANK(LW100),LW6128=\"\"),\"\",IF(ISERROR(-LOOKUP(1,-LEFT(LW6128,ROW($1:$80)))),0,-LOOKUP(1,-LEFT(LW6128,ROW($1:$80)))))","v":""},{"$f":"IF(OR(ISBLANK(LX100),LX6128=\"\"),\"\",IF(ISERROR(-LOOKUP(1,-LEFT(LX6128,ROW($1:$80)))),0,-LOOKUP(1,-LEFT(LX6128,ROW($1:$80)))))","v":""},{"$f":"IF(OR(ISBLANK(LY100),LY6128=\"\"),\"\",IF(ISERROR(-LOOKUP(1,-LEFT(LY6128,ROW($1:$80)))),0,-LOOKUP(1,-LEFT(LY6128,ROW($1:$80)))))","v":""},{"$f":"IF(OR(ISBLANK(LZ100),LZ6128=\"\"),\"\",IF(ISERROR(-LOOKUP(1,-LEFT(LZ6128,ROW($1:$80)))),0,-LOOKUP(1,-LEFT(LZ6128,ROW($1:$80)))))","v":""},{"$f":"IF(OR(ISBLANK(MA100),MA6128=\"\"),\"\",IF(ISERROR(-LOOKUP(1,-LEFT(MA6128,ROW($1:$80)))),0,-LOOKUP(1,-LEFT(MA6128,ROW($1:$80)))))","v":""},{"$f":"IF(OR(ISBLANK(MB100),MB6128=\"\"),\"\",IF(ISERROR(-LOOKUP(1,-LEFT(MB6128,ROW($1:$80)))),0,-LOOKUP(1,-LEFT(MB6128,ROW($1:$80)))))","v":""},{"$f":"IF(OR(ISBLANK(MC100),MC6128=\"\"),\"\",IF(ISERROR(-LOOKUP(1,-LEFT(MC6128,ROW($1:$80)))),0,-LOOKUP(1,-LEFT(MC6128,ROW($1:$80)))))","v":""},{"$f":"IF(OR(ISBLANK(MD100),MD6128=\"\"),\"\",IF(ISERROR(-LOOKUP(1,-LEFT(MD6128,ROW($1:$80)))),0,-LOOKUP(1,-LEFT(MD6128,ROW($1:$80)))))","v":""},{"$f":"IF(OR(ISBLANK(ME100),ME6128=\"\"),\"\",IF(ISERROR(-LOOKUP(1,-LEFT(ME6128,ROW($1:$80)))),0,-LOOKUP(1,-LEFT(ME6128,ROW($1:$80)))))","v":""},{"$f":"IF(OR(ISBLANK(MF100),MF6128=\"\"),\"\",IF(ISERROR(-LOOKUP(1,-LEFT(MF6128,ROW($1:$80)))),0,-LOOKUP(1,-LEFT(MF6128,ROW($1:$80)))))","v":""},{"$f":"IF(OR(ISBLANK(MG100),MG6128=\"\"),\"\",IF(ISERROR(-LOOKUP(1,-LEFT(MG6128,ROW($1:$80)))),0,-LOOKUP(1,-LEFT(MG6128,ROW($1:$80)))))","v":""},{"$f":"IF(OR(ISBLANK(MH100),MH6128=\"\"),\"\",IF(ISERROR(-LOOKUP(1,-LEFT(MH6128,ROW($1:$80)))),0,-LOOKUP(1,-LEFT(MH6128,ROW($1:$80)))))","v":""},{"$f":"IF(OR(ISBLANK(MI100),MI6128=\"\"),\"\",IF(ISERROR(-LOOKUP(1,-LEFT(MI6128,ROW($1:$80)))),0,-LOOKUP(1,-LEFT(MI6128,ROW($1:$80)))))","v":""},{"$f":"IF(OR(ISBLANK(MJ100),MJ6128=\"\"),\"\",IF(ISERROR(-LOOKUP(1,-LEFT(MJ6128,ROW($1:$80)))),0,-LOOKUP(1,-LEFT(MJ6128,ROW($1:$80)))))","v":""},{"$f":"IF(OR(ISBLANK(MK100),MK6128=\"\"),\"\",IF(ISERROR(-LOOKUP(1,-LEFT(MK6128,ROW($1:$80)))),0,-LOOKUP(1,-LEFT(MK6128,ROW($1:$80)))))","v":""},{"$f":"IF(OR(ISBLANK(ML100),ML6128=\"\"),\"\",IF(ISERROR(-LOOKUP(1,-LEFT(ML6128,ROW($1:$80)))),0,-LOOKUP(1,-LEFT(ML6128,ROW($1:$80)))))","v":""},{"$f":"IF(OR(ISBLANK(MM100),MM6128=\"\"),\"\",IF(ISERROR(-LOOKUP(1,-LEFT(MM6128,ROW($1:$80)))),0,-LOOKUP(1,-LEFT(MM6128,ROW($1:$80)))))","v":""},{"$f":"IF(OR(ISBLANK(MN100),MN6128=\"\"),\"\",IF(ISERROR(-LOOKUP(1,-LEFT(MN6128,ROW($1:$80)))),0,-LOOKUP(1,-LEFT(MN6128,ROW($1:$80)))))","v":""},{"$f":"IF(OR(ISBLANK(MO100),MO6128=\"\"),\"\",IF(ISERROR(-LOOKUP(1,-LEFT(MO6128,ROW($1:$80)))),0,-LOOKUP(1,-LEFT(MO6128,ROW($1:$80)))))","v":""},{"$f":"IF(OR(ISBLANK(MP100),MP6128=\"\"),\"\",IF(ISERROR(-LOOKUP(1,-LEFT(MP6128,ROW($1:$80)))),0,-LOOKUP(1,-LEFT(MP6128,ROW($1:$80)))))","v":""},{"$f":"IF(OR(ISBLANK(MQ100),MQ6128=\"\"),\"\",IF(ISERROR(-LOOKUP(1,-LEFT(MQ6128,ROW($1:$80)))),0,-LOOKUP(1,-LEFT(MQ6128,ROW($1:$80)))))","v":""},{"$f":"IF(OR(ISBLANK(MR100),MR6128=\"\"),\"\",IF(ISERROR(-LOOKUP(1,-LEFT(MR6128,ROW($1:$80)))),0,-LOOKUP(1,-LEFT(MR6128,ROW($1:$80)))))","v":""},{"$f":"IF(OR(ISBLANK(MS100),MS6128=\"\"),\"\",IF(ISERROR(-LOOKUP(1,-LEFT(MS6128,ROW($1:$80)))),0,-LOOKUP(1,-LEFT(MS6128,ROW($1:$80)))))","v":""},{"$f":"IF(OR(ISBLANK(MT100),MT6128=\"\"),\"\",IF(ISERROR(-LOOKUP(1,-LEFT(MT6128,ROW($1:$80)))),0,-LOOKUP(1,-LEFT(MT6128,ROW($1:$80)))))","v":""},{"$f":"IF(OR(ISBLANK(MU100),MU6128=\"\"),\"\",IF(ISERROR(-LOOKUP(1,-LEFT(MU6128,ROW($1:$80)))),0,-LOOKUP(1,-LEFT(MU6128,ROW($1:$80)))))","v":""},{"$f":"IF(OR(ISBLANK(MV100),MV6128=\"\"),\"\",IF(ISERROR(-LOOKUP(1,-LEFT(MV6128,ROW($1:$80)))),0,-LOOKUP(1,-LEFT(MV6128,ROW($1:$80)))))","v":""},{"$f":"IF(OR(ISBLANK(MW100),MW6128=\"\"),\"\",IF(ISERROR(-LOOKUP(1,-LEFT(MW6128,ROW($1:$80)))),0,-LOOKUP(1,-LEFT(MW6128,ROW($1:$80)))))","v":""},{"$f":"IF(OR(ISBLANK(MX100),MX6128=\"\"),\"\",IF(ISERROR(-LOOKUP(1,-LEFT(MX6128,ROW($1:$80)))),0,-LOOKUP(1,-LEFT(MX6128,ROW($1:$80)))))","v":""},{"$f":"IF(OR(ISBLANK(MY100),MY6128=\"\"),\"\",IF(ISERROR(-LOOKUP(1,-LEFT(MY6128,ROW($1:$80)))),0,-LOOKUP(1,-LEFT(MY6128,ROW($1:$80)))))","v":""},{"$f":"IF(OR(ISBLANK(MZ100),MZ6128=\"\"),\"\",IF(ISERROR(-LOOKUP(1,-LEFT(MZ6128,ROW($1:$80)))),0,-LOOKUP(1,-LEFT(MZ6128,ROW($1:$80)))))","v":""},{"$f":"IF(OR(ISBLANK(NA100),NA6128=\"\"),\"\",IF(ISERROR(-LOOKUP(1,-LEFT(NA6128,ROW($1:$80)))),0,-LOOKUP(1,-LEFT(NA6128,ROW($1:$80)))))","v":""},{"$f":"IF(OR(ISBLANK(NB100),NB6128=\"\"),\"\",IF(ISERROR(-LOOKUP(1,-LEFT(NB6128,ROW($1:$80)))),0,-LOOKUP(1,-LEFT(NB6128,ROW($1:$80)))))","v":""},{"$f":"IF(OR(ISBLANK(NC100),NC6128=\"\"),\"\",IF(ISERROR(-LOOKUP(1,-LEFT(NC6128,ROW($1:$80)))),0,-LOOKUP(1,-LEFT(NC6128,ROW($1:$80)))))","v":""},{"$f":"IF(OR(ISBLANK(ND100),ND6128=\"\"),\"\",IF(ISERROR(-LOOKUP(1,-LEFT(ND6128,ROW($1:$80)))),0,-LOOKUP(1,-LEFT(ND6128,ROW($1:$80)))))","v":""},{"$f":"IF(OR(ISBLANK(NE100),NE6128=\"\"),\"\",IF(ISERROR(-LOOKUP(1,-LEFT(NE6128,ROW($1:$80)))),0,-LOOKUP(1,-LEFT(NE6128,ROW($1:$80)))))","v":""},{"$f":"IF(OR(ISBLANK(NF100),NF6128=\"\"),\"\",IF(ISERROR(-LOOKUP(1,-LEFT(NF6128,ROW($1:$80)))),0,-LOOKUP(1,-LEFT(NF6128,ROW($1:$80)))))","v":""},{"$f":"IF(OR(ISBLANK(NG100),NG6128=\"\"),\"\",IF(ISERROR(-LOOKUP(1,-LEFT(NG6128,ROW($1:$80)))),0,-LOOKUP(1,-LEFT(NG6128,ROW($1:$80)))))","v":""},{"$f":"IF(OR(ISBLANK(NH100),NH6128=\"\"),\"\",IF(ISERROR(-LOOKUP(1,-LEFT(NH6128,ROW($1:$80)))),0,-LOOKUP(1,-LEFT(NH6128,ROW($1:$80)))))","v":""},{"$f":"IF(OR(ISBLANK(NI100),NI6128=\"\"),\"\",IF(ISERROR(-LOOKUP(1,-LEFT(NI6128,ROW($1:$80)))),0,-LOOKUP(1,-LEFT(NI6128,ROW($1:$80)))))","v":""},{"$f":"IF(OR(ISBLANK(NJ100),NJ6128=\"\"),\"\",IF(ISERROR(-LOOKUP(1,-LEFT(NJ6128,ROW($1:$80)))),0,-LOOKUP(1,-LEFT(NJ6128,ROW($1:$80)))))","v":""},{"$f":"IF(OR(ISBLANK(NK100),NK6128=\"\"),\"\",IF(ISERROR(-LOOKUP(1,-LEFT(NK6128,ROW($1:$80)))),0,-LOOKUP(1,-LEFT(NK6128,ROW($1:$80)))))","v":""},{"$f":"IF(OR(ISBLANK(NL100),NL6128=\"\"),\"\",IF(ISERROR(-LOOKUP(1,-LEFT(NL6128,ROW($1:$80)))),0,-LOOKUP(1,-LEFT(NL6128,ROW($1:$80)))))","v":""},{"$f":"IF(OR(ISBLANK(NM100),NM6128=\"\"),\"\",IF(ISERROR(-LOOKUP(1,-LEFT(NM6128,ROW($1:$80)))),0,-LOOKUP(1,-LEFT(NM6128,ROW($1:$80)))))","v":""},{"$f":"IF(OR(ISBLANK(NN100),NN6128=\"\"),\"\",IF(ISERROR(-LOOKUP(1,-LEFT(NN6128,ROW($1:$80)))),0,-LOOKUP(1,-LEFT(NN6128,ROW($1:$80)))))","v":""},{"$f":"IF(OR(ISBLANK(NO100),NO6128=\"\"),\"\",IF(ISERROR(-LOOKUP(1,-LEFT(NO6128,ROW($1:$80)))),0,-LOOKUP(1,-LEFT(NO6128,ROW($1:$80)))))","v":""},{"$f":"IF(OR(ISBLANK(NP100),NP6128=\"\"),\"\",IF(ISERROR(-LOOKUP(1,-LEFT(NP6128,ROW($1:$80)))),0,-LOOKUP(1,-LEFT(NP6128,ROW($1:$80)))))","v":""},{"$f":"IF(OR(ISBLANK(NQ100),NQ6128=\"\"),\"\",IF(ISERROR(-LOOKUP(1,-LEFT(NQ6128,ROW($1:$80)))),0,-LOOKUP(1,-LEFT(NQ6128,ROW($1:$80)))))","v":""},{"$f":"IF(OR(ISBLANK(NR100),NR6128=\"\"),\"\",IF(ISERROR(-LOOKUP(1,-LEFT(NR6128,ROW($1:$80)))),0,-LOOKUP(1,-LEFT(NR6128,ROW($1:$80)))))","v":""},{"$f":"IF(OR(ISBLANK(NS100),NS6128=\"\"),\"\",IF(ISERROR(-LOOKUP(1,-LEFT(NS6128,ROW($1:$80)))),0,-LOOKUP(1,-LEFT(NS6128,ROW($1:$80)))))","v":""},{"$f":"IF(OR(ISBLANK(NT100),NT6128=\"\"),\"\",IF(ISERROR(-LOOKUP(1,-LEFT(NT6128,ROW($1:$80)))),0,-LOOKUP(1,-LEFT(NT6128,ROW($1:$80)))))","v":""},{"$f":"IF(OR(ISBLANK(NU100),NU6128=\"\"),\"\",IF(ISERROR(-LOOKUP(1,-LEFT(NU6128,ROW($1:$80)))),0,-LOOKUP(1,-LEFT(NU6128,ROW($1:$80)))))","v":""},{"$f":"IF(OR(ISBLANK(NV100),NV6128=\"\"),\"\",IF(ISERROR(-LOOKUP(1,-LEFT(NV6128,ROW($1:$80)))),0,-LOOKUP(1,-LEFT(NV6128,ROW($1:$80)))))","v":""},{"$f":"IF(OR(ISBLANK(NW100),NW6128=\"\"),\"\",IF(ISERROR(-LOOKUP(1,-LEFT(NW6128,ROW($1:$80)))),0,-LOOKUP(1,-LEFT(NW6128,ROW($1:$80)))))","v":""},{"$f":"IF(OR(ISBLANK(NX100),NX6128=\"\"),\"\",IF(ISERROR(-LOOKUP(1,-LEFT(NX6128,ROW($1:$80)))),0,-LOOKUP(1,-LEFT(NX6128,ROW($1:$80)))))","v":""},{"$f":"IF(OR(ISBLANK(NY100),NY6128=\"\"),\"\",IF(ISERROR(-LOOKUP(1,-LEFT(NY6128,ROW($1:$80)))),0,-LOOKUP(1,-LEFT(NY6128,ROW($1:$80)))))","v":""},{"$f":"IF(OR(ISBLANK(NZ100),NZ6128=\"\"),\"\",IF(ISERROR(-LOOKUP(1,-LEFT(NZ6128,ROW($1:$80)))),0,-LOOKUP(1,-LEFT(NZ6128,ROW($1:$80)))))","v":""},{"$f":"IF(OR(ISBLANK(OA100),OA6128=\"\"),\"\",IF(ISERROR(-LOOKUP(1,-LEFT(OA6128,ROW($1:$80)))),0,-LOOKUP(1,-LEFT(OA6128,ROW($1:$80)))))","v":""},{"$f":"IF(OR(ISBLANK(OB100),OB6128=\"\"),\"\",IF(ISERROR(-LOOKUP(1,-LEFT(OB6128,ROW($1:$80)))),0,-LOOKUP(1,-LEFT(OB6128,ROW($1:$80)))))","v":""},{"$f":"IF(OR(ISBLANK(OC100),OC6128=\"\"),\"\",IF(ISERROR(-LOOKUP(1,-LEFT(OC6128,ROW($1:$80)))),0,-LOOKUP(1,-LEFT(OC6128,ROW($1:$80)))))","v":""},{"$f":"IF(OR(ISBLANK(OD100),OD6128=\"\"),\"\",IF(ISERROR(-LOOKUP(1,-LEFT(OD6128,ROW($1:$80)))),0,-LOOKUP(1,-LEFT(OD6128,ROW($1:$80)))))","v":""},{"$f":"IF(OR(ISBLANK(OE100),OE6128=\"\"),\"\",IF(ISERROR(-LOOKUP(1,-LEFT(OE6128,ROW($1:$80)))),0,-LOOKUP(1,-LEFT(OE6128,ROW($1:$80)))))","v":""},{"$f":"IF(OR(ISBLANK(OF100),OF6128=\"\"),\"\",IF(ISERROR(-LOOKUP(1,-LEFT(OF6128,ROW($1:$80)))),0,-LOOKUP(1,-LEFT(OF6128,ROW($1:$80)))))","v":""},{"$f":"IF(OR(ISBLANK(OG100),OG6128=\"\"),\"\",IF(ISERROR(-LOOKUP(1,-LEFT(OG6128,ROW($1:$80)))),0,-LOOKUP(1,-LEFT(OG6128,ROW($1:$80)))))","v":""},{"$f":"IF(OR(ISBLANK(OH100),OH6128=\"\"),\"\",IF(ISERROR(-LOOKUP(1,-LEFT(OH6128,ROW($1:$80)))),0,-LOOKUP(1,-LEFT(OH6128,ROW($1:$80)))))","v":""},{"$f":"IF(OR(ISBLANK(OI100),OI6128=\"\"),\"\",IF(ISERROR(-LOOKUP(1,-LEFT(OI6128,ROW($1:$80)))),0,-LOOKUP(1,-LEFT(OI6128,ROW($1:$80)))))","v":""},{"$f":"IF(OR(ISBLANK(OJ100),OJ6128=\"\"),\"\",IF(ISERROR(-LOOKUP(1,-LEFT(OJ6128,ROW($1:$80)))),0,-LOOKUP(1,-LEFT(OJ6128,ROW($1:$80)))))","v":""},{"$f":"IF(OR(ISBLANK(OK100),OK6128=\"\"),\"\",IF(ISERROR(-LOOKUP(1,-LEFT(OK6128,ROW($1:$80)))),0,-LOOKUP(1,-LEFT(OK6128,ROW($1:$80)))))","v":""},{"$f":"IF(OR(ISBLANK(OL100),OL6128=\"\"),\"\",IF(ISERROR(-LOOKUP(1,-LEFT(OL6128,ROW($1:$80)))),0,-LOOKUP(1,-LEFT(OL6128,ROW($1:$80)))))","v":""},{"$f":"IF(OR(ISBLANK(OM100),OM6128=\"\"),\"\",IF(ISERROR(-LOOKUP(1,-LEFT(OM6128,ROW($1:$80)))),0,-LOOKUP(1,-LEFT(OM6128,ROW($1:$80)))))","v":""},{"$f":"IF(OR(ISBLANK(ON100),ON6128=\"\"),\"\",IF(ISERROR(-LOOKUP(1,-LEFT(ON6128,ROW($1:$80)))),0,-LOOKUP(1,-LEFT(ON6128,ROW($1:$80)))))","v":""},{"$f":"IF(OR(ISBLANK(OO100),OO6128=\"\"),\"\",IF(ISERROR(-LOOKUP(1,-LEFT(OO6128,ROW($1:$80)))),0,-LOOKUP(1,-LEFT(OO6128,ROW($1:$80)))))","v":""},{"$f":"IF(OR(ISBLANK(OP100),OP6128=\"\"),\"\",IF(ISERROR(-LOOKUP(1,-LEFT(OP6128,ROW($1:$80)))),0,-LOOKUP(1,-LEFT(OP6128,ROW($1:$80)))))","v":""},{"$f":"IF(OR(ISBLANK(OQ100),OQ6128=\"\"),\"\",IF(ISERROR(-LOOKUP(1,-LEFT(OQ6128,ROW($1:$80)))),0,-LOOKUP(1,-LEFT(OQ6128,ROW($1:$80)))))","v":""}]
[null,"断熱","設計値","ＵＡ",{"$f":"IF(OR(E6<>$D$6009,ISERROR(MAX(H80:OQ80))),\"\",MAX(H80:OQ80))","v":""},null,null,{"$f":"IF(OR(ISBLANK(H100),ISERROR(-LOOKUP(1,-RIGHT(LEFT(H6067,LEN(H6067)-5),ROW($1:$80))))),\"\",-LOOKUP(1,-RIGHT(LEFT(H6067,LEN(H6067)-5),ROW($1:$80))))","v":""},"","","","","","","","","","","","","","","","","","","","","","","","","","","","","","","","","","","","","","","","","","","","","","","","","","","","","","","","","","","","","","","",{"$f":"IF(OR(ISBLANK(BT100),ISERROR(-LOOKUP(1,-RIGHT(LEFT(BT6067,LEN(BT6067)-5),ROW($1:$80))))),\"\",-LOOKUP(1,-RIGHT(LEFT(BT6067,LEN(BT6067)-5),ROW($1:$80))))","v":""},"","","","","","","","","","","","","","","","","","","","","","","","","","","","","","","","","","","","","","","","","","","","","","","","","","","","","","","","","","","","","","","",{"$f":"IF(OR(ISBLANK(EF100),ISERROR(-LOOKUP(1,-RIGHT(LEFT(EF6067,LEN(EF6067)-5),ROW($1:$80))))),\"\",-LOOKUP(1,-RIGHT(LEFT(EF6067,LEN(EF6067)-5),ROW($1:$80))))","v":""},"","","","","","","","","","","","","","","","","","","","","","","","","","","","","","","","","","","","","","","","","","","","","","","","","","","","","","","","","","","","","","","",{"$f":"IF(OR(ISBLANK(GR100),ISERROR(-LOOKUP(1,-RIGHT(LEFT(GR6067,LEN(GR6067)-5),ROW($1:$80))))),\"\",-LOOKUP(1,-RIGHT(LEFT(GR6067,LEN(GR6067)-5),ROW($1:$80))))","v":""},"","","","","","","","","","","","","","","","","","","","","","","","","","","","","","","","","","","","","","","","","","","","","","","","","","","","","","","","","","","","","","","",{"$f":"IF(OR(ISBLANK(JD100),ISERROR(-LOOKUP(1,-RIGHT(LEFT(JD6067,LEN(JD6067)-5),ROW($1:$80))))),\"\",-LOOKUP(1,-RIGHT(LEFT(JD6067,LEN(JD6067)-5),ROW($1:$80))))","v":""},"","","","","","","","","","","","","","","","","","","","","","","","","","","","","","","","","","","","","","","","","","","","","","","","","","","","","","","","","","","","","","","",{"$f":"IF(OR(ISBLANK(LP100),ISERROR(-LOOKUP(1,-RIGHT(LEFT(LP6067,LEN(LP6067)-5),ROW($1:$80))))),\"\",-LOOKUP(1,-RIGHT(LEFT(LP6067,LEN(LP6067)-5),ROW($1:$80))))","v":""},"","","","","","","","","","","","","","","","","","","","","","","","","","","","","","","","","","","","","","","","","","","","","","","","","","","","","","","","","","","","","","","",{"$f":"IF(OR(ISBLANK(OB100),ISERROR(-LOOKUP(1,-RIGHT(LEFT(OB6067,LEN(OB6067)-5),ROW($1:$80))))),\"\",-LOOKUP(1,-RIGHT(LEFT(OB6067,LEN(OB6067)-5),ROW($1:$80))))","v":""},"","","","","","","","","","","","","","",""]
[null,null,null,"ηＡＣ",{"$f":"IF(OR(E6<>$D$6009,ISERROR(MAX(H81:OQ81))),\"\",MAX(H81:OQ81))","v":""},null,null,{"$f":"IF(OR(ISBLANK(H100),ISERROR(-LOOKUP(1,-LEFT(H6068,ROW($1:$80))))),\"\",-LOOKUP(1,-LEFT(H6068,ROW($1:$80))))","v":""},"","","","","","","","","","","","","","","","","","","","","","","","","","","","","","","","","","","","","","","","","","","","","","","","","","","","","","","","","","","","","","","",{"$f":"IF(OR(ISBLANK(BT100),ISERROR(-LOOKUP(1,-LEFT(BT6068,ROW($1:$80))))),\"\",-LOOKUP(1,-LEFT(BT6068,ROW($1:$80))))","v":""},"","","","","","","","","","","","","","","","","","","","","","","","","","","","","","","","","","","","","","","","","","","","","","","","","","","","","","","","","","","","","","","",{"$f":"IF(OR(ISBLANK(EF100),ISERROR(-LOOKUP(1,-LEFT(EF6068,ROW($1:$80))))),\"\",-LOOKUP(1,-LEFT(EF6068,ROW($1:$80))))","v":""},"","","","","","","","","","","","","","","","","","","","","","","","","","","","","","","","","","","","","","","","","","","","","","","","","","","","","","","","","","","","","","","",{"$f":"IF(OR(ISBLANK(GR100),ISERROR(-LOOKUP(1,-LEFT(GR6068,ROW($1:$80))))),\"\",-LOOKUP(1,-LEFT(GR6068,ROW($1:$80))))","v":""},"","","","","","","","","","","","","","","","","","","","","","","","","","","","","","","","","","","","","","","","","","","","","","","","","","","","","","","","","","","","","","","",{"$f":"IF(OR(ISBLANK(JD100),ISERROR(-LOOKUP(1,-LEFT(JD6068,ROW($1:$80))))),\"\",-LOOKUP(1,-LEFT(JD6068,ROW($1:$80))))","v":""},"","","","","","","","","","","","","","","","","","","","","","","","","","","","","","","","","","","","","","","","","","","","","","","","","","","","","","","","","","","","","","","",{"$f":"IF(OR(ISBLANK(LP100),ISERROR(-LOOKUP(1,-LEFT(LP6068,ROW($1:$80))))),\"\",-LOOKUP(1,-LEFT(LP6068,ROW($1:$80))))","v":""},"","","","","","","","","","","","","","","","","","","","","","","","","","","","","","","","","","","","","","","","","","","","","","","","","","","","","","","","","","","","","","","",{"$f":"IF(OR(ISBLANK(OB100),ISERROR(-LOOKUP(1,-LEFT(OB6068,ROW($1:$80))))),\"\",-LOOKUP(1,-LEFT(OB6068,ROW($1:$80))))","v":""},"","","","","","","","","","","","","","",""]
[null,"ＺＥＨ等に関する事項","再生可能エネルギーを除いた設計\n一次ｴﾈﾙｷﾞｰ消費量（その他除く）",null,{"$f":"IF(OR(E6<>$D$6009,COUNTBLANK(E26)=1,AND(F6<>$D$6014,F6<>$D$6013,T6001=0)),\"\",IF(OR(F9=\"標準入力法\",F6=$D$6014,F6=$D$6013),ROUNDUP(G6161,1)+ROUNDUP(W6020,1),\"\"))","v":""},{"$f":"IF(OR(E6<>$D$6009,COUNTBLANK(E26)=1,AND(F6<>$D$6014,F6<>$D$6013,T6001=0)),\"\",IF(OR(F9=\"標準入力法\",F6=$D$6014,F6=$D$6013),ROUNDUP(G6161,1),\"\"))","v":""},{"$f":"IF(OR(E6<>$D$6009,COUNTBLANK(E26)=1,AND(F6<>$D$6014,F6<>$D$6013,T6001=0)),\"\",IF(OR(F9=\"標準入力法\",F6=$D$6014,F6=$D$6013),ROUNDUP(W6020,1),\"\"))","v":""},{"$f":"IF(OR(ISBLANK(H100),H6057=\"\"),\"\",H6091)","v":""},"","","","","","","","","","","","","","","","","","","","","","","","","","","","","","","","","","","","","","","","","","","","","","","","","","","","","","","","","","","","","","","",{"$f":"IF(OR(ISBLANK(BT100),BT6057=\"\"),\"\",BT6091)","v":""},"","","","","","","","","","","","","","","","","","","","","","","","","","","","","","","","","","","","","","","","","","","","","","","","","","","","","","","","","","","","","","","",{"$f":"IF(OR(ISBLANK(EF100),EF6057=\"\"),\"\",EF6091)","v":""},"","","","","","","","","","","","","","","","","","","","","","","","","","","","","","","","","","","","","","","","","","","","","","","","","","","","","","","","","","","","","","","",{"$f":"IF(OR(ISBLANK(GR100),GR6057=\"\"),\"\",GR6091)","v":""},"","","","","","","","","","","","","","","","","","","","","","","","","","","","","","","","","","","","","","","","","","","","","","","","","","","","","","","","","","","","","","","",{"$f":"IF(OR(ISBLANK(JD100),JD6057=\"\"),\"\",JD6091)","v":""},"","","","","","","","","","","","","","","","","","","","","","","","","","","","","","","","","","","","","","","","","","","","","","","","","","","","","","","","","","","","","","","",{"$f":"IF(OR(ISBLANK(LP100),LP6057=\"\"),\"\",LP6091)","v":""},"","","","","","","","","","","","","","","","","","","","","","","","","","","","","","","","","","","","","","","","","","","","","","","","","","","","","","","","","","","","","","","",{"$f":"IF(OR(ISBLANK(OB100),OB6057=\"\"),\"\",OB6091)","v":""},"","","","","","","","","","","","","","",""]
[null,null,"再生可能エネルギーを除いた一次\nｴﾈﾙｷﾞｰ消費削減量（その他除く）",null,{"$f":"IF(ISERROR(E27-E82),\"\",D92-E82)","v":""},null,null,{"$f":"IF(ISERROR(H27-H82),\"\",H27-H82)","v":""},"","","","","","","","","","","","","","","","","","","","","","","","","","","","","","","","","","","","","","","","","","","","","","","","","","","","","","","","","","","","","","","",{"$f":"IF(ISERROR(BT27-BT82),\"\",BT27-BT82)","v":""},"","","","","","","","","","","","","","","","","","","","","","","","","","","","","","","","","","","","","","","","","","","","","","","","","","","","","","","","","","","","","","","",{"$f":"IF(ISERROR(EF27-EF82),\"\",EF27-EF82)","v":""},"","","","","","","","","","","","","","","","","","","","","","","","","","","","","","","","","","","","","","","","","","","","","","","","","","","","","","","","","","","","","","","",{"$f":"IF(ISERROR(GR27-GR82),\"\",GR27-GR82)","v":""},"","","","","","","","","","","","","","","","","","","","","","","","","","","","","","","","","","","","","","","","","","","","","","","","","","","","","","","","","","","","","","","",{"$f":"IF(ISERROR(JD27-JD82),\"\",JD27-JD82)","v":""},"","","","","","","","","","","","","","","","","","","","","","","","","","","","","","","","","","","","","","","","","","","","","","","","","","","","","","","","","","","","","","","",{"$f":"IF(ISERROR(LP27-LP82),\"\",LP27-LP82)","v":""},"","","","","","","","","","","","","","","","","","","","","","","","","","","","","","","","","","","","","","","","","","","","","","","","","","","","","","","","","","","","","","","",{"$f":"IF(ISERROR(OB27-OB82),\"\",OB27-OB82)","v":""},"","","","","","","","","","","","","","",""]
[null,null," 再エネ除く削減率（読込値）",null,{"$f":"IF(ISERROR(E83/E27),\"\",IF(E83>=0,ROUNDDOWN(E83/D92*100,0),ROUNDUP(E83/D92*100,0)))","v":""},null,null,{"$f":"IF(ISERROR(H83/H27),\"\",IF(H83>=0,ROUNDDOWN(H83/H27*100,0),ROUNDUP(H83/H27*100,0)))","v":""},"","","","","","","","","","","","","","","","","","","","","","","","","","","","","","","","","","","","","","","","","","","","","","","","","","","","","","","","","","","","","","","",{"$f":"IF(ISERROR(BT83/BT27),\"\",IF(BT83>=0,ROUNDDOWN(BT83/BT27*100,0),ROUNDUP(BT83/BT27*100,0)))","v":""},"","","","","","","","","","","","","","","","","","","","","","","","","","","","","","","","","","","","","","","","","","","","","","","","","","","","","","","","","","","","","","","",{"$f":"IF(ISERROR(EF83/EF27),\"\",IF(EF83>=0,ROUNDDOWN(EF83/EF27*100,0),ROUNDUP(EF83/EF27*100,0)))","v":""},"","","","","","","","","","","","","","","","","","","","","","","","","","","","","","","","","","","","","","","","","","","","","","","","","","","","","","","","","","","","","","","",{"$f":"IF(ISERROR(GR83/GR27),\"\",IF(GR83>=0,ROUNDDOWN(GR83/GR27*100,0),ROUNDUP(GR83/GR27*100,0)))","v":""},"","","","","","","","","","","","","","","","","","","","","","","","","","","","","","","","","","","","","","","","","","","","","","","","","","","","","","","","","","","","","","","",{"$f":"IF(ISERROR(JD83/JD27),\"\",IF(JD83>=0,ROUNDDOWN(JD83/JD27*100,0),ROUNDUP(JD83/JD27*100,0)))","v":""},"","","","","","","","","","","","","","","","","","","","","","","","","","","","","","","","","","","","","","","","","","","","","","","","","","","","","","","","","","","","","","","",{"$f":"IF(ISERROR(LP83/LP27),\"\",IF(LP83>=0,ROUNDDOWN(LP83/LP27*100,0),ROUNDUP(LP83/LP27*100,0)))","v":""},"","","","","","","","","","","","","","","","","","","","","","","","","","","","","","","","","","","","","","","","","","","","","","","","","","","","","","","","","","","","","","","",{"$f":"IF(ISERROR(OB83/OB27),\"\",IF(OB83>=0,ROUNDDOWN(OB83/OB27*100,0),ROUNDUP(OB83/OB27*100,0)))","v":""},"","","","","","","","","","","","","","",""]
[null,null,"再生可能エネルギーを加えた設計\n一次ｴﾈﾙｷﾞｰ（その他除く・按分・総発電）",null,{"$f":"IF(OR(E6<>$D$6009,COUNTBLANK(E26)=1,AND(F6<>$D$6014,F6<>$D$6013,T6001=0)),\"\",\nIF(OR(G5103=D6002,G5103=D6005,G5103=D6006),\nIF(AND(SUM(G10:G14)-SUM(ABS(SUM(G24:G25)),-ABS(SUM(G25)),SUM(G31),SUM(ABS(SUM(G23)),G6156)*F85)<0,SUM(V6007:V6011,V6013)-SUM(G5107)*1000*G85<0),\nROUNDDOWN((SUM(G10:G14)-SUM(ABS(SUM(G24:G25)),-ABS(SUM(G25)),SUM(G31),SUM(ABS(SUM(G23)),G6156)*F85))/1000,1)+ROUNDDOWN((SUM(V6007:V6011,V6013)-SUM(G5107)*1000*G85)/1000,1),\nIF(AND(SUM(G10:G14)-SUM(ABS(SUM(G24:G25)),-ABS(SUM(G25)),SUM(G31),SUM(ABS(SUM(G23)),G6156)*F85)<0,SUM(V6007:V6011,V6013)-SUM(G5107)*1000*G85>=0),\nROUNDDOWN((SUM(G10:G14)-SUM(ABS(SUM(G24:G25)),-ABS(SUM(G25)),SUM(G31),SUM(ABS(SUM(G23)),G6156)*F85))/1000,1)+ROUNDUP((SUM(V6007:V6011,V6013)-SUM(G5107)*1000*G85)/1000,1),\nIF(AND(SUM(G10:G14)-SUM(ABS(SUM(G24:G25)),-ABS(SUM(G25)),SUM(G31),SUM(ABS(SUM(G23)),G6156)*F85)>=0,SUM(V6007:V6011,V6013)-SUM(G5107)*1000*G85<0),\nROUNDUP((SUM(G10:G14)-SUM(ABS(SUM(G24:G25)),-ABS(SUM(G25)),SUM(G31),SUM(ABS(SUM(G23)),G6156)*F85))/1000,1)+ROUNDDOWN((SUM(V6007:V6011,V6013)-SUM(G5107)*1000*G85)/1000,1),\nROUNDUP((SUM(G10:G14)-SUM(ABS(SUM(G24:G25)),-ABS(SUM(G25)),SUM(G31),SUM(ABS(SUM(G23)),G6156)*F85))/1000,1)+ROUNDUP((SUM(V6007:V6011,V6013)-SUM(G5107)*1000*G85)/1000,1)))),\nIF(OR(G5103=D6003,G5103=D6004),\nIF(AND(SUM(G10:G14)-SUM(ABS(SUM(G24:G25)),-ABS(SUM(G25)),SUM(G31),ABS(SUM(G23))*F85)<0,SUM(V6007:V6011,V6013)-SUM(G5107)*1000*G85-SUM(G6156)*F85<0),\nROUNDDOWN((SUM(G10:G14)-SUM(ABS(SUM(G24:G25)),-ABS(SUM(G25)),SUM(G31),ABS(SUM(G23))*F85))/1000,1)+ROUNDDOWN((SUM(V6007:V6011,V6013)-SUM(G5107)*1000*G85-SUM(G6156)*F85)/1000,1),\nIF(AND(SUM(G10:G14)-SUM(ABS(SUM(G24:G25)),-ABS(SUM(G25)),SUM(G31),ABS(SUM(G23))*F85)<0,SUM(V6007:V6011,V6013)-SUM(G5107)*1000*G85-SUM(G6156)*F85>=0),\nROUNDDOWN((SUM(G10:G14)-SUM(ABS(SUM(G24:G25)),-ABS(SUM(G25)),SUM(G31),ABS(SUM(G23))*F85))/1000,1)+ROUNDUP((SUM(V6007:V6011,V6013)-SUM(G5107)*1000*G85-SUM(G6156)*F85)/1000,1),\nIF(AND(SUM(G10:G14)-SUM(ABS(SUM(G24:G25)),-ABS(SUM(G25)),SUM(G31),ABS(SUM(G23))*F85)>=0,SUM(V6007:V6011,V6013)-SUM(G5107)*1000*G85-SUM(G6156)*F85<0),\nROUNDUP((SUM(G10:G14)-SUM(ABS(SUM(G24:G25)),-ABS(SUM(G25)),SUM(G31),ABS(SUM(G23))*F85))/1000,1)+ROUNDDOWN((SUM(V6007:V6011,V6013)-SUM(G5107)*1000*G85-SUM(G6156)*F85)/1000,1),\nROUNDUP((SUM(G10:G14)-SUM(ABS(SUM(G24:G25)),-ABS(SUM(G25)),SUM(G31),ABS(SUM(G23))*F85))/1000,1)+ROUNDUP((SUM(V6007:V6011,V6013)-SUM(G5107)*1000*G85-SUM(G6156)*F85)/1000,1)))),\n\"\")))","v":""},{"$f":"IF(ISERROR(IF(G5103=D6006,SUM(G8)/SUM(G8,G5108),IF(G5103=D6005,1,IF(G5103=D6004,SUM(E8)/SUM(E8,G5108),1)))),1,IF(G5103=D6006,SUM(G8)/SUM(G8,G5108),IF(G5103=D6005,1,IF(G5103=D6004,SUM(E8)/SUM(E8,G5108),1))))","v":1},{"$f":"IF(ISERROR(IF(G5103=D6006,1,IF(G5103=D6005,SUM(F8)/SUM(F8,G5108),1))),1,IF(G5103=D6006,1,IF(G5103=D6005,SUM(F8)/SUM(F8,G5108),1)))","v":1},{"$f":"IF(ISBLANK(H100),\"\",H6101)","v":""},"","","","","","","","","","","","","","","","","","","","","","","","","","","","","","","","","","","","","","","","","","","","","","","","","","","","","","","","","","","","","","","",{"$f":"IF(ISBLANK(BT100),\"\",BT6101)","v":""},"","","","","","","","","","","","","","","","","","","","","","","","","","","","","","","","","","","","","","","","","","","","","","","","","","","","","","","","","","","","","","","",{"$f":"IF(ISBLANK(EF100),\"\",EF6101)","v":""},"","","","","","","","","","","","","","","","","","","","","","","","","","","","","","","","","","","","","","","","","","","","","","","","","","","","","","","","","","","","","","","",{"$f":"IF(ISBLANK(GR100),\"\",GR6101)","v":""},"","","","","","","","","","","","","","","","","","","","","","","","","","","","","","","","","","","","","","","","","","","","","","","","","","","","","","","","","","","","","","","",{"$f":"IF(ISBLANK(JD100),\"\",JD6101)","v":""},"","","","","","","","","","","","","","","","","","","","","","","","","","","","","","","","","","","","","","","","","","","","","","","","","","","","","","","","","","","","","","","",{"$f":"IF(ISBLANK(LP100),\"\",LP6101)","v":""},"","","","","","","","","","","","","","","","","","","","","","","","","","","","","","","","","","","","","","","","","","","","","","","","","","","","","","","","","","","","","","","",{"$f":"IF(ISBLANK(OB100),\"\",OB6101)","v":""},"","","","","","","","","","","","","","",""]
[null,null,"再生可能エネルギーを加えた一次\nｴﾈﾙｷﾞｰ消費削減量（その他除く）",null,{"$f":"IF(ISERROR(E27-E85),\"\",D92-E85)","v":""},null,null,{"$f":"IF(ISERROR(H27-H85),\"\",H27-H85)","v":""},"","","","","","","","","","","","","","","","","","","","","","","","","","","","","","","","","","","","","","","","","","","","","","","","","","","","","","","","","","","","","","","",{"$f":"IF(ISERROR(BT27-BT85),\"\",BT27-BT85)","v":""},"","","","","","","","","","","","","","","","","","","","","","","","","","","","","","","","","","","","","","","","","","","","","","","","","","","","","","","","","","","","","","","",{"$f":"IF(ISERROR(EF27-EF85),\"\",EF27-EF85)","v":""},"","","","","","","","","","","","","","","","","","","","","","","","","","","","","","","","","","","","","","","","","","","","","","","","","","","","","","","","","","","","","","","",{"$f":"IF(ISERROR(GR27-GR85),\"\",GR27-GR85)","v":""},"","","","","","","","","","","","","","","","","","","","","","","","","","","","","","","","","","","","","","","","","","","","","","","","","","","","","","","","","","","","","","","",{"$f":"IF(ISERROR(JD27-JD85),\"\",JD27-JD85)","v":""},"","","","","","","","","","","","","","","","","","","","","","","","","","","","","","","","","","","","","","","","","","","","","","","","","","","","","","","","","","","","","","","",{"$f":"IF(ISERROR(LP27-LP85),\"\",LP27-LP85)","v":""},"","","","","","","","","","","","","","","","","","","","","","","","","","","","","","","","","","","","","","","","","","","","","","","","","","","","","","","","","","","","","","","",{"$f":"IF(ISERROR(OB27-OB85),\"\",OB27-OB85)","v":""},"","","","","","","","","","","","","","",""]
[null,null," 再エネ含む削減率（総売電）",null,{"$f":"IF(ISERROR(E86/E27),\"\",IF(E86>=0,ROUNDDOWN(E86/D92*100,0),ROUNDUP(E86/D92*100,0)))","v":""},null,null,{"$f":"IF(ISERROR(H86/H27),\"\",IF(H86>=0,ROUNDDOWN(H86/H27*100,0),ROUNDUP(H86/H27*100,0)))","v":""},"","","","","","","","","","","","","","","","","","","","","","","","","","","","","","","","","","","","","","","","","","","","","","","","","","","","","","","","","","","","","","","",{"$f":"IF(ISERROR(BT86/BT27),\"\",IF(BT86>=0,ROUNDDOWN(BT86/BT27*100,0),ROUNDUP(BT86/BT27*100,0)))","v":""},"","","","","","","","","","","","","","","","","","","","","","","","","","","","","","","","","","","","","","","","","","","","","","","","","","","","","","","","","","","","","","","",{"$f":"IF(ISERROR(EF86/EF27),\"\",IF(EF86>=0,ROUNDDOWN(EF86/EF27*100,0),ROUNDUP(EF86/EF27*100,0)))","v":""},"","","","","","","","","","","","","","","","","","","","","","","","","","","","","","","","","","","","","","","","","","","","","","","","","","","","","","","","","","","","","","","",{"$f":"IF(ISERROR(GR86/GR27),\"\",IF(GR86>=0,ROUNDDOWN(GR86/GR27*100,0),ROUNDUP(GR86/GR27*100,0)))","v":""},"","","","","","","","","","","","","","","","","","","","","","","","","","","","","","","","","","","","","","","","","","","","","","","","","","","","","","","","","","","","","","","",{"$f":"IF(ISERROR(JD86/JD27),\"\",IF(JD86>=0,ROUNDDOWN(JD86/JD27*100,0),ROUNDUP(JD86/JD27*100,0)))","v":""},"","","","","","","","","","","","","","","","","","","","","","","","","","","","","","","","","","","","","","","","","","","","","","","","","","","","","","","","","","","","","","","",{"$f":"IF(ISERROR(LP86/LP27),\"\",IF(LP86>=0,ROUNDDOWN(LP86/LP27*100,0),ROUNDUP(LP86/LP27*100,0)))","v":""},"","","","","","","","","","","","","","","","","","","","","","","","","","","","","","","","","","","","","","","","","","","","","","","","","","","","","","","","","","","","","","","",{"$f":"IF(ISERROR(OB86/OB27),\"\",IF(OB86>=0,ROUNDDOWN(OB86/OB27*100,0),ROUNDUP(OB86/OB27*100,0)))","v":""},"","","","","","","","","","","","","","",""]
[null,"BEI計算","再生可能エネルギーを加えた設計\n一次ｴﾈﾙｷﾞｰ消費量（その他除く）",null,{"$f":"IF(OR(E6<>$D$6009,COUNTBLANK(E26)=1,AND(F6<>$D$6014,F6<>$D$6013,T6001=0)),\"\",\nIF(OR(G5103=D6002,G5103=D6005,G5103=D6006),\nIF(AND(SUM(G10:G14)-SUM(ABS(SUM(G24:G25)),ABS(SUM(G23)),SUM(G6156))<0,SUM(V6007:V6011,V6013)-SUM(G5107)*1000*1<0),\nROUNDDOWN((SUM(G10:G14)-SUM(ABS(SUM(G24:G25)),ABS(SUM(G23)),SUM(G6156)))/1000,1)+ROUNDDOWN((SUM(V6007:V6011,V6013)-SUM(G5107)*1000*1)/1000,1),\nIF(AND(SUM(G10:G14)-SUM(ABS(SUM(G24:G25)),ABS(SUM(G23)),SUM(G6156))<0,SUM(V6007:V6011,V6013)-SUM(G5107)*1000*1>=0),\nROUNDDOWN((SUM(G10:G14)-SUM(ABS(SUM(G24:G25)),ABS(SUM(G23)),SUM(G6156)))/1000,1)+ROUNDUP((SUM(V6007:V6011,V6013)-SUM(G5107)*1000*1)/1000,1),\nIF(AND(SUM(G10:G14)-SUM(ABS(SUM(G24:G25)),ABS(SUM(G23)),SUM(G6156))>=0,SUM(V6007:V6011,V6013)-SUM(G5107)*1000*1<0),\nROUNDUP((SUM(G10:G14)-SUM(ABS(SUM(G24:G25)),ABS(SUM(G23)),SUM(G6156)))/1000,1)+ROUNDDOWN((SUM(V6007:V6011,V6013)-SUM(G5107)*1000*1)/1000,1),\nROUNDUP((SUM(G10:G14)-SUM(ABS(SUM(G24:G25)),ABS(SUM(G23)),SUM(G6156)))/1000,1)+ROUNDUP((SUM(V6007:V6011,V6013)-SUM(G5107)*1000*1)/1000,1)))),\nIF(OR(G5103=D6003,G5103=D6004),\nIF(AND(SUM(G10:G14)-SUM(ABS(SUM(G24:G25)),ABS(SUM(G23)))<0,SUM(V6007:V6011,V6013)-SUM(G5107)*1000*1-SUM(G6156)*1<0),\nROUNDDOWN((SUM(G10:G14)-SUM(ABS(SUM(G24:G25)),ABS(SUM(G23))))/1000,1)+ROUNDDOWN((SUM(V6007:V6011,V6013)-SUM(G5107)*1000*1-SUM(G6156)*1)/1000,1),\nIF(AND(SUM(G10:G14)-SUM(ABS(SUM(G24:G25)),ABS(SUM(G23)))<0,SUM(V6007:V6011,V6013)-SUM(G5107)*1000*1-SUM(G6156)*1>=0),\nROUNDDOWN((SUM(G10:G14)-SUM(ABS(SUM(G24:G25)),ABS(SUM(G23))))/1000,1)+ROUNDUP((SUM(V6007:V6011,V6013)-SUM(G5107)*1000*1-SUM(G6156)*1)/1000,1),\nIF(AND(SUM(G10:G14)-SUM(ABS(SUM(G24:G25)),ABS(SUM(G23)))>=0,SUM(V6007:V6011,V6013)-SUM(G5107)*1000*1-SUM(G6156)*1<0),\nROUNDUP((SUM(G10:G14)-SUM(ABS(SUM(G24:G25)),ABS(SUM(G23))))/1000,1)+ROUNDDOWN((SUM(V6007:V6011,V6013)-SUM(G5107)*1000*1-SUM(G6156)*1)/1000,1),\nROUNDUP((SUM(G10:G14)-SUM(ABS(SUM(G24:G25)),ABS(SUM(G23))))/1000,1)+ROUNDUP((SUM(V6007:V6011,V6013)-SUM(G5107)*1000*1-SUM(G6156)*1)/1000,1)))),\n\"\")))","v":""},{"$f":"IF(OR(E6<>$D$6009,COUNTBLANK(E26)=1,AND(F6<>$D$6014,F6<>$D$6013,T6001=0)),\"\",\nIF(OR(G5103=D6002,G5103=D6005,G5103=D6006),\nIF(AND(SUM(G10:G14)-SUM(ABS(SUM(G24:G25)),ABS(SUM(G23)),SUM(G6156))<0,SUM(V6007:V6011,V6013)-SUM(G5107)*1000*1<0),\nROUNDDOWN((SUM(G10:G14)-SUM(ABS(SUM(G24:G25)),ABS(SUM(G23)),SUM(G6156)))/1000,1),\nIF(AND(SUM(G10:G14)-SUM(ABS(SUM(G24:G25)),ABS(SUM(G23)),SUM(G6156))<0,SUM(V6007:V6011,V6013)-SUM(G5107)*1000*1>=0),\nROUNDDOWN((SUM(G10:G14)-SUM(ABS(SUM(G24:G25)),ABS(SUM(G23)),SUM(G6156)))/1000,1),\nIF(AND(SUM(G10:G14)-SUM(ABS(SUM(G24:G25)),ABS(SUM(G23)),SUM(G6156))>=0,SUM(V6007:V6011,V6013)-SUM(G5107)*1000*1<0),\nROUNDUP((SUM(G10:G14)-SUM(ABS(SUM(G24:G25)),ABS(SUM(G23)),SUM(G6156)))/1000,1),\nROUNDUP((SUM(G10:G14)-SUM(ABS(SUM(G24:G25)),ABS(SUM(G23)),SUM(G6156)))/1000,1)))),\nIF(OR(G5103=D6003,G5103=D6004),\nIF(AND(SUM(G10:G14)-SUM(ABS(SUM(G24:G25)),ABS(SUM(G23)))<0,SUM(V6007:V6011,V6013)-SUM(G5107)*1000*1-SUM(G6156)*1<0),\nROUNDDOWN((SUM(G10:G14)-SUM(ABS(SUM(G24:G25)),ABS(SUM(G23))))/1000,1),\nIF(AND(SUM(G10:G14)-SUM(ABS(SUM(G24:G25)),ABS(SUM(G23)))<0,SUM(V6007:V6011,V6013)-SUM(G5107)*1000*1-SUM(G6156)*1>=0),\nROUNDDOWN((SUM(G10:G14)-SUM(ABS(SUM(G24:G25)),ABS(SUM(G23))))/1000,1),\nIF(AND(SUM(G10:G14)-SUM(ABS(SUM(G24:G25)),ABS(SUM(G23)))>=0,SUM(V6007:V6011,V6013)-SUM(G5107)*1000*1-SUM(G6156)*1<0),\nROUNDUP((SUM(G10:G14)-SUM(ABS(SUM(G24:G25)),ABS(SUM(G23))))/1000,1),\nROUNDUP((SUM(G10:G14)-SUM(ABS(SUM(G24:G25)),ABS(SUM(G23))))/1000,1)))),\n\"\")))","v":""}," 再エネ除く削減率",{"$f":"IF(ISERROR((1-H6092)),\"\",IF(H83>=0,ROUNDDOWN((1-H6092)*100,0),ROUNDUP((1-H6092)*100,0)))","v":""},"","","","","","","","","","","","","","","","","","","","","","","","","","","","","","","","","","","","","","","","","","","","","","","","","","","","","","","","","","","","","","","",{"$f":"IF(ISERROR((1-BT6092)),\"\",IF(BT83>=0,ROUNDDOWN((1-BT6092)*100,0),ROUNDUP((1-BT6092)*100,0)))","v":""},"","","","","","","","","","","","","","","","","","","","","","","","","","","","","","","","","","","","","","","","","","","","","","","","","","","","","","","","","","","","","","","",{"$f":"IF(ISERROR((1-EF6092)),\"\",IF(EF83>=0,ROUNDDOWN((1-EF6092)*100,0),ROUNDUP((1-EF6092)*100,0)))","v":""},"","","","","","","","","","","","","","","","","","","","","","","","","","","","","","","","","","","","","","","","","","","","","","","","","","","","","","","","","","","","","","","",{"$f":"IF(ISERROR((1-GR6092)),\"\",IF(GR83>=0,ROUNDDOWN((1-GR6092)*100,0),ROUNDUP((1-GR6092)*100,0)))","v":""},"","","","","","","","","","","","","","","","","","","","","","","","","","","","","","","","","","","","","","","","","","","","","","","","","","","","","","","","","","","","","","","",{"$f":"IF(ISERROR((1-JD6092)),\"\",IF(JD83>=0,ROUNDDOWN((1-JD6092)*100,0),ROUNDUP((1-JD6092)*100,0)))","v":""},"","","","","","","","","","","","","","","","","","","","","","","","","","","","","","","","","","","","","","","","","","","","","","","","","","","","","","","","","","","","","","","",{"$f":"IF(ISERROR((1-LP6092)),\"\",IF(LP83>=0,ROUNDDOWN((1-LP6092)*100,0),ROUNDUP((1-LP6092)*100,0)))","v":""},"","","","","","","","","","","","","","","","","","","","","","","","","","","","","","","","","","","","","","","","","","","","","","","","","","","","","","","","","","","","","","","",{"$f":"IF(ISERROR((1-OB6092)),\"\",IF(OB83>=0,ROUNDDOWN((1-OB6092)*100,0),ROUNDUP((1-OB6092)*100,0)))","v":""},"","","","","","","","","","","","","","",""]
[null,null,"再生可能エネルギーを加えた一次\nｴﾈﾙｷﾞｰ消費削減量（その他除く）",null,{"$f":"IF(ISERROR(E27-E88),\"\",D92-E88)","v":""},{"$f":"IF(OR(E6<>$D$6009,COUNTBLANK(E26)=1,AND(F6<>$D$6014,F6<>$D$6013,T6001=0)),\"\",\nIF(OR(G5103=D6002,G5103=D6005,G5103=D6006),\nIF(AND(SUM(G10:G14)-SUM(ABS(SUM(G24:G25)),ABS(SUM(G23)),SUM(G6156))<0,SUM(V6007:V6011,V6013)-SUM(G5107)*1000*1<0),\nROUNDDOWN((SUM(V6007:V6011,V6013)-SUM(G5107)*1000*1)/1000,1),\nIF(AND(SUM(G10:G14)-SUM(ABS(SUM(G24:G25)),ABS(SUM(G23)),SUM(G6156))<0,SUM(V6007:V6011,V6013)-SUM(G5107)*1000*1>=0),\nROUNDUP((SUM(V6007:V6011,V6013)-SUM(G5107)*1000*1)/1000,1),\nIF(AND(SUM(G10:G14)-SUM(ABS(SUM(G24:G25)),ABS(SUM(G23)),SUM(G6156))>=0,SUM(V6007:V6011,V6013)-SUM(G5107)*1000*1<0),\nROUNDDOWN((SUM(V6007:V6011,V6013)-SUM(G5107)*1000*1)/1000,1),\nROUNDUP((SUM(V6007:V6011,V6013)-SUM(G5107)*1000*1)/1000,1)))),\nIF(OR(G5103=D6003,G5103=D6004),\nIF(AND(SUM(G10:G14)-SUM(ABS(SUM(G24:G25)),ABS(SUM(G23)))<0,SUM(V6007:V6011,V6013)-SUM(G5107)*1000*1-SUM(G6156)*1<0),\nROUNDDOWN((SUM(V6007:V6011,V6013)-SUM(G5107)*1000*1-SUM(G6156)*1)/1000,1),\nIF(AND(SUM(G10:G14)-SUM(ABS(SUM(G24:G25)),ABS(SUM(G23)))<0,SUM(V6007:V6011,V6013)-SUM(G5107)*1000*1-SUM(G6156)*1>=0),\nROUNDUP((SUM(V6007:V6011,V6013)-SUM(G5107)*1000*1-SUM(G6156)*1)/1000,1),\nIF(AND(SUM(G10:G14)-SUM(ABS(SUM(G24:G25)),ABS(SUM(G23)))>=0,SUM(V6007:V6011,V6013)-SUM(G5107)*1000*1-SUM(G6156)*1<0),\nROUNDDOWN((SUM(V6007:V6011,V6013)-SUM(G5107)*1000*1-SUM(G6156)*1)/1000,1),\nROUNDUP((SUM(V6007:V6011,V6013)-SUM(G5107)*1000*1-SUM(G6156)*1)/1000,1)))),\n\"\")))","v":""}," 再エネ含む削減率（総売電）",{"$f":"IF(ISERROR(1-H6102),\"\",IF(H86>=0,ROUNDDOWN((1-H6102)*100,0),ROUNDUP((1-H6102)*100,0)))","v":""},"","","","","","","","","","","","","","","","","","","","","","","","","","","","","","","","","","","","","","","","","","","","","","","","","","","","","","","","","","","","","","","",{"$f":"IF(ISERROR(1-BT6102),\"\",IF(BT86>=0,ROUNDDOWN((1-BT6102)*100,0),ROUNDUP((1-BT6102)*100,0)))","v":""},"","","","","","","","","","","","","","","","","","","","","","","","","","","","","","","","","","","","","","","","","","","","","","","","","","","","","","","","","","","","","","","",{"$f":"IF(ISERROR(1-EF6102),\"\",IF(EF86>=0,ROUNDDOWN((1-EF6102)*100,0),ROUNDUP((1-EF6102)*100,0)))","v":""},"","","","","","","","","","","","","","","","","","","","","","","","","","","","","","","","","","","","","","","","","","","","","","","","","","","","","","","","","","","","","","","",{"$f":"IF(ISERROR(1-GR6102),\"\",IF(GR86>=0,ROUNDDOWN((1-GR6102)*100,0),ROUNDUP((1-GR6102)*100,0)))","v":""},"","","","","","","","","","","","","","","","","","","","","","","","","","","","","","","","","","","","","","","","","","","","","","","","","","","","","","","","","","","","","","","",{"$f":"IF(ISERROR(1-JD6102),\"\",IF(JD86>=0,ROUNDDOWN((1-JD6102)*100,0),ROUNDUP((1-JD6102)*100,0)))","v":""},"","","","","","","","","","","","","","","","","","","","","","","","","","","","","","","","","","","","","","","","","","","","","","","","","","","","","","","","","","","","","","","",{"$f":"IF(ISERROR(1-LP6102),\"\",IF(LP86>=0,ROUNDDOWN((1-LP6102)*100,0),ROUNDUP((1-LP6102)*100,0)))","v":""},"","","","","","","","","","","","","","","","","","","","","","","","","","","","","","","","","","","","","","","","","","","","","","","","","","","","","","","","","","","","","","","",{"$f":"IF(ISERROR(1-OB6102),\"\",IF(OB86>=0,ROUNDDOWN((1-OB6102)*100,0),ROUNDUP((1-OB6102)*100,0)))","v":""},"","","","","","","","","","","","","","",""]
[null,null," 再エネ含む削減率（PV売電のみ）",null,{"$f":"IF(ISERROR(E89/E27),\"\",IF(E89>=0,ROUNDDOWN(E89/D92*100,0),ROUNDUP(E89/D92*100,0)))","v":""},null,"省エネ基準削減率",{"$f":"IF(ISERROR(1-H6090),\"\",IF((H6088-H6089)>=0,ROUNDDOWN((1-H6090)*100,0),ROUNDUP((1-H6090)*100,0)))","v":""},{"$f":"IF(ISERROR(1-I6090),\"\",IF((I6088-I6089)>=0,ROUNDDOWN((1-I6090)*100,0),ROUNDUP((1-I6090)*100,0)))","v":""},"","","","","","","","","","","","","","","","","","","","","","","","","","","","","","","","","","","","","","","","","","","","","","","","","","","","","","","","","","","","","","","",{"$f":"IF(ISERROR(1-BU6090),\"\",IF((BU6088-BU6089)>=0,ROUNDDOWN((1-BU6090)*100,0),ROUNDUP((1-BU6090)*100,0)))","v":""},"","","","","","","","","","","","","","","","","","","","","","","","","","","","","","","","","","","","","","","","","","","","","","","","","","","","","","","","","","","","","","","",{"$f":"IF(ISERROR(1-EG6090),\"\",IF((EG6088-EG6089)>=0,ROUNDDOWN((1-EG6090)*100,0),ROUNDUP((1-EG6090)*100,0)))","v":""},"","","","","","","","","","","","","","","","","","","","","","","","","","","","","","","","","","","","","","","","","","","","","","","","","","","","","","","","","","","","","","","",{"$f":"IF(ISERROR(1-GS6090),\"\",IF((GS6088-GS6089)>=0,ROUNDDOWN((1-GS6090)*100,0),ROUNDUP((1-GS6090)*100,0)))","v":""},"","","","","","","","","","","","","","","","","","","","","","","","","","","","","","","","","","","","","","","","","","","","","","","","","","","","","","","","","","","","","","","",{"$f":"IF(ISERROR(1-JE6090),\"\",IF((JE6088-JE6089)>=0,ROUNDDOWN((1-JE6090)*100,0),ROUNDUP((1-JE6090)*100,0)))","v":""},"","","","","","","","","","","","","","","","","","","","","","","","","","","","","","","","","","","","","","","","","","","","","","","","","","","","","","","","","","","","","","","",{"$f":"IF(ISERROR(1-LQ6090),\"\",IF((LQ6088-LQ6089)>=0,ROUNDDOWN((1-LQ6090)*100,0),ROUNDUP((1-LQ6090)*100,0)))","v":""},"","","","","","","","","","","","","","","","","","","","","","","","","","","","","","","","","","","","","","","","","","","","","","","","","","","","","","","","","","","","","","","",{"$f":"IF(ISERROR(1-OC6090),\"\",IF((OC6088-OC6089)>=0,ROUNDDOWN((1-OC6090)*100,0),ROUNDUP((1-OC6090)*100,0)))","v":""},"","","","","","","","","","","","","",""]
[null,null,"省エネ・設計（その他除く）",{"$f":"E26","v":""},{"$f":"G26","v":""},{"$f":"F26","v":""},"5-2設計",{"$f":"IF(OR(H6035=\"\",H64=\"\"),\"\",IF(OR(H64=8,H64=7,H64=6),H6110,IF(OR(H64=5,H64=4),H6108,\"\")))","v":""},"","","","","","","","","","","","","","","","","","","","","","","","","","","","","","","","","","","","","","","","","","","","","","","","","","","","","","","","","","","","","","","",{"$f":"IF(OR(BT6035=\"\",BT64=\"\"),\"\",IF(OR(BT64=8,BT64=7,BT64=6),BT6110,IF(OR(BT64=5,BT64=4),BT6108,\"\")))","v":""},"","","","","","","","","","","","","","","","","","","","","","","","","","","","","","","","","","","","","","","","","","","","","","","","","","","","","","","","","","","","","","","",{"$f":"IF(OR(EF6035=\"\",EF64=\"\"),\"\",IF(OR(EF64=8,EF64=7,EF64=6),EF6110,IF(OR(EF64=5,EF64=4),EF6108,\"\")))","v":""},"","","","","","","","","","","","","","","","","","","","","","","","","","","","","","","","","","","","","","","","","","","","","","","","","","","","","","","","","","","","","","","",{"$f":"IF(OR(GR6035=\"\",GR64=\"\"),\"\",IF(OR(GR64=8,GR64=7,GR64=6),GR6110,IF(OR(GR64=5,GR64=4),GR6108,\"\")))","v":""},"","","","","","","","","","","","","","","","","","","","","","","","","","","","","","","","","","","","","","","","","","","","","","","","","","","","","","","","","","","","","","","",{"$f":"IF(OR(JD6035=\"\",JD64=\"\"),\"\",IF(OR(JD64=8,JD64=7,JD64=6),JD6110,IF(OR(JD64=5,JD64=4),JD6108,\"\")))","v":""},"","","","","","","","","","","","","","","","","","","","","","","","","","","","","","","","","","","","","","","","","","","","","","","","","","","","","","","","","","","","","","","",{"$f":"IF(OR(LP6035=\"\",LP64=\"\"),\"\",IF(OR(LP64=8,LP64=7,LP64=6),LP6110,IF(OR(LP64=5,LP64=4),LP6108,\"\")))","v":""},"","","","","","","","","","","","","","","","","","","","","","","","","","","","","","","","","","","","","","","","","","","","","","","","","","","","","","","","","","","","","","","",{"$f":"IF(OR(OB6035=\"\",OB64=\"\"),\"\",IF(OR(OB64=8,OB64=7,OB64=6),OB6110,IF(OR(OB64=5,OB64=4),OB6108,\"\")))","v":""},"","","","","","","","","","","","","","",""]
[null,null,"省エネ・基準（その他除く）",{"$f":"E27","v":""},{"$f":"G27","v":""},{"$f":"F27","v":""},"5-2基準",{"$f":"IF(OR(H6035=\"\",H64=\"\"),\"\",IF(H64=8,H6122,IF(H64=7,H6121,IF(H64=6,H6111,IF(H64=5,H6109,IF(H64=4,H6107,\"\"))))))","v":""},"","","","","","","","","","","","","","","","","","","","","","","","","","","","","","","","","","","","","","","","","","","","","","","","","","","","","","","","","","","","","","","",{"$f":"IF(OR(BT6035=\"\",BT64=\"\"),\"\",IF(BT64=8,BT6122,IF(BT64=7,BT6121,IF(BT64=6,BT6111,IF(BT64=5,BT6109,IF(BT64=4,BT6107,\"\"))))))","v":""},"","","","","","","","","","","","","","","","","","","","","","","","","","","","","","","","","","","","","","","","","","","","","","","","","","","","","","","","","","","","","","","",{"$f":"IF(OR(EF6035=\"\",EF64=\"\"),\"\",IF(EF64=8,EF6122,IF(EF64=7,EF6121,IF(EF64=6,EF6111,IF(EF64=5,EF6109,IF(EF64=4,EF6107,\"\"))))))","v":""},"","","","","","","","","","","","","","","","","","","","","","","","","","","","","","","","","","","","","","","","","","","","","","","","","","","","","","","","","","","","","","","",{"$f":"IF(OR(GR6035=\"\",GR64=\"\"),\"\",IF(GR64=8,GR6122,IF(GR64=7,GR6121,IF(GR64=6,GR6111,IF(GR64=5,GR6109,IF(GR64=4,GR6107,\"\"))))))","v":""},"","","","","","","","","","","","","","","","","","","","","","","","","","","","","","","","","","","","","","","","","","","","","","","","","","","","","","","","","","","","","","","",{"$f":"IF(OR(JD6035=\"\",JD64=\"\"),\"\",IF(JD64=8,JD6122,IF(JD64=7,JD6121,IF(JD64=6,JD6111,IF(JD64=5,JD6109,IF(JD64=4,JD6107,\"\"))))))","v":""},"","","","","","","","","","","","","","","","","","","","","","","","","","","","","","","","","","","","","","","","","","","","","","","","","","","","","","","","","","","","","","","",{"$f":"IF(OR(LP6035=\"\",LP64=\"\"),\"\",IF(LP64=8,LP6122,IF(LP64=7,LP6121,IF(LP64=6,LP6111,IF(LP64=5,LP6109,IF(LP64=4,LP6107,\"\"))))))","v":""},"","","","","","","","","","","","","","","","","","","","","","","","","","","","","","","","","","","","","","","","","","","","","","","","","","","","","","","","","","","","","","","",{"$f":"IF(OR(OB6035=\"\",OB64=\"\"),\"\",IF(OB64=8,OB6122,IF(OB64=7,OB6121,IF(OB64=6,OB6111,IF(OB64=5,OB6109,IF(OB64=4,OB6107,\"\"))))))","v":""},"","","","","","","","","","","","","","",""]
[null,null,"省エネ基準削減率",{"$f":"IF(ISERROR(D91/D92),\"\",1-ROUNDUP(D91/D92,2))","v":""},null,null,"削減率（自家）",{"$f":"IF(OR(H6035=\"\",H91=\"\",H8=\"\"),\"\",IF(OR(H64=8,H64=7,H64=6),ROUNDDOWN(ABS(SUM(H23))*1/H8/ROUNDUP(H91*1000/H8,0)*100,0),\"－\"))","v":""},"","","","","","","","","","","","","","","","","","","","","","","","","","","","","","","","","","","","","","","","","","","","","","","","","","","","","","","","","","","","","","","",{"$f":"IF(OR(BT6035=\"\",BT91=\"\",BT8=\"\"),\"\",IF(OR(BT64=8,BT64=7,BT64=6),ROUNDDOWN(ABS(SUM(BT23))*1/BT8/ROUNDUP(BT91*1000/BT8,0)*100,0),\"－\"))","v":""},"","","","","","","","","","","","","","","","","","","","","","","","","","","","","","","","","","","","","","","","","","","","","","","","","","","","","","","","","","","","","","","",{"$f":"IF(OR(EF6035=\"\",EF91=\"\",EF8=\"\"),\"\",IF(OR(EF64=8,EF64=7,EF64=6),ROUNDDOWN(ABS(SUM(EF23))*1/EF8/ROUNDUP(EF91*1000/EF8,0)*100,0),\"－\"))","v":""},"","","","","","","","","","","","","","","","","","","","","","","","","","","","","","","","","","","","","","","","","","","","","","","","","","","","","","","","","","","","","","","",{"$f":"IF(OR(GR6035=\"\",GR91=\"\",GR8=\"\"),\"\",IF(OR(GR64=8,GR64=7,GR64=6),ROUNDDOWN(ABS(SUM(GR23))*1/GR8/ROUNDUP(GR91*1000/GR8,0)*100,0),\"－\"))","v":""},"","","","","","","","","","","","","","","","","","","","","","","","","","","","","","","","","","","","","","","","","","","","","","","","","","","","","","","","","","","","","","","",{"$f":"IF(OR(JD6035=\"\",JD91=\"\",JD8=\"\"),\"\",IF(OR(JD64=8,JD64=7,JD64=6),ROUNDDOWN(ABS(SUM(JD23))*1/JD8/ROUNDUP(JD91*1000/JD8,0)*100,0),\"－\"))","v":""},"","","","","","","","","","","","","","","","","","","","","","","","","","","","","","","","","","","","","","","","","","","","","","","","","","","","","","","","","","","","","","","",{"$f":"IF(OR(LP6035=\"\",LP91=\"\",LP8=\"\"),\"\",IF(OR(LP64=8,LP64=7,LP64=6),ROUNDDOWN(ABS(SUM(LP23))*1/LP8/ROUNDUP(LP91*1000/LP8,0)*100,0),\"－\"))","v":""},"","","","","","","","","","","","","","","","","","","","","","","","","","","","","","","","","","","","","","","","","","","","","","","","","","","","","","","","","","","","","","","",{"$f":"IF(OR(OB6035=\"\",OB91=\"\",OB8=\"\"),\"\",IF(OR(OB64=8,OB64=7,OB64=6),ROUNDDOWN(ABS(SUM(OB23))*1/OB8/ROUNDUP(OB91*1000/OB8,0)*100,0),\"－\"))","v":""},"","","","","","","","","","","","","","",""]
[null,null,null,null,null,null,"削減率（自・売）",{"$f":"IF(OR(H6035=\"\",H91=\"\",H8=\"\"),\"\",IF(OR(H64=8,H64=7,H64=6),ROUNDDOWN((ABS(SUM(H23))*1+SUM(H32)*1)/H8/ROUNDUP(H91*1000/H8,0)*100,0),\"－\"))","v":""},"","","","","","","","","","","","","","","","","","","","","","","","","","","","","","","","","","","","","","","","","","","","","","","","","","","","","","","","","","","","","","","",{"$f":"IF(OR(BT6035=\"\",BT91=\"\",BT8=\"\"),\"\",IF(OR(BT64=8,BT64=7,BT64=6),ROUNDDOWN((ABS(SUM(BT23))*1+SUM(BT32)*1)/BT8/ROUNDUP(BT91*1000/BT8,0)*100,0),\"－\"))","v":""},"","","","","","","","","","","","","","","","","","","","","","","","","","","","","","","","","","","","","","","","","","","","","","","","","","","","","","","","","","","","","","","",{"$f":"IF(OR(EF6035=\"\",EF91=\"\",EF8=\"\"),\"\",IF(OR(EF64=8,EF64=7,EF64=6),ROUNDDOWN((ABS(SUM(EF23))*1+SUM(EF32)*1)/EF8/ROUNDUP(EF91*1000/EF8,0)*100,0),\"－\"))","v":""},"","","","","","","","","","","","","","","","","","","","","","","","","","","","","","","","","","","","","","","","","","","","","","","","","","","","","","","","","","","","","","","",{"$f":"IF(OR(GR6035=\"\",GR91=\"\",GR8=\"\"),\"\",IF(OR(GR64=8,GR64=7,GR64=6),ROUNDDOWN((ABS(SUM(GR23))*1+SUM(GR32)*1)/GR8/ROUNDUP(GR91*1000/GR8,0)*100,0),\"－\"))","v":""},"","","","","","","","","","","","","","","","","","","","","","","","","","","","","","","","","","","","","","","","","","","","","","","","","","","","","","","","","","","","","","","",{"$f":"IF(OR(JD6035=\"\",JD91=\"\",JD8=\"\"),\"\",IF(OR(JD64=8,JD64=7,JD64=6),ROUNDDOWN((ABS(SUM(JD23))*1+SUM(JD32)*1)/JD8/ROUNDUP(JD91*1000/JD8,0)*100,0),\"－\"))","v":""},"","","","","","","","","","","","","","","","","","","","","","","","","","","","","","","","","","","","","","","","","","","","","","","","","","","","","","","","","","","","","","","",{"$f":"IF(OR(LP6035=\"\",LP91=\"\",LP8=\"\"),\"\",IF(OR(LP64=8,LP64=7,LP64=6),ROUNDDOWN((ABS(SUM(LP23))*1+SUM(LP32)*1)/LP8/ROUNDUP(LP91*1000/LP8,0)*100,0),\"－\"))","v":""},"","","","","","","","","","","","","","","","","","","","","","","","","","","","","","","","","","","","","","","","","","","","","","","","","","","","","","","","","","","","","","","",{"$f":"IF(OR(OB6035=\"\",OB91=\"\",OB8=\"\"),\"\",IF(OR(OB64=8,OB64=7,OB64=6),ROUNDDOWN((ABS(SUM(OB23))*1+SUM(OB32)*1)/OB8/ROUNDUP(OB91*1000/OB8,0)*100,0),\"－\"))","v":""},"","","","","","","","","","","","","","",""]
[]
[]
[]
[]
[null,"非表示"]
[null,"PDF貼付けセル（共用部分） ⇒ ",null,null,null,"PDF貼付けセル（住戸） ⇒ "]
[null,"非表示"]
[]
[]
[]
[]
[]
[]
[]
[]
[]
[]
[]
[]
[]
[]
[]
[]
[]
[]
[]
[]
[]
[]
[]
[]
[]
[]
[]
[]
[]
[]
[]
[]
[]
[]
[]
[]
[]
[]
[]
[]
[]
[]
[]
[]
[]
[]
[]
[]
[]
[]
[]
[]
[]
[]
[]
[]
[]
[]
[]
[]
[]
[]
[]
[]
[]
[]
[]
[]
[]
[]
[]
[]
[]
[]
[]
[]
[]
[]
[]
[]
[]
[]
[]
[]
[]
[]
[]
[]
[]
[]
[]
[]
[]
[]
[]
[]
[]
[]
[]
[]
[]
[]
[]
[]
[]
[]
[]
[]
[]
[]
[]
[]
[]
[]
[]
[]
[]
[]
[]
[]
[]
[]
[]
[]
[]
[]
[]
[]
[]
[]
[]
[]
[]
[]
[]
[]
[]
[]
[]
[]
[]
[]
[]
[]
[]
[]
[]
[]
[]
[]
[]
[]
[]
[]
[]
[]
[]
[]
[]
[]
[]
[]
[]
[]
[]
[]
[]
[]
[]
[]
[]
[]
[]
[]
[]
[]
[]
[]
[]
[]
[]
[]
[]
[]
[]
[]
[]
[]
[]
[]
[]
[]
[]
[]
[]
[]
[]
[]
[]
[]
[]
[]
[]
[]
[]
[]
[]
[]
[]
[]
[]
[]
[]
[]
[]
[]
[]
[]
[]
[]
[]
[]
[]
[]
[]
[]
[]
[]
[]
[]
[]
[]
[]
[]
[]
[]
[]
[]
[]
[]
[]
[]
[]
[]
[]
[]
[]
[]
[]
[]
[]
[]
[]
[]
[]
[]
[]
[]
[]
[]
[]
[]
[]
[]
[]
[]
[]
[]
[]
[]
[]
[]
[]
[]
[]
[]
[]
[]
[]
[]
[]
[]
[]
[]
[]
[]
[]
[]
[]
[]
[]
[]
[]
[]
[]
[]
[]
[]
[]
[]
[]
[]
[]
[]
[]
[]
[]
[]
[]
[]
[]
[]
[]
[]
[]
[]
[]
[]
[]
[]
[]
[]
[]
[]
[]
[]
[]
[]
[]
[]
[]
[]
[]
[]
[]
[]
[]
[]
[]
[]
[]
[]
[]
[]
[]
[]
[]
[]
[]
[]
[]
[]
[]
[]
[]
[]
[]
[]
[]
[]
[]
[]
[]
[]
[]
[]
[]
[]
[]
[]
[]
[]
[]
[]
[]
[]
[]
[]
[]
[]
[]
[]
[]
[]
[]
[]
[]
[]
[]
[]
[]
[]
[]
[]
[]
[]
[]
[]
[]
[]
[]
[]
[]
[]
[]
[]
[]
[]
[]
[]
[]
[]
[]
[]
[]
[]
[]
[]
[]
[]
[]
[]
[]
[]
[]
[]
[]
[]
[]
[]
[]
[]
[]
[]
[]
[]
[]
[]
[]
[]
[]
[]
[]
[]
[]
[]
[]
[]
[]
[]
[]
[]
[]
[]
[]
[]
[]
[]
[]
[]
[]
[]
[]
[]
[]
[]
[]
[]
[]
[]
[]
[]
[]
[]
[]
[]
[]
[]
[]
[]
[]
[]
[]
[]
[]
[]
[]
[]
[]
[]
[]
[]
[]
[]
[]
[]
[]
[]
[]
[]
[]
[]
[]
[]
[]
[]
[]
[]
[]
[]
[]
[]
[]
[]
[]
[]
[]
[]
[]
[]
[]
[]
[]
[]
[]
[]
[]
[]
[]
[]
[]
[]
[]
[]
[]
[]
[]
[]
[]
[]
[]
[]
[]
[]
[]
[]
[]
[]
[]
[]
[]
[]
[]
[]
[]
[]
[]
[]
[]
[]
[]
[]
[]
[]
[]
[]
[]
[]
[]
[]
[]
[]
[]
[]
[]
[]
[]
[]
[]
[]
[]
[]
[]
[]
[]
[]
[]
[]
[]
[]
[]
[]
[]
[]
[]
[]
[]
[]
[]
[]
[]
[]
[]
[]
[]
[]
[]
[]
[]
[]
[]
[]
[]
[]
[]
[]
[]
[]
[]
[]
[]
[]
[]
[]
[]
[]
[]
[]
[]
[]
[]
[]
[]
[]
[]
[]
[]
[]
[]
[]
[]
[]
[]
[]
[]
[]
[]
[]
[]
[]
[]
[]
[]
[]
[]
[]
[]
[]
[]
[]
[]
[]
[]
[]
[]
[]
[]
[]
[]
[]
[]
[]
[]
[]
[]
[]
[]
[]
[]
[]
[]
[]
[]
[]
[]
[]
[]
[]
[]
[]
[]
[]
[]
[]
[]
[]
[]
[]
[]
[]
[]
[]
[]
[]
[]
[]
[]
[]
[]
[]
[]
[]
[]
[]
[]
[]
[]
[]
[]
[]
[]
[]
[]
[]
[]
[]
[]
[]
[]
[]
[]
[]
[]
[]
[]
[]
[]
[]
[]
[]
[]
[]
[]
[]
[]
[]
[]
[]
[]
[]
[]
[]
[]
[]
[]
[]
[]
[]
[]
[]
[]
[]
[]
[]
[]
[]
[]
[]
[]
[]
[]
[]
[]
[]
[]
[]
[]
[]
[]
[]
[]
[]
[]
[]
[]
[]
[]
[]
[]
[]
[]
[]
[]
[]
[]
[]
[]
[]
[]
[]
[]
[]
[]
[]
[]
[]
[]
[]
[]
[]
[]
[]
[]
[]
[]
[]
[]
[]
[]
[]
[]
[]
[]
[]
[]
[]
[]
[]
[]
[]
[]
[]
[]
[]
[]
[]
[]
[]
[]
[]
[]
[]
[]
[]
[]
[]
[]
[]
[]
[]
[]
[]
[]
[]
[]
[]
[]
[]
[]
[]
[]
[]
[]
[]
[]
[]
[]
[]
[]
[]
[]
[]
[]
[]
[]
[]
[]
[]
[]
[]
[]
[]
[]
[]
[]
[]
[]
[]
[]
[]
[]
[]
[]
[]
[]
[]
[]
[]
[]
[]
[]
[]
[]
[]
[]
[]
[]
[]
[]
[]
[]
[]
[]
[]
[]
[]
[]
[]
[]
[]
[]
[]
[]
[]
[]
[]
[]
[]
[]
[]
[]
[]
[]
[]
[]
[]
[]
[]
[]
[]
[]
[]
[]
[]
[]
[]
[]
[]
[]
[]
[]
[]
[]
[]
[]
[]
[]
[]
[]
[]
[]
[]
[]
[]
[]
[]
[]
[]
[]
[]
[]
[]
[]
[]
[]
[]
[]
[]
[]
[]
[]
[]
[]
[]
[]
[]
[]
[]
[]
[]
[]
[]
[]
[]
[]
[]
[]
[]
[]
[]
[]
[]
[]
[]
[]
[]
[]
[]
[]
[]
[]
[]
[]
[]
[]
[]
[]
[]
[]
[]
[]
[]
[]
[]
[]
[]
[]
[]
[]
[]
[]
[]
[]
[]
[]
[]
[]
[]
[]
[]
[]
[]
[]
[]
[]
[]
[]
[]
[]
[]
[]
[]
[]
[]
[]
[]
[]
[]
[]
[]
[]
[]
[]
[]
[]
[]
[]
[]
[]
[]
[]
[]
[]
[]
[]
[]
[]
[]
[]
[]
[]
[]
[]
[]
[]
[]
[]
[]
[]
[]
[]
[]
[]
[]
[]
[]
[]
[]
[]
[]
[]
[]
[]
[]
[]
[]
[]
[]
[]
[]
[]
[]
[]
[]
[]
[]
[]
[]
[]
[]
[]
[]
[]
[]
[]
[]
[]
[]
[]
[]
[]
[]
[]
[]
[]
[]
[]
[]
[]
[]
[]
[]
[]
[]
[]
[]
[]
[]
[]
[]
[]
[]
[]
[]
[]
[]
[]
[]
[]
[]
[]
[]
[]
[]
[]
[]
[]
[]
[]
[]
[]
[]
[]
[]
[]
[]
[]
[]
[]
[]
[]
[]
[]
[]
[]
[]
[]
[]
[]
[]
[]
[]
[]
[]
[]
[]
[]
[]
[]
[]
[]
[]
[]
[]
[]
[]
[]
[]
[]
[]
[]
[]
[]
[]
[]
[]
[]
[]
[]
[]
[]
[]
[]
[]
[]
[]
[]
[]
[]
[]
[]
[]
[]
[]
[]
[]
[]
[]
[]
[]
[]
[]
[]
[]
[]
[]
[]
[]
[]
[]
[]
[]
[]
[]
[]
[]
[]
[]
[]
[]
[]
[]
[]
[]
[]
[]
[]
[]
[]
[]
[]
[]
[]
[]
[]
[]
[]
[]
[]
[]
[]
[]
[]
[]
[]
[]
[]
[]
[]
[]
[]
[]
[]
[]
[]
[]
[]
[]
[]
[]
[]
[]
[]
[]
[]
[]
[]
[]
[]
[]
[]
[]
[]
[]
[]
[]
[]
[]
[]
[]
[]
[]
[]
[]
[]
[]
[]
[]
[]
[]
[]
[]
[]
[]
[]
[]
[]
[]
[]
[]
[]
[]
[]
[]
[]
[]
[]
[]
[]
[]
[]
[]
[]
[]
[]
[]
[]
[]
[]
[]
[]
[]
[]
[]
[]
[]
[]
[]
[]
[]
[]
[]
[]
[]
[]
[]
[]
[]
[]
[]
[]
[]
[]
[]
[]
[]
[]
[]
[]
[]
[]
[]
[]
[]
[]
[]
[]
[]
[]
[]
[]
[]
[]
[]
[]
[]
[]
[]
[]
[]
[]
[]
[]
[]
[]
[]
[]
[]
[]
[]
[]
[]
[]
[]
[]
[]
[]
[]
[]
[]
[]
[]
[]
[]
[]
[]
[]
[]
[]
[]
[]
[]
[]
[]
[]
[]
[]
[]
[]
[]
[]
[]
[]
[]
[]
[]
[]
[]
[]
[]
[]
[]
[]
[]
[]
[]
[]
[]
[]
[]
[]
[]
[]
[]
[]
[]
[]
[]
[]
[]
[]
[]
[]
[]
[]
[]
[]
[]
[]
[]
[]
[]
[]
[]
[]
[]
[]
[]
[]
[]
[]
[]
[]
[]
[]
[]
[]
[]
[]
[]
[]
[]
[]
[]
[]
[]
[]
[]
[]
[]
[]
[]
[]
[]
[]
[]
[]
[]
[]
[]
[]
[]
[]
[]
[]
[]
[]
[]
[]
[]
[]
[]
[]
[]
[]
[]
[]
[]
[]
[]
[]
[]
[]
[]
[]
[]
[]
[]
[]
[]
[]
[]
[]
[]
[]
[]
[]
[]
[]
[]
[]
[]
[]
[]
[]
[]
[]
[]
[]
[]
[]
[]
[]
[]
[]
[]
[]
[]
[]
[]
[]
[]
[]
[]
[]
[]
[]
[]
[]
[]
[]
[]
[]
[]
[]
[]
[]
[]
[]
[]
[]
[]
[]
[]
[]
[]
[]
[]
[]
[]
[]
[]
[]
[]
[]
[]
[]
[]
[]
[]
[]
[]
[]
[]
[]
[]
[]
[]
[]
[]
[]
[]
[]
[]
[]
[]
[]
[]
[]
[]
[]
[]
[]
[]
[]
[]
[]
[]
[]
[]
[]
[]
[]
[]
[]
[]
[]
[]
[]
[]
[]
[]
[]
[]
[]
[]
[]
[]
[]
[]
[]
[]
[]
[]
[]
[]
[]
[]
[]
[]
[]
[]
[]
[]
[]
[]
[]
[]
[]
[]
[]
[]
[]
[]
[]
[]
[]
[]
[]
[]
[]
[]
[]
[]
[]
[]
[]
[]
[]
[]
[]
[]
[]
[]
[]
[]
[]
[]
[]
[]
[]
[]
[]
[]
[]
[]
[]
[]
[]
[]
[]
[]
[]
[]
[]
[]
[]
[]
[]
[]
[]
[]
[]
[]
[]
[]
[]
[]
[]
[]
[]
[]
[]
[]
[]
[]
[]
[]
[]
[]
[]
[]
[]
[]
[]
[]
[]
[]
[]
[]
[]
[]
[]
[]
[]
[]
[]
[]
[]
[]
[]
[]
[]
[]
[]
[]
[]
[]
[]
[]
[]
[]
[]
[]
[]
[]
[]
[]
[]
[]
[]
[]
[]
[]
[]
[]
[]
[]
[]
[]
[]
[]
[]
[]
[]
[]
[]
[]
[]
[]
[]
[]
[]
[]
[]
[]
[]
[]
[]
[]
[]
[]
[]
[]
[]
[]
[]
[]
[]
[]
[]
[]
[]
[]
[]
[]
[]
[]
[]
[]
[]
[]
[]
[]
[]
[]
[]
[]
[]
[]
[]
[]
[]
[]
[]
[]
[]
[]
[]
[]
[]
[]
[]
[]
[]
[]
[]
[]
[]
[]
[]
[]
[]
[]
[]
[]
[]
[]
[]
[]
[]
[]
[]
[]
[]
[]
[]
[]
[]
[]
[]
[]
[]
[]
[]
[]
[]
[]
[]
[]
[]
[]
[]
[]
[]
[]
[]
[]
[]
[]
[]
[]
[]
[]
[]
[]
[]
[]
[]
[]
[]
[]
[]
[]
[]
[]
[]
[]
[]
[]
[]
[]
[]
[]
[]
[]
[]
[]
[]
[]
[]
[]
[]
[]
[]
[]
[]
[]
[]
[]
[]
[]
[]
[]
[]
[]
[]
[]
[]
[]
[]
[]
[]
[]
[]
[]
[]
[]
[]
[]
[]
[]
[]
[]
[]
[]
[]
[]
[]
[]
[]
[]
[]
[]
[]
[]
[]
[]
[]
[]
[]
[]
[]
[]
[]
[]
[]
[]
[]
[]
[]
[]
[]
[]
[]
[]
[]
[]
[]
[]
[]
[]
[]
[]
[]
[]
[]
[]
[]
[]
[]
[]
[]
[]
[]
[]
[]
[]
[]
[]
[]
[]
[]
[]
[]
[]
[]
[]
[]
[]
[]
[]
[]
[]
[]
[]
[]
[]
[]
[]
[]
[]
[]
[]
[]
[]
[]
[]
[]
[]
[]
[]
[]
[]
[]
[]
[]
[]
[]
[]
[]
[]
[]
[]
[]
[]
[]
[]
[]
[]
[]
[]
[]
[]
[]
[]
[]
[]
[]
[]
[]
[]
[]
[]
[]
[]
[]
[]
[]
[]
[]
[]
[]
[]
[]
[]
[]
[]
[]
[]
[]
[]
[]
[]
[]
[]
[]
[]
[]
[]
[]
[]
[]
[]
[]
[]
[]
[]
[]
[]
[]
[]
[]
[]
[]
[]
[]
[]
[]
[]
[]
[]
[]
[]
[]
[]
[]
[]
[]
[]
[]
[]
[]
[]
[]
[]
[]
[]
[]
[]
[]
[]
[]
[]
[]
[]
[]
[]
[]
[]
[]
[]
[]
[]
[]
[]
[]
[]
[]
[]
[]
[]
[]
[]
[]
[]
[]
[]
[]
[]
[]
[]
[]
[]
[]
[]
[]
[]
[]
[]
[]
[]
[]
[]
[]
[]
[]
[]
[]
[]
[]
[]
[]
[]
[]
[]
[]
[]
[]
[]
[]
[]
[]
[]
[]
[]
[]
[]
[]
[]
[]
[]
[]
[]
[]
[]
[]
[]
[]
[]
[]
[]
[]
[]
[]
[]
[]
[]
[]
[]
[]
[]
[]
[]
[]
[]
[]
[]
[]
[]
[]
[]
[]
[]
[]
[]
[]
[]
[]
[]
[]
[]
[]
[]
[]
[]
[]
[]
[]
[]
[]
[]
[]
[]
[]
[]
[]
[]
[]
[]
[]
[]
[]
[]
[]
[]
[]
[]
[]
[]
[]
[]
[]
[]
[]
[]
[]
[]
[]
[]
[]
[]
[]
[]
[]
[]
[]
[]
[]
[]
[]
[]
[]
[]
[]
[]
[]
[]
[]
[]
[]
[]
[]
[]
[]
[]
[]
[]
[]
[]
[]
[]
[]
[]
[]
[]
[]
[]
[]
[]
[]
[]
[]
[]
[]
[]
[]
[]
[]
[]
[]
[]
[]
[]
[]
[]
[]
[]
[]
[]
[]
[]
[]
[]
[]
[]
[]
[]
[]
[]
[]
[]
[]
[]
[]
[]
[]
[]
[]
[]
[]
[]
[]
[]
[]
[]
[]
[]
[]
[]
[]
[]
[]
[]
[]
[]
[]
[]
[]
[]
[]
[]
[]
[]
[]
[]
[]
[]
[]
[]
[]
[]
[]
[]
[]
[]
[]
[]
[]
[]
[]
[]
[]
[]
[]
[]
[]
[]
[]
[]
[]
[]
[]
[]
[]
[]
[]
[]
[]
[]
[]
[]
[]
[]
[]
[]
[]
[]
[]
[]
[]
[]
[]
[]
[]
[]
[]
[]
[]
[]
[]
[]
[]
[]
[]
[]
[]
[]
[]
[]
[]
[]
[]
[]
[]
[]
[]
[]
[]
[]
[]
[]
[]
[]
[]
[]
[]
[]
[]
[]
[]
[]
[]
[]
[]
[]
[]
[]
[]
[]
[]
[]
[]
[]
[]
[]
[]
[]
[]
[]
[]
[]
[]
[]
[]
[]
[]
[]
[]
[]
[]
[]
[]
[]
[]
[]
[]
[]
[]
[]
[]
[]
[]
[]
[]
[]
[]
[]
[]
[]
[]
[]
[]
[]
[]
[]
[]
[]
[]
[]
[]
[]
[]
[]
[]
[]
[]
[]
[]
[]
[]
[]
[]
[]
[]
[]
[]
[]
[]
[]
[]
[]
[]
[]
[]
[]
[]
[]
[]
[]
[]
[]
[]
[]
[]
[]
[]
[]
[]
[]
[]
[]
[]
[]
[]
[]
[]
[]
[]
[]
[]
[]
[]
[]
[]
[]
[]
[]
[]
[]
[]
[]
[]
[]
[]
[]
[]
[]
[]
[]
[]
[]
[]
[]
[]
[]
[]
[]
[]
[]
[]
[]
[]
[]
[]
[]
[]
[]
[]
[]
[]
[]
[]
[]
[]
[]
[]
[]
[]
[]
[]
[]
[]
[]
[]
[]
[]
[]
[]
[]
[]
[]
[]
[]
[]
[]
[]
[]
[]
[]
[]
[]
[]
[]
[]
[]
[]
[]
[]
[]
[]
[]
[]
[]
[]
[]
[]
[]
[]
[]
[]
[]
[]
[]
[]
[]
[]
[]
[]
[]
[]
[]
[]
[]
[]
[]
[]
[]
[]
[]
[]
[]
[]
[]
[]
[]
[]
[]
[]
[]
[]
[]
[]
[]
[]
[]
[]
[]
[]
[]
[]
[]
[]
[]
[]
[]
[]
[]
[]
[]
[]
[]
[]
[]
[]
[]
[]
[]
[]
[]
[]
[]
[]
[]
[]
[]
[]
[]
[]
[]
[]
[]
[]
[]
[]
[]
[]
[]
[]
[]
[]
[]
[]
[]
[]
[]
[]
[]
[]
[]
[]
[]
[]
[]
[]
[]
[]
[]
[]
[]
[]
[]
[]
[]
[]
[]
[]
[]
[]
[]
[]
[]
[]
[]
[]
[]
[]
[]
[]
[]
[]
[]
[]
[]
[]
[]
[]
[]
[]
[]
[]
[]
[]
[]
[]
[]
[]
[]
[]
[]
[]
[]
[]
[]
[]
[]
[]
[]
[]
[]
[]
[]
[]
[]
[]
[]
[]
[]
[]
[]
[]
[]
[]
[]
[]
[]
[]
[]
[]
[]
[]
[]
[]
[]
[]
[]
[]
[]
[]
[]
[]
[]
[]
[]
[]
[]
[]
[]
[]
[]
[]
[]
[]
[]
[]
[]
[]
[]
[]
[]
[]
[]
[]
[]
[]
[]
[]
[]
[]
[]
[]
[]
[]
[]
[]
[]
[]
[]
[]
[]
[]
[]
[]
[]
[]
[]
[]
[]
[]
[]
[]
[]
[]
[]
[]
[]
[]
[]
[]
[]
[]
[]
[]
[]
[]
[]
[]
[]
[]
[]
[]
[]
[]
[]
[]
[]
[]
[]
[]
[]
[]
[]
[]
[]
[]
[]
[]
[]
[]
[]
[]
[]
[]
[]
[]
[]
[]
[]
[]
[]
[]
[]
[]
[]
[]
[]
[]
[]
[]
[]
[]
[]
[]
[]
[]
[]
[]
[]
[]
[]
[]
[]
[]
[]
[]
[]
[null,{"$f":"IF(B7864=\"×\",\"※ 共用部分の室仕様の建物用途が「共同住宅」以外の場合、誘導基準エネルギーが正しく表示されません。室仕様の建物用途を確認してください。（建物用途に問題が無い場合は評価機関にお問い合わせください）\",\"※ 端数処理等の影響でBELS評価書と誤差が生じることがあります。相違時はBELS評価書を優先します。\")","v":"※ 端数処理等の影響でBELS評価書と誤差が生じることがあります。相違時はBELS評価書を優先します。"}]
[null,"　主たる廊下の形状（屋外・屋内・－）",null,null,null,null,{"$f":"IF(F9=\"\",\"\",IF(C6004=3,E6004,IF(C6004=2,E6003,E6002)))","v":""}]
[null,"設計一次エネルギー消費量の合計（太陽光発電除く）  [GJ]→非表示",null,null,null,null,{"$f":"IF(ISERROR(W6021<>0),\"\",IF(AND(F9=\"標準入力法\",W6021<>0),W6021,\"\"))","v":""}]
[null,"共用部分の太陽光発電量　 [GJ]  注： －（マイナス）は無し→非表示",null,null,null,null,{"$f":"IF(F9=\"\",\"\",IF(AND(F9=\"標準入力法\",COUNTBLANK(F30)=0),-V6014/1000,0))","v":""}]
[null,null,"■ 本計算書の作成概要　（一次エネルギー消費量PDFの読込が必要です）",null,null,null,null,null,null,"Ⓐ 一次エネルギー消費量PDF読込・出力"]
[null,null,"　マクロが停止したときは、[Ctrl]と[Pause/Break]キーを同時押しで中断できます。"]
[null,null,"１．住戸評価（住戸のPDFを読み込む。住棟評価の場合は全住戸の読み込みが必要）"]
[null,null,"２．住棟評価（共用部分の評価を行う場合は、共用部分のPDFを読み込む）"]
[null,null,"③太陽光発電を非住宅と共有する場合は、非住宅の床面積を入力する。 Ⓑ",null,null,null,null,null,null,"太陽光発電設備を共有する\n非住宅の評価対象床面積",null,null,null,"㎡","ZEH-M等の適合判断では、総発電量を住宅・非住宅で床面積按分した値を太陽光のエネルギー消費削減分の上限とします。"]
[null,null,"３．BELS評価申請項目の選択、修正（住戸評価の場合、目安光熱費は選択必須）",null,null,null,null,null,null,"Ⓒ 目安光熱費の選択（住戸の評価を行う場合は選択必須／住戸によってガス種が異なる場合は一覧表を直接修正してください）"]
[null,null,"①目安光熱費のガス種類、又は目安光熱費表示なしを右の表で選択する。 Ⓒ",null,null,null,null,null,null,"目安光熱費ありのガス種類\n又は目安光熱費なしの選択"]
[null,null,"③建築物名称、用途、住戸の再エネ容量・ガス種等を変更する場合は、表を直接修正する。"]
[]
[]
[]
[]
[]
[]
[]
[]
[]
[]
[]
[]
[]
[]
[]
[]
[]
[]
[]
[]
[]
[]
[]
[]
[]
[null,"BEI","再エネなし","削減率",{"$f":"E84","v":""},null,null,{"$f":"IF(H6092=\"\",\"\",1-H6092)","v":""},{"$f":"IF(I6092=\"\",\"\",1-I6092)","v":""},"","","","","","","","","","",{"$f":"IF(T6092=\"\",\"\",1-T6092)","v":""},"","","","","","","","","","","","","","","","","","","","","","","","","","","","","","","","","","","","","","","","","","","","","","","","","","","","","","","","","","","","","","","",{"$f":"IF(CF6092=\"\",\"\",1-CF6092)","v":""},"","","","","","","","","","","","","","","","","","","","","","","","","","","","","","","","","","","","","","","","","","","","","","","","","","","","","","","","","","","","","","","",{"$f":"IF(ER6092=\"\",\"\",1-ER6092)","v":""},"","","","","","","","","","","","","","","","","","","","","","","","","","","","","","","","","","","","","","","","","","","","","","","","","","","","","","","","","","","","","","","",{"$f":"IF(HD6092=\"\",\"\",1-HD6092)","v":""},"","","","","","","","","","","","","","","","","","","","","","","","","","","","","","","","","","","","","","","","","","","","","","","","","","","","","","","","","","","","","","","",{"$f":"IF(JP6092=\"\",\"\",1-JP6092)","v":""},"","","","","","","","","","","","","","","","","","","","","","","","","","","","","","","","","","","","","","","","","","","","","","","","","","","","","","","","","","","","","","","",{"$f":"IF(MB6092=\"\",\"\",1-MB6092)","v":""},"","","","","","","","","","","","","","","","","","","","","","","","","","","","","","","","","","","","","","","","","","","","","","","","","","","","","","","","","","","","","","","",{"$f":"IF(ON6092=\"\",\"\",1-ON6092)","v":""},"","",""]
[null,null,"再エネあり（自家消費）","削減率",{"$f":"IF(E45=\"－\",\"\",D93)","v":""},null,null,{"$f":"IF(OR(H45=\"－\",H6090=\"\"),\"\",1-H6090)","v":""},{"$f":"IF(OR(I45=\"－\",I6090=\"\"),\"\",1-I6090)","v":""},"","","","","","","","","","","","","","","","","","","","","","","","","","","","","","","","","","","","","","","","","","","","","","","","","","","","","","","","","","","","","","","",{"$f":"IF(OR(BU45=\"－\",BU6090=\"\"),\"\",1-BU6090)","v":""},"","","","","","","","","","","","","","","","","","","","","","","","","","","","","","","","","","","","","","","","","","","","","","","","","","","","","","","","","","","","","","","",{"$f":"IF(OR(EG45=\"－\",EG6090=\"\"),\"\",1-EG6090)","v":""},"","","","","","","","","","","","","","","","","","","","","","","","","","","","","","","","","","","","","","","","","","","","","","","","","","","","","","","","","","","","","","","",{"$f":"IF(OR(GS45=\"－\",GS6090=\"\"),\"\",1-GS6090)","v":""},"","","","","","","","","","","","","","","","","","","","","","","","","","","","","","","","","","","","","","","","","","","","","","","","","","","","","","","","","","","","","","","",{"$f":"IF(OR(JE45=\"－\",JE6090=\"\"),\"\",1-JE6090)","v":""},"","","","","","","","","","","","","","","","","","","","","","","","","","","","","","","","","","","","","","","","","","","","","","","","","","","","","","","","","","","","","","","",{"$f":"IF(OR(LQ45=\"－\",LQ6090=\"\"),\"\",1-LQ6090)","v":""},"","","","","","","","","","","","","","","","","","","","","","","","","","","","","","","","","","","","","","","","","","","","","","","","","","","","","","","","","","","","","","","",{"$f":"IF(OR(OC45=\"－\",OC6090=\"\"),\"\",1-OC6090)","v":""},"","","","","","","","","","","","","",""]
[null,"その他除き","再エネなし","設計",null,{"$f":"G82","v":""},{"$f":"IF(G6161=0,\"\",G6161)","v":""},{"$f":"H6091","v":""},{"$f":"I6091","v":""},"","","","","","","","","","",{"$f":"T6091","v":""},"","","","","","","","","","","","","","","","","","","","","","","","","","","","","","","","","","","","","","","","","","","","","","","","","","","","","","","","","","","","","","","",{"$f":"CF6091","v":""},"","","","","","","","","","","","","","","","","","","","","","","","","","","","","","","","","","","","","","","","","","","","","","","","","","","","","","","","","","","","","","","",{"$f":"ER6091","v":""},"","","","","","","","","","","","","","","","","","","","","","","","","","","","","","","","","","","","","","","","","","","","","","","","","","","","","","","","","","","","","","","",{"$f":"HD6091","v":""},"","","","","","","","","","","","","","","","","","","","","","","","","","","","","","","","","","","","","","","","","","","","","","","","","","","","","","","","","","","","","","","",{"$f":"JP6091","v":""},"","","","","","","","","","","","","","","","","","","","","","","","","","","","","","","","","","","","","","","","","","","","","","","","","","","","","","","","","","","","","","","",{"$f":"MB6091","v":""},"","","","","","","","","","","","","","","","","","","","","","","","","","","","","","","","","","","","","","","","","","","","","","","","","","","","","","","","","","","","","","","",{"$f":"ON6091","v":""},"","",""]
[null,null,"基準","基準",null,{"$f":"F92","v":""},{"$f":"IF(G6163=0,\"\",G6163)","v":""},{"$f":"H6088","v":""},{"$f":"I6088","v":""},"","","","","","","","","","",{"$f":"T6088","v":""},"","","","","","","","","","","","","","","","","","","","","","","","","","","","","","","","","","","","","","","","","","","","","","","","","","","","","","","","","","","","","","","",{"$f":"CF6088","v":""},"","","","","","","","","","","","","","","","","","","","","","","","","","","","","","","","","","","","","","","","","","","","","","","","","","","","","","","","","","","","","","","",{"$f":"ER6088","v":""},"","","","","","","","","","","","","","","","","","","","","","","","","","","","","","","","","","","","","","","","","","","","","","","","","","","","","","","","","","","","","","","",{"$f":"HD6088","v":""},"","","","","","","","","","","","","","","","","","","","","","","","","","","","","","","","","","","","","","","","","","","","","","","","","","","","","","","","","","","","","","","",{"$f":"JP6088","v":""},"","","","","","","","","","","","","","","","","","","","","","","","","","","","","","","","","","","","","","","","","","","","","","","","","","","","","","","","","","","","","","","",{"$f":"MB6088","v":""},"","","","","","","","","","","","","","","","","","","","","","","","","","","","","","","","","","","","","","","","","","","","","","","","","","","","","","","","","","","","","","","",{"$f":"ON6088","v":""},"","",""]
[null,"判定","省エネ基準","設計",{"$f":"IF(C6166=0,\"\",C6166)","v":""},{"$f":"IF(D6166=0,\"\",D6166)","v":""},{"$f":"IF(G6166=0,\"\",G6166)","v":""},{"$f":"IF(H6106=0,\"\",H6106)","v":""},{"$f":"IF(I6106=0,\"\",I6106)","v":""},"","","","","","","","","","",{"$f":"IF(T6106=0,\"\",T6106)","v":""},"","","","","","","","","","","","","","","","","","","","","","","","","","","","","","","","","","","","","","","","","","","","","","","","","","","","","","","","","","","","","","","",{"$f":"IF(CF6106=0,\"\",CF6106)","v":""},"","","","","","","","","","","","","","","","","","","","","","","","","","","","","","","","","","","","","","","","","","","","","","","","","","","","","","","","","","","","","","","",{"$f":"IF(ER6106=0,\"\",ER6106)","v":""},"","","","","","","","","","","","","","","","","","","","","","","","","","","","","","","","","","","","","","","","","","","","","","","","","","","","","","","","","","","","","","","",{"$f":"IF(HD6106=0,\"\",HD6106)","v":""},"","","","","","","","","","","","","","","","","","","","","","","","","","","","","","","","","","","","","","","","","","","","","","","","","","","","","","","","","","","","","","","",{"$f":"IF(JP6106=0,\"\",JP6106)","v":""},"","","","","","","","","","","","","","","","","","","","","","","","","","","","","","","","","","","","","","","","","","","","","","","","","","","","","","","","","","","","","","","",{"$f":"IF(MB6106=0,\"\",MB6106)","v":""},"","","","","","","","","","","","","","","","","","","","","","","","","","","","","","","","","","","","","","","","","","","","","","","","","","","","","","","","","","","","","","","",{"$f":"IF(ON6106=0,\"\",ON6106)","v":""},"","",""]
[null,null,null,"基準",{"$f":"IF(C6171=0,\"\",C6171)","v":""},{"$f":"IF(D6171=0,\"\",D6171)","v":""},{"$f":"IF(G6171=0,\"\",G6171)","v":""},{"$f":"IF(H6111=0,\"\",H6111)","v":""},{"$f":"IF(I6111=0,\"\",I6111)","v":""},"","","","","","","","","","",{"$f":"IF(T6111=0,\"\",T6111)","v":""},"","","","","","","","","","","","","","","","","","","","","","","","","","","","","","","","","","","","","","","","","","","","","","","","","","","","","","","","","","","","","","","",{"$f":"IF(CF6111=0,\"\",CF6111)","v":""},"","","","","","","","","","","","","","","","","","","","","","","","","","","","","","","","","","","","","","","","","","","","","","","","","","","","","","","","","","","","","","","",{"$f":"IF(ER6111=0,\"\",ER6111)","v":""},"","","","","","","","","","","","","","","","","","","","","","","","","","","","","","","","","","","","","","","","","","","","","","","","","","","","","","","","","","","","","","","",{"$f":"IF(HD6111=0,\"\",HD6111)","v":""},"","","","","","","","","","","","","","","","","","","","","","","","","","","","","","","","","","","","","","","","","","","","","","","","","","","","","","","","","","","","","","","",{"$f":"IF(JP6111=0,\"\",JP6111)","v":""},"","","","","","","","","","","","","","","","","","","","","","","","","","","","","","","","","","","","","","","","","","","","","","","","","","","","","","","","","","","","","","","",{"$f":"IF(MB6111=0,\"\",MB6111)","v":""},"","","","","","","","","","","","","","","","","","","","","","","","","","","","","","","","","","","","","","","","","","","","","","","","","","","","","","","","","","","","","","","",{"$f":"IF(ON6111=0,\"\",ON6111)","v":""},"","",""]
[null,null,null,"住戸のガス種類",null,null,null,{"$f":"IF(OR(H40=$J$6002,H40=$J$6003),H40,\"\")","v":""},{"$f":"IF(OR(I40=$J$6002,I40=$J$6003),I40,\"\")","v":""},"","","","","","","","","","","","","","","","","","","","","","","","","","","","","","","","","","","","","","","","","","","","","","","","","","","","","","","","","","","","","","","",{"$f":"IF(OR(BU40=$J$6002,BU40=$J$6003),BU40,\"\")","v":""},"","","","","","","","","","","","","","","","","","","","","","","","","","","","","","","","","","","","","","","","","","","","","","","","","","","","","","","","","","","","","","","",{"$f":"IF(OR(EG40=$J$6002,EG40=$J$6003),EG40,\"\")","v":""},"","","","","","","","","","","","","","","","","","","","","","","","","","","","","","","","","","","","","","","","","","","","","","","","","","","","","","","","","","","","","","","",{"$f":"IF(OR(GS40=$J$6002,GS40=$J$6003),GS40,\"\")","v":""},"","","","","","","","","","","","","","","","","","","","","","","","","","","","","","","","","","","","","","","","","","","","","","","","","","","","","","","","","","","","","","","",{"$f":"IF(OR(JE40=$J$6002,JE40=$J$6003),JE40,\"\")","v":""},"","","","","","","","","","","","","","","","","","","","","","","","","","","","","","","","","","","","","","","","","","","","","","","","","","","","","","","","","","","","","","","",{"$f":"IF(OR(LQ40=$J$6002,LQ40=$J$6003),LQ40,\"\")","v":""},"","","","","","","","","","","","","","","","","","","","","","","","","","","","","","","","","","","","","","","","","","","","","","","","","","","","","","","","","","","","","","","",{"$f":"IF(OR(OC40=$J$6002,OC40=$J$6003),OC40,\"\")","v":""},"","","","","","","","","","","","","",""]
[]
[]
[]
[]
[]
[]
[]
[]
[]
[]
[]
[]
[]
[]
[]
[]
[]
[]
[]
[]
[]
[]
[]
[]
[]
[]
[]
[]
[]
[null,null,"■ 本計算書の使用方法と注意事項"]
[null,null,"2．本計算書を再利用すると計算式が削除されている可能性があるため、常に新しい計算書をご使用ください。"]
[]
[null,null,"1．住戸の一次エネルギー消費量PDF（建て方は『共同住宅』のみ）を次のいずれかの方法で読み込み、一覧表を作成する。"]
[null,null,"　※ 読込むPDFの並び順はファイル名選択画面の並び順になります。"]
[null,null,"③PDFの読込みを取り消したいときは、PDF出力結果貼付けエリアのセル【Ｈ100、Ｉ100、～】を消去すると表示がクリアされます。"]
[null,null,"　※　住戸名称（番号）は【住宅タイプの名称 (建て方)】の半角数字を拾います。（建築物の名称に住戸番号以外の半角数字が含まれていると、住戸番号を正しく読み込みできません。）"]
[null,null,"　※　計算結果のPDFはダウンロードしたオリジナルのPDF、または適判用登録したオリジナルのPDFを使用してください。エネルギー消費性能計算プログラムのバージョン変更によって読込みできなくなる可能性があります。"]
[null,null,"２-1．【住棟評価を行う：共用部分があり、共用部分の評価を行う場合】※ZEH-Mでは、共用部分がある場合は共用部分を含めて評価を行う必要があります。"]
[null,null,"①本計算書下部の計算結果読込のマクロボタン【共用部分（非住宅版）標準入力法】から、共用部分の【エネルギー消費性能計算プログラム（非住宅版）算定結果】のPDFを読込む。"]
[null,null,"2. PDFの読込み結果を確認し、誤りがあれば修正を行う。（延べ面積、一次エネルギー消費量、共用部分の計算対象床面積）"]
[null,null,"3. Ⓑ 又は表下部の赤枠部分の【[Ｇ5103、Ｇ5104]セル】の入力を確認し、太陽光発電設備共有の有無と廊下の形状について必要があれば修正する。（選択によりBEIが変化する場合があります。）"]
[null,null,"２-2．【住棟評価を行う：共用部分の評価を行わない場合】※長屋等で共用部分が無い場合、あるいは共用部分がある場合で共用部分をBELS評価から除外する場合。"]
[null,null,"2.共用部分があるときで、共用部分をBELS評価から除外する場合は、【Ｅ6】 セルで住棟を「申請する」、【Ｆ6】 セルで共用部分の評価手法を「共用部除外」を選択してください。（ZEH-M等の表示はできません。）"]
[null,null,"1.住棟評価を行わない場合は、【Ｅ6】 セルで住棟を「申請しない」を選択してください。"]
[null,null,"2.【Ｊ4】 セルの住戸の存する建築物の用途に該当する用途を入力してください。（共同住宅、長屋、等の用途。）"]
[null,null,"1.住戸評価について、目安光熱費の表示を希望する場合のガス設備の種類、又は希望しないの選択を Ⓒ 又は一覧表で入力してください。"]
[]
[null,null,"　※　印刷はデフォルトのプリンターに出力されます。PDF等に出力する場合はデフォルトプリンターをPDF等に設定してください。"]
[]
[]
[]
[]
[]
[]
[]
[]
[]
[]
[]
[]
[]
[]
[]
[]
[]
[]
[]
[]
[]
[]
[]
[]
[]
[]
[]
[]
[]
[]
[]
[]
[]
[]
[]
[]
[]
[]
[]
[]
[]
[]
[]
[]
[]
[]
[]
[]
[]
[]
[]
[]
[]
[]
[]
[]
[]
[]
[]
[]
[]
[]
[]
[]
[]
[]
[]
[]
[]
[]
[]
[]
[]
[]
[]
[]
[]
[]
[]
[]
[]
[]
[]
[]
[]
[]
[]
[]
[]
[]
[]
[]
[]
[]
[]
[]
[]
[]
[]
[]
[]
[]
[]
[]
[]
[]
[]
[]
[]
[]
[]
[]
[]
[]
[]
[]
[]
[]
[]
[]
[]
[]
[]
[]
[]
[]
[]
[]
[]
[]
[]
[]
[]
[]
[]
[]
[]
[]
[]
[]
[]
[]
[]
[]
[]
[]
[]
[]
[]
[]
[]
[]
[]
[]
[]
[]
[]
[]
[]
[]
[]
[]
[]
[]
[]
[]
[]
[]
[]
[]
[]
[]
[]
[]
[]
[]
[]
[]
[]
[]
[]
[]
[]
[]
[]
[]
[]
[]
[]
[]
[]
[]
[]
[]
[]
[]
[]
[]
[]
[]
[]
[]
[]
[]
[]
[]
[]
[]
[]
[]
[]
[]
[]
[]
[]
[]
[]
[]
[]
[]
[]
[]
[]
[]
[]
[]
[]
[]
[]
[]
[]
[]
[]
[]
[]
[]
[null,null,0,"共有なし","大半が屋外","太陽光発電","希望する","４段階","希望する","都市ガス","太陽光発電",null,null,null,null,"アクティブ住戸数",{"$f":"IF(400-COUNTBLANK(H5:OQ5)<16,16,400-COUNTBLANK(H5:OQ5))","v":16},"基準","空調",null,{"$f":"IF(F16=\"\",0,ROUND(F16,2))","v":0},{"$f":"U6002*$T$6001","v":0},{"$f":"IF(ISERROR(-LOOKUP(1,-LEFT(MID(E6041,FIND(\"★\",SUBSTITUTE(E6041,\"） \",\"★\",1))+2,20),ROW($1:$80)))),0,-LOOKUP(1,-LEFT(MID(E6041,FIND(\"★\",SUBSTITUTE(E6041,\"） \",\"★\",1))+2,20),ROW($1:$80))))","v":0},"←基準GJ合計は抽出",null,null,null,null,"基準","空調",null,0,0,0,null,null,null,null,null,null,null,"地域区分","5-1等級4",{"$f":"IF(OR(AND($M$4>=5,$M$4<=7,H$80<=$AQ$6003,H$81<=$AR$6003),AND($M$4=8,H$81<=$AR$6003),AND($M$4<=4,H$80<=$AQ$6003)),4,\"－\")","v":"－"},"5-1等級5",{"$f":"IF(OR(AND($M$4>=5,$M$4<=7,H$80<=$AS$6003,H$81<=$AT$6003),AND($M$4=8,H$81<=$AT$6003),AND($M$4<=4,H$80<=$AS$6003)),5,\"－\")","v":"－"},"5-1等級6",{"$f":"IF(OR(AND($M$4>=5,$M$4<=7,H$80<=$AU$6003,H$81<=$AV$6003),AND($M$4=8,H$81<=$AV$6003),AND($M$4<=4,H$80<=$AU$6003)),6,\"－\")","v":"－"},"5-1等級7",{"$f":"IF(OR(AND($M$4>=5,$M$4<=7,H$80<=$AW$6003,H$81<=$AX$6003),AND($M$4<=4,H$80<=$AW$6003)),7,\"－\")","v":"－"}]
[null,null,0,"住戸・非住宅",null,null,null,null,null,"選択不要",null,null,null,null,null,null,null,"基準","昇降機",null,{"$f":"IF(F21=\"\",0,ROUND(F21,2))","v":0},0,{"$f":"IF(ISERROR(-LOOKUP(1,-LEFT(MID(E6045,FIND(\"★\",SUBSTITUTE(E6045,\"） \",\"★\",1))+2,20),ROW($1:$80)))),0,-LOOKUP(1,-LEFT(MID(E6045,FIND(\"★\",SUBSTITUTE(E6045,\"） \",\"★\",1))+2,20),ROW($1:$80))))","v":0},null,null,null,null,null,"基準","昇降機",null,0,0,0,null,null,null,null,null,null,null,3,0.56000000000000005,"-",0.5,"-",0.28000000000000003,"-",0.2,"-"]
[null,null,null,"住棟・共用部","一次エネ","住戸ZEH","住棟ZEH","共用部分","参考情報","住棟断熱","住戸断熱","地域区分・断熱性能基準値",null,null,null,null,null,"設計","空調",null,{"$f":"IF(F10=\"\",0,ROUND(F10,2))","v":0},0,{"$f":"IF(ISERROR(-LOOKUP(1,-LEFT(MID(E6041,5,20),ROW($1:$80)))),0,-LOOKUP(1,-LEFT(MID(E6041,5,20),ROW($1:$80))))","v":0},"←設計GJ合計は抽出",null,null,null,null,"設計","空調",null,0,0,0,null,null,null,null,null,null,null,4,0.75,"-",0.6,"-",0.34,"-",0.23,"-"]
[null,null,null,null,"誘導仕様基準","ZEH Ready","ZEH-M Ready",null,null,"誘導仕様基準","誘導仕様基準",3,"0.56・-",0.5,0.56000000000000005,"-",null,"設計","昇降機",null,{"$f":"IF(F15=\"\",0,ROUND(F15,2))","v":0},0,{"$f":"IF(ISERROR(-LOOKUP(1,-LEFT(MID(E6045,4,20),ROW($1:$80)))),0,-LOOKUP(1,-LEFT(MID(E6045,4,20),ROW($1:$80))))","v":0},null,null,null,null,null,"設計","昇降機",null,0,0,0,null,null,null,null,null,null,null,8,"-",6.7,"-",6.7,"-",5.0999999999999996,"-","-"]
[null,null,null,"申請する","大臣の方法","ZEH Oriented","ZEH-M Oriented",null,null,"性能・仕様","大臣の方法",4,"0.75・-",0.6,0.75,"-",null,"基準・設計","その他",null,{"$f":"IF(F22=\"\",0,ROUND(F22,2))","v":0},0,{"$f":"IF(ISERROR(-LOOKUP(1,-LEFT(MID(E6049,4,20),ROW($1:$80)))),0,-LOOKUP(1,-LEFT(MID(E6049,4,20),ROW($1:$80))))","v":0},null,null,null,null,null,"基準・設計","その他",null,0,0,0,null,null,null,null,null,null,null,"-","□","□","□","□","□","□","□","□"]
[null,null,null,null,null,null,null,null,null,null,null,7,"0.87・2.7",0.6,0.87,2.7,null,"設計","太陽光（自己消費）",null,{"$f":"IF(OR(G5106=\"\",ISERROR(V6015/$T$6001)),0,V6015/$T$6001)","v":0},{"$f":"IF(G5106=\"\",0,-G5106)","v":0},{"$f":"IF(G5106=\"\",0,-ROUND(G5106/1000,2))","v":0},"←設計合計算出時には別扱いで最後に合算(※)",null,null,null,null,"設計","太陽光（自己消費）",null,{"$f":"IF(OR(F23=\"\",ISERROR(AG6015/$AE$6001)),0,ROUND(AG6015/$AE$6001,2))","v":0},{"$f":"IF(F23=\"\",0,ROUND(F23,0))","v":0},{"$f":"IF(F23=\"\",0,ROUND(F23/1000,2))","v":0},"←設計合計算出時には別扱いで最後に合算(※)"]
[null,null,null,null,null,null,null,null,null,null,null,null,null,null,null,null,null,"設計合計","その他除く・自己消費含む",null,{"$f":"SUM(U6007:U6011,U6013,U6015)","v":0},{"$f":"IF(SUM(V6007:V6011,V6013,V6015)>=0,ROUNDUP(SUM(V6007:V6011,V6013,V6015)/1000,1),ROUNDDOWN(SUM(V6007:V6011,V6013,V6015)/1000,1))","v":0},{"$f":"IF(AND(ISERROR(-LOOKUP(1,-LEFT(E6058,ROW($1:$80)))),ISERROR(ROUND(SUM(W6007:W6011,W6013,W6015),1))),V6018,IF(OR(F30<>0,AND(G30<>0,OR(G5103=D6003,G5103=D6004))),V6018,-LOOKUP(1,-LEFT(E6059,ROW($1:$80)))))","v":0},"　※共用部の太陽光計算発生ケース（太陽光有り、太陽光共有有り）は計算値、計算無しのケースは抽出値を使用",null,null,null,null,"設計合計","その他除く・自己消費含む",null,{"$f":"SUM(AF6007:AF6011,AF6013,AF6015)","v":0},{"$f":"IF(SUM(AG6007:AG6011,AG6013)>=0,ROUNDUP(SUM(AG6007:AG6011,AG6013)/1000,1)+ROUNDUP(SUM(AG6015)/1000,1),ROUNDDOWN(SUM(AG6007:AG6011,AG6013)/1000,1)+ROUNDUP(SUM(AG6015)/1000,1))","v":0},{"$f":"AH6020+ROUNDUP(SUM(AH6015),1)","v":0},"←自己消費量が負数の時の切上げ処理注意（負数の自己消費合算は切下げ）"]
[null,null,null,null,null,null,null,null,null,null,null,null,null,null,null,null,null,"設計合計","その他含む・太陽光除く",null,{"$f":"SUM(U6007:U6013)","v":0},{"$f":"IF(SUM(V6007:V6013)>=0,ROUNDUP(SUM(V6007:V6013)/1000,1),ROUNDDOWN(SUM(V6007:V6013)/1000,1))","v":0},{"$f":"IF(AND(ISERROR(-LOOKUP(1,-LEFT(MID(E6053,12,20),ROW($1:$80)))),ISERROR(ROUND(SUM(W6007:W6013),1))),V6021,IF(E6039=\"１．計算条件\",-LOOKUP(1,-LEFT(MID(E6053,12,20),ROW($1:$80))),V6021))","v":0},"　※抽出値",null,null,null,null,"設計合計","その他含む・太陽光除く",null,{"$f":"SUM(AF6007:AF6013)","v":0},{"$f":"SUM(AG6007:AG6013)/1000","v":0},{"$f":"ROUNDUP(SUM(AH6007:AH6013),1)","v":0},"←共用部分では使用しない（その他は無し）～20221001その他有りに変更"]
[null,null,null,null,"住棟Key","住棟Work","住戸Key","住戸Work"]
[null,null,null,null,null,null,"ZEH_UA値",{"$f":"IF(COUNTBLANK(H80)=1,\"\",IF(ISERROR(VLOOKUP($M4,$L$6009:$P$6016,3)),\"\",VLOOKUP($M4,$L$6009:$P$6016,3)))","v":""},"","","","","","","","","","","","","","","","","","","","","","","","","","","","","","","","","","","","","","","","","","","","","","","","","","","","","","","","","","","","","","","",{"$f":"IF(COUNTBLANK(BT80)=1,\"\",IF(ISERROR(VLOOKUP($M4,$L$6009:$P$6016,3)),\"\",VLOOKUP($M4,$L$6009:$P$6016,3)))","v":""},"","","","","","","","","","","","","","","","","","","","","","","","","","","","","","","","","","","","","","","","","","","","","","","","","","","","","","","","","","","","","","","",{"$f":"IF(COUNTBLANK(EF80)=1,\"\",IF(ISERROR(VLOOKUP($M4,$L$6009:$P$6016,3)),\"\",VLOOKUP($M4,$L$6009:$P$6016,3)))","v":""},"","","","","","","","","","","","","","","","","","","","","","","","","","","","","","","","","","","","","","","","","","","","","","","","","","","","","","","","","","","","","","","",{"$f":"IF(COUNTBLANK(GR80)=1,\"\",IF(ISERROR(VLOOKUP($M4,$L$6009:$P$6016,3)),\"\",VLOOKUP($M4,$L$6009:$P$6016,3)))","v":""},"","","","","","","","","","","","","","","","","","","","","","","","","","","","","","","","","","","","","","","","","","","","","","","","","","","","","","","","","","","","","","","",{"$f":"IF(COUNTBLANK(JD80)=1,\"\",IF(ISERROR(VLOOKUP($M4,$L$6009:$P$6016,3)),\"\",VLOOKUP($M4,$L$6009:$P$6016,3)))","v":""},"","","","","","","","","","","","","","","","","","","","","","","","","","","","","","","","","","","","","","","","","","","","","","","","","","","","","","","","","","","","","","","",{"$f":"IF(COUNTBLANK(LP80)=1,\"\",IF(ISERROR(VLOOKUP($M4,$L$6009:$P$6016,3)),\"\",VLOOKUP($M4,$L$6009:$P$6016,3)))","v":""},"","","","","","","","","","","","","","","","","","","","","","","","","","","","","","","","","","","","","","","","","","","","","","","","","","","","","","","","","","","","","","","",{"$f":"IF(COUNTBLANK(OB80)=1,\"\",IF(ISERROR(VLOOKUP($M4,$L$6009:$P$6016,3)),\"\",VLOOKUP($M4,$L$6009:$P$6016,3)))","v":""},"","","","","","","","","","","","","","",""]
[null,null,null,null,"住棟(住戸)",{"$f":"IF(COUNTIF(H6029:OQ6029,\"×\"),\"－\",\"適合\")","v":"適合"},"省エネ基準",{"$f":"IF(ISERROR(IF(AND(H80<=H6026,H81<=H6027),\"適合\",\"×\")),\"\",IF(AND(H80<=H6026,H81<=H6027),\"適合\",\"×\"))","v":"適合"},"適合","適合","適合","適合","適合","適合","適合","適合","適合","適合","適合","適合","適合","適合","適合","適合","適合","適合","適合","適合","適合","適合","適合","適合","適合","適合","適合","適合","適合","適合","適合","適合","適合","適合","適合","適合","適合","適合","適合","適合","適合","適合","適合","適合","適合","適合","適合","適合","適合","適合","適合","適合","適合","適合","適合","適合","適合","適合","適合","適合","適合","適合","適合",{"$f":"IF(ISERROR(IF(AND(BT80<=BT6026,BT81<=BT6027),\"適合\",\"×\")),\"\",IF(AND(BT80<=BT6026,BT81<=BT6027),\"適合\",\"×\"))","v":"適合"},"適合","適合","適合","適合","適合","適合","適合","適合","適合","適合","適合","適合","適合","適合","適合","適合","適合","適合","適合","適合","適合","適合","適合","適合","適合","適合","適合","適合","適合","適合","適合","適合","適合","適合","適合","適合","適合","適合","適合","適合","適合","適合","適合","適合","適合","適合","適合","適合","適合","適合","適合","適合","適合","適合","適合","適合","適合","適合","適合","適合","適合","適合","適合",{"$f":"IF(ISERROR(IF(AND(EF80<=EF6026,EF81<=EF6027),\"適合\",\"×\")),\"\",IF(AND(EF80<=EF6026,EF81<=EF6027),\"適合\",\"×\"))","v":"適合"},"適合","適合","適合","適合","適合","適合","適合","適合","適合","適合","適合","適合","適合","適合","適合","適合","適合","適合","適合","適合","適合","適合","適合","適合","適合","適合","適合","適合","適合","適合","適合","適合","適合","適合","適合","適合","適合","適合","適合","適合","適合","適合","適合","適合","適合","適合","適合","適合","適合","適合","適合","適合","適合","適合","適合","適合","適合","適合","適合","適合","適合","適合","適合",{"$f":"IF(ISERROR(IF(AND(GR80<=GR6026,GR81<=GR6027),\"適合\",\"×\")),\"\",IF(AND(GR80<=GR6026,GR81<=GR6027),\"適合\",\"×\"))","v":"適合"},"適合","適合","適合","適合","適合","適合","適合","適合","適合","適合","適合","適合","適合","適合","適合","適合","適合","適合","適合","適合","適合","適合","適合","適合","適合","適合","適合","適合","適合","適合","適合","適合","適合","適合","適合","適合","適合","適合","適合","適合","適合","適合","適合","適合","適合","適合","適合","適合","適合","適合","適合","適合","適合","適合","適合","適合","適合","適合","適合","適合","適合","適合","適合",{"$f":"IF(ISERROR(IF(AND(JD80<=JD6026,JD81<=JD6027),\"適合\",\"×\")),\"\",IF(AND(JD80<=JD6026,JD81<=JD6027),\"適合\",\"×\"))","v":"適合"},"適合","適合","適合","適合","適合","適合","適合","適合","適合","適合","適合","適合","適合","適合","適合","適合","適合","適合","適合","適合","適合","適合","適合","適合","適合","適合","適合","適合","適合","適合","適合","適合","適合","適合","適合","適合","適合","適合","適合","適合","適合","適合","適合","適合","適合","適合","適合","適合","適合","適合","適合","適合","適合","適合","適合","適合","適合","適合","適合","適合","適合","適合","適合",{"$f":"IF(ISERROR(IF(AND(LP80<=LP6026,LP81<=LP6027),\"適合\",\"×\")),\"\",IF(AND(LP80<=LP6026,LP81<=LP6027),\"適合\",\"×\"))","v":"適合"},"適合","適合","適合","適合","適合","適合","適合","適合","適合","適合","適合","適合","適合","適合","適合","適合","適合","適合","適合","適合","適合","適合","適合","適合","適合","適合","適合","適合","適合","適合","適合","適合","適合","適合","適合","適合","適合","適合","適合","適合","適合","適合","適合","適合","適合","適合","適合","適合","適合","適合","適合","適合","適合","適合","適合","適合","適合","適合","適合","適合","適合","適合","適合",{"$f":"IF(ISERROR(IF(AND(OB80<=OB6026,OB81<=OB6027),\"適合\",\"×\")),\"\",IF(AND(OB80<=OB6026,OB81<=OB6027),\"適合\",\"×\"))","v":"適合"},"適合","適合","適合","適合","適合","適合","適合","適合","適合","適合","適合","適合","適合","適合","適合"]
[null,null,null,null,null,{"$f":"IF(ISERROR(LOOKUP(10^17,1*LEFT(MID(E6047,19,15),ROW($1:$80)))),0,LOOKUP(10^17,1*LEFT(MID(E6047,19,15),ROW($1:$80))))","v":0},"CGS消費",{"$f":"IF(OR(ISBLANK(H100),H6050=\"\"),\"\",IF(ISERROR(LOOKUP(10^17,1*RIGHT(LEFT(H6050,LEN(H6050)-3),ROW($1:$80)))),0,IF(RIGHT(LEFT(H6050,LEN(H6050)-3),2)=\"--\",0,LOOKUP(10^17,1*RIGHT(LEFT(H6050,LEN(H6050)-3),ROW($1:$80))))))","v":""},{"$f":"IF(OR(ISBLANK(I100),I6050=\"\"),\"\",IF(ISERROR(LOOKUP(10^17,1*RIGHT(LEFT(I6050,LEN(I6050)-3),ROW($1:$80)))),0,IF(RIGHT(LEFT(I6050,LEN(I6050)-3),2)=\"--\",0,LOOKUP(10^17,1*RIGHT(LEFT(I6050,LEN(I6050)-3),ROW($1:$80))))))","v":""},{"$f":"IF(OR(ISBLANK(J100),J6050=\"\"),\"\",IF(ISERROR(LOOKUP(10^17,1*RIGHT(LEFT(J6050,LEN(J6050)-3),ROW($1:$80)))),0,IF(RIGHT(LEFT(J6050,LEN(J6050)-3),2)=\"--\",0,LOOKUP(10^17,1*RIGHT(LEFT(J6050,LEN(J6050)-3),ROW($1:$80))))))","v":""},{"$f":"IF(OR(ISBLANK(K100),K6050=\"\"),\"\",IF(ISERROR(LOOKUP(10^17,1*RIGHT(LEFT(K6050,LEN(K6050)-3),ROW($1:$80)))),0,IF(RIGHT(LEFT(K6050,LEN(K6050)-3),2)=\"--\",0,LOOKUP(10^17,1*RIGHT(LEFT(K6050,LEN(K6050)-3),ROW($1:$80))))))","v":""},{"$f":"IF(OR(ISBLANK(L100),L6050=\"\"),\"\",IF(ISERROR(LOOKUP(10^17,1*RIGHT(LEFT(L6050,LEN(L6050)-3),ROW($1:$80)))),0,IF(RIGHT(LEFT(L6050,LEN(L6050)-3),2)=\"--\",0,LOOKUP(10^17,1*RIGHT(LEFT(L6050,LEN(L6050)-3),ROW($1:$80))))))","v":""},{"$f":"IF(OR(ISBLANK(M100),M6050=\"\"),\"\",IF(ISERROR(LOOKUP(10^17,1*RIGHT(LEFT(M6050,LEN(M6050)-3),ROW($1:$80)))),0,IF(RIGHT(LEFT(M6050,LEN(M6050)-3),2)=\"--\",0,LOOKUP(10^17,1*RIGHT(LEFT(M6050,LEN(M6050)-3),ROW($1:$80))))))","v":""},{"$f":"IF(OR(ISBLANK(N100),N6050=\"\"),\"\",IF(ISERROR(LOOKUP(10^17,1*RIGHT(LEFT(N6050,LEN(N6050)-3),ROW($1:$80)))),0,IF(RIGHT(LEFT(N6050,LEN(N6050)-3),2)=\"--\",0,LOOKUP(10^17,1*RIGHT(LEFT(N6050,LEN(N6050)-3),ROW($1:$80))))))","v":""},{"$f":"IF(OR(ISBLANK(O100),O6050=\"\"),\"\",IF(ISERROR(LOOKUP(10^17,1*RIGHT(LEFT(O6050,LEN(O6050)-3),ROW($1:$80)))),0,IF(RIGHT(LEFT(O6050,LEN(O6050)-3),2)=\"--\",0,LOOKUP(10^17,1*RIGHT(LEFT(O6050,LEN(O6050)-3),ROW($1:$80))))))","v":""},{"$f":"IF(OR(ISBLANK(P100),P6050=\"\"),\"\",IF(ISERROR(LOOKUP(10^17,1*RIGHT(LEFT(P6050,LEN(P6050)-3),ROW($1:$80)))),0,IF(RIGHT(LEFT(P6050,LEN(P6050)-3),2)=\"--\",0,LOOKUP(10^17,1*RIGHT(LEFT(P6050,LEN(P6050)-3),ROW($1:$80))))))","v":""},{"$f":"IF(OR(ISBLANK(Q100),Q6050=\"\"),\"\",IF(ISERROR(LOOKUP(10^17,1*RIGHT(LEFT(Q6050,LEN(Q6050)-3),ROW($1:$80)))),0,IF(RIGHT(LEFT(Q6050,LEN(Q6050)-3),2)=\"--\",0,LOOKUP(10^17,1*RIGHT(LEFT(Q6050,LEN(Q6050)-3),ROW($1:$80))))))","v":""},{"$f":"IF(OR(ISBLANK(R100),R6050=\"\"),\"\",IF(ISERROR(LOOKUP(10^17,1*RIGHT(LEFT(R6050,LEN(R6050)-3),ROW($1:$80)))),0,IF(RIGHT(LEFT(R6050,LEN(R6050)-3),2)=\"--\",0,LOOKUP(10^17,1*RIGHT(LEFT(R6050,LEN(R6050)-3),ROW($1:$80))))))","v":""},{"$f":"IF(OR(ISBLANK(S100),S6050=\"\"),\"\",IF(ISERROR(LOOKUP(10^17,1*RIGHT(LEFT(S6050,LEN(S6050)-3),ROW($1:$80)))),0,IF(RIGHT(LEFT(S6050,LEN(S6050)-3),2)=\"--\",0,LOOKUP(10^17,1*RIGHT(LEFT(S6050,LEN(S6050)-3),ROW($1:$80))))))","v":""},{"$f":"IF(OR(ISBLANK(T100),T6050=\"\"),\"\",IF(ISERROR(LOOKUP(10^17,1*RIGHT(LEFT(T6050,LEN(T6050)-3),ROW($1:$80)))),0,IF(RIGHT(LEFT(T6050,LEN(T6050)-3),2)=\"--\",0,LOOKUP(10^17,1*RIGHT(LEFT(T6050,LEN(T6050)-3),ROW($1:$80))))))","v":""},{"$f":"IF(OR(ISBLANK(U100),U6050=\"\"),\"\",IF(ISERROR(LOOKUP(10^17,1*RIGHT(LEFT(U6050,LEN(U6050)-3),ROW($1:$80)))),0,IF(RIGHT(LEFT(U6050,LEN(U6050)-3),2)=\"--\",0,LOOKUP(10^17,1*RIGHT(LEFT(U6050,LEN(U6050)-3),ROW($1:$80))))))","v":""},{"$f":"IF(OR(ISBLANK(V100),V6050=\"\"),\"\",IF(ISERROR(LOOKUP(10^17,1*RIGHT(LEFT(V6050,LEN(V6050)-3),ROW($1:$80)))),0,IF(RIGHT(LEFT(V6050,LEN(V6050)-3),2)=\"--\",0,LOOKUP(10^17,1*RIGHT(LEFT(V6050,LEN(V6050)-3),ROW($1:$80))))))","v":""},{"$f":"IF(OR(ISBLANK(W100),W6050=\"\"),\"\",IF(ISERROR(LOOKUP(10^17,1*RIGHT(LEFT(W6050,LEN(W6050)-3),ROW($1:$80)))),0,IF(RIGHT(LEFT(W6050,LEN(W6050)-3),2)=\"--\",0,LOOKUP(10^17,1*RIGHT(LEFT(W6050,LEN(W6050)-3),ROW($1:$80))))))","v":""},{"$f":"IF(OR(ISBLANK(X100),X6050=\"\"),\"\",IF(ISERROR(LOOKUP(10^17,1*RIGHT(LEFT(X6050,LEN(X6050)-3),ROW($1:$80)))),0,IF(RIGHT(LEFT(X6050,LEN(X6050)-3),2)=\"--\",0,LOOKUP(10^17,1*RIGHT(LEFT(X6050,LEN(X6050)-3),ROW($1:$80))))))","v":""},{"$f":"IF(OR(ISBLANK(Y100),Y6050=\"\"),\"\",IF(ISERROR(LOOKUP(10^17,1*RIGHT(LEFT(Y6050,LEN(Y6050)-3),ROW($1:$80)))),0,IF(RIGHT(LEFT(Y6050,LEN(Y6050)-3),2)=\"--\",0,LOOKUP(10^17,1*RIGHT(LEFT(Y6050,LEN(Y6050)-3),ROW($1:$80))))))","v":""},{"$f":"IF(OR(ISBLANK(Z100),Z6050=\"\"),\"\",IF(ISERROR(LOOKUP(10^17,1*RIGHT(LEFT(Z6050,LEN(Z6050)-3),ROW($1:$80)))),0,IF(RIGHT(LEFT(Z6050,LEN(Z6050)-3),2)=\"--\",0,LOOKUP(10^17,1*RIGHT(LEFT(Z6050,LEN(Z6050)-3),ROW($1:$80))))))","v":""},{"$f":"IF(OR(ISBLANK(AA100),AA6050=\"\"),\"\",IF(ISERROR(LOOKUP(10^17,1*RIGHT(LEFT(AA6050,LEN(AA6050)-3),ROW($1:$80)))),0,IF(RIGHT(LEFT(AA6050,LEN(AA6050)-3),2)=\"--\",0,LOOKUP(10^17,1*RIGHT(LEFT(AA6050,LEN(AA6050)-3),ROW($1:$80))))))","v":""},{"$f":"IF(OR(ISBLANK(AB100),AB6050=\"\"),\"\",IF(ISERROR(LOOKUP(10^17,1*RIGHT(LEFT(AB6050,LEN(AB6050)-3),ROW($1:$80)))),0,IF(RIGHT(LEFT(AB6050,LEN(AB6050)-3),2)=\"--\",0,LOOKUP(10^17,1*RIGHT(LEFT(AB6050,LEN(AB6050)-3),ROW($1:$80))))))","v":""},{"$f":"IF(OR(ISBLANK(AC100),AC6050=\"\"),\"\",IF(ISERROR(LOOKUP(10^17,1*RIGHT(LEFT(AC6050,LEN(AC6050)-3),ROW($1:$80)))),0,IF(RIGHT(LEFT(AC6050,LEN(AC6050)-3),2)=\"--\",0,LOOKUP(10^17,1*RIGHT(LEFT(AC6050,LEN(AC6050)-3),ROW($1:$80))))))","v":""},{"$f":"IF(OR(ISBLANK(AD100),AD6050=\"\"),\"\",IF(ISERROR(LOOKUP(10^17,1*RIGHT(LEFT(AD6050,LEN(AD6050)-3),ROW($1:$80)))),0,IF(RIGHT(LEFT(AD6050,LEN(AD6050)-3),2)=\"--\",0,LOOKUP(10^17,1*RIGHT(LEFT(AD6050,LEN(AD6050)-3),ROW($1:$80))))))","v":""},{"$f":"IF(OR(ISBLANK(AE100),AE6050=\"\"),\"\",IF(ISERROR(LOOKUP(10^17,1*RIGHT(LEFT(AE6050,LEN(AE6050)-3),ROW($1:$80)))),0,IF(RIGHT(LEFT(AE6050,LEN(AE6050)-3),2)=\"--\",0,LOOKUP(10^17,1*RIGHT(LEFT(AE6050,LEN(AE6050)-3),ROW($1:$80))))))","v":""},{"$f":"IF(OR(ISBLANK(AF100),AF6050=\"\"),\"\",IF(ISERROR(LOOKUP(10^17,1*RIGHT(LEFT(AF6050,LEN(AF6050)-3),ROW($1:$80)))),0,IF(RIGHT(LEFT(AF6050,LEN(AF6050)-3),2)=\"--\",0,LOOKUP(10^17,1*RIGHT(LEFT(AF6050,LEN(AF6050)-3),ROW($1:$80))))))","v":""},{"$f":"IF(OR(ISBLANK(AG100),AG6050=\"\"),\"\",IF(ISERROR(LOOKUP(10^17,1*RIGHT(LEFT(AG6050,LEN(AG6050)-3),ROW($1:$80)))),0,IF(RIGHT(LEFT(AG6050,LEN(AG6050)-3),2)=\"--\",0,LOOKUP(10^17,1*RIGHT(LEFT(AG6050,LEN(AG6050)-3),ROW($1:$80))))))","v":""},{"$f":"IF(OR(ISBLANK(AH100),AH6050=\"\"),\"\",IF(ISERROR(LOOKUP(10^17,1*RIGHT(LEFT(AH6050,LEN(AH6050)-3),ROW($1:$80)))),0,IF(RIGHT(LEFT(AH6050,LEN(AH6050)-3),2)=\"--\",0,LOOKUP(10^17,1*RIGHT(LEFT(AH6050,LEN(AH6050)-3),ROW($1:$80))))))","v":""},{"$f":"IF(OR(ISBLANK(AI100),AI6050=\"\"),\"\",IF(ISERROR(LOOKUP(10^17,1*RIGHT(LEFT(AI6050,LEN(AI6050)-3),ROW($1:$80)))),0,IF(RIGHT(LEFT(AI6050,LEN(AI6050)-3),2)=\"--\",0,LOOKUP(10^17,1*RIGHT(LEFT(AI6050,LEN(AI6050)-3),ROW($1:$80))))))","v":""},{"$f":"IF(OR(ISBLANK(AJ100),AJ6050=\"\"),\"\",IF(ISERROR(LOOKUP(10^17,1*RIGHT(LEFT(AJ6050,LEN(AJ6050)-3),ROW($1:$80)))),0,IF(RIGHT(LEFT(AJ6050,LEN(AJ6050)-3),2)=\"--\",0,LOOKUP(10^17,1*RIGHT(LEFT(AJ6050,LEN(AJ6050)-3),ROW($1:$80))))))","v":""},{"$f":"IF(OR(ISBLANK(AK100),AK6050=\"\"),\"\",IF(ISERROR(LOOKUP(10^17,1*RIGHT(LEFT(AK6050,LEN(AK6050)-3),ROW($1:$80)))),0,IF(RIGHT(LEFT(AK6050,LEN(AK6050)-3),2)=\"--\",0,LOOKUP(10^17,1*RIGHT(LEFT(AK6050,LEN(AK6050)-3),ROW($1:$80))))))","v":""},{"$f":"IF(OR(ISBLANK(AL100),AL6050=\"\"),\"\",IF(ISERROR(LOOKUP(10^17,1*RIGHT(LEFT(AL6050,LEN(AL6050)-3),ROW($1:$80)))),0,IF(RIGHT(LEFT(AL6050,LEN(AL6050)-3),2)=\"--\",0,LOOKUP(10^17,1*RIGHT(LEFT(AL6050,LEN(AL6050)-3),ROW($1:$80))))))","v":""},{"$f":"IF(OR(ISBLANK(AM100),AM6050=\"\"),\"\",IF(ISERROR(LOOKUP(10^17,1*RIGHT(LEFT(AM6050,LEN(AM6050)-3),ROW($1:$80)))),0,IF(RIGHT(LEFT(AM6050,LEN(AM6050)-3),2)=\"--\",0,LOOKUP(10^17,1*RIGHT(LEFT(AM6050,LEN(AM6050)-3),ROW($1:$80))))))","v":""},{"$f":"IF(OR(ISBLANK(AN100),AN6050=\"\"),\"\",IF(ISERROR(LOOKUP(10^17,1*RIGHT(LEFT(AN6050,LEN(AN6050)-3),ROW($1:$80)))),0,IF(RIGHT(LEFT(AN6050,LEN(AN6050)-3),2)=\"--\",0,LOOKUP(10^17,1*RIGHT(LEFT(AN6050,LEN(AN6050)-3),ROW($1:$80))))))","v":""},{"$f":"IF(OR(ISBLANK(AO100),AO6050=\"\"),\"\",IF(ISERROR(LOOKUP(10^17,1*RIGHT(LEFT(AO6050,LEN(AO6050)-3),ROW($1:$80)))),0,IF(RIGHT(LEFT(AO6050,LEN(AO6050)-3),2)=\"--\",0,LOOKUP(10^17,1*RIGHT(LEFT(AO6050,LEN(AO6050)-3),ROW($1:$80))))))","v":""},{"$f":"IF(OR(ISBLANK(AP100),AP6050=\"\"),\"\",IF(ISERROR(LOOKUP(10^17,1*RIGHT(LEFT(AP6050,LEN(AP6050)-3),ROW($1:$80)))),0,IF(RIGHT(LEFT(AP6050,LEN(AP6050)-3),2)=\"--\",0,LOOKUP(10^17,1*RIGHT(LEFT(AP6050,LEN(AP6050)-3),ROW($1:$80))))))","v":""},{"$f":"IF(OR(ISBLANK(AQ100),AQ6050=\"\"),\"\",IF(ISERROR(LOOKUP(10^17,1*RIGHT(LEFT(AQ6050,LEN(AQ6050)-3),ROW($1:$80)))),0,IF(RIGHT(LEFT(AQ6050,LEN(AQ6050)-3),2)=\"--\",0,LOOKUP(10^17,1*RIGHT(LEFT(AQ6050,LEN(AQ6050)-3),ROW($1:$80))))))","v":""},{"$f":"IF(OR(ISBLANK(AR100),AR6050=\"\"),\"\",IF(ISERROR(LOOKUP(10^17,1*RIGHT(LEFT(AR6050,LEN(AR6050)-3),ROW($1:$80)))),0,IF(RIGHT(LEFT(AR6050,LEN(AR6050)-3),2)=\"--\",0,LOOKUP(10^17,1*RIGHT(LEFT(AR6050,LEN(AR6050)-3),ROW($1:$80))))))","v":""},{"$f":"IF(OR(ISBLANK(AS100),AS6050=\"\"),\"\",IF(ISERROR(LOOKUP(10^17,1*RIGHT(LEFT(AS6050,LEN(AS6050)-3),ROW($1:$80)))),0,IF(RIGHT(LEFT(AS6050,LEN(AS6050)-3),2)=\"--\",0,LOOKUP(10^17,1*RIGHT(LEFT(AS6050,LEN(AS6050)-3),ROW($1:$80))))))","v":""},{"$f":"IF(OR(ISBLANK(AT100),AT6050=\"\"),\"\",IF(ISERROR(LOOKUP(10^17,1*RIGHT(LEFT(AT6050,LEN(AT6050)-3),ROW($1:$80)))),0,IF(RIGHT(LEFT(AT6050,LEN(AT6050)-3),2)=\"--\",0,LOOKUP(10^17,1*RIGHT(LEFT(AT6050,LEN(AT6050)-3),ROW($1:$80))))))","v":""},{"$f":"IF(OR(ISBLANK(AU100),AU6050=\"\"),\"\",IF(ISERROR(LOOKUP(10^17,1*RIGHT(LEFT(AU6050,LEN(AU6050)-3),ROW($1:$80)))),0,IF(RIGHT(LEFT(AU6050,LEN(AU6050)-3),2)=\"--\",0,LOOKUP(10^17,1*RIGHT(LEFT(AU6050,LEN(AU6050)-3),ROW($1:$80))))))","v":""},{"$f":"IF(OR(ISBLANK(AV100),AV6050=\"\"),\"\",IF(ISERROR(LOOKUP(10^17,1*RIGHT(LEFT(AV6050,LEN(AV6050)-3),ROW($1:$80)))),0,IF(RIGHT(LEFT(AV6050,LEN(AV6050)-3),2)=\"--\",0,LOOKUP(10^17,1*RIGHT(LEFT(AV6050,LEN(AV6050)-3),ROW($1:$80))))))","v":""},{"$f":"IF(OR(ISBLANK(AW100),AW6050=\"\"),\"\",IF(ISERROR(LOOKUP(10^17,1*RIGHT(LEFT(AW6050,LEN(AW6050)-3),ROW($1:$80)))),0,IF(RIGHT(LEFT(AW6050,LEN(AW6050)-3),2)=\"--\",0,LOOKUP(10^17,1*RIGHT(LEFT(AW6050,LEN(AW6050)-3),ROW($1:$80))))))","v":""},{"$f":"IF(OR(ISBLANK(AX100),AX6050=\"\"),\"\",IF(ISERROR(LOOKUP(10^17,1*RIGHT(LEFT(AX6050,LEN(AX6050)-3),ROW($1:$80)))),0,IF(RIGHT(LEFT(AX6050,LEN(AX6050)-3),2)=\"--\",0,LOOKUP(10^17,1*RIGHT(LEFT(AX6050,LEN(AX6050)-3),ROW($1:$80))))))","v":""},{"$f":"IF(OR(ISBLANK(AY100),AY6050=\"\"),\"\",IF(ISERROR(LOOKUP(10^17,1*RIGHT(LEFT(AY6050,LEN(AY6050)-3),ROW($1:$80)))),0,IF(RIGHT(LEFT(AY6050,LEN(AY6050)-3),2)=\"--\",0,LOOKUP(10^17,1*RIGHT(LEFT(AY6050,LEN(AY6050)-3),ROW($1:$80))))))","v":""},{"$f":"IF(OR(ISBLANK(AZ100),AZ6050=\"\"),\"\",IF(ISERROR(LOOKUP(10^17,1*RIGHT(LEFT(AZ6050,LEN(AZ6050)-3),ROW($1:$80)))),0,IF(RIGHT(LEFT(AZ6050,LEN(AZ6050)-3),2)=\"--\",0,LOOKUP(10^17,1*RIGHT(LEFT(AZ6050,LEN(AZ6050)-3),ROW($1:$80))))))","v":""},{"$f":"IF(OR(ISBLANK(BA100),BA6050=\"\"),\"\",IF(ISERROR(LOOKUP(10^17,1*RIGHT(LEFT(BA6050,LEN(BA6050)-3),ROW($1:$80)))),0,IF(RIGHT(LEFT(BA6050,LEN(BA6050)-3),2)=\"--\",0,LOOKUP(10^17,1*RIGHT(LEFT(BA6050,LEN(BA6050)-3),ROW($1:$80))))))","v":""},{"$f":"IF(OR(ISBLANK(BB100),BB6050=\"\"),\"\",IF(ISERROR(LOOKUP(10^17,1*RIGHT(LEFT(BB6050,LEN(BB6050)-3),ROW($1:$80)))),0,IF(RIGHT(LEFT(BB6050,LEN(BB6050)-3),2)=\"--\",0,LOOKUP(10^17,1*RIGHT(LEFT(BB6050,LEN(BB6050)-3),ROW($1:$80))))))","v":""},{"$f":"IF(OR(ISBLANK(BC100),BC6050=\"\"),\"\",IF(ISERROR(LOOKUP(10^17,1*RIGHT(LEFT(BC6050,LEN(BC6050)-3),ROW($1:$80)))),0,IF(RIGHT(LEFT(BC6050,LEN(BC6050)-3),2)=\"--\",0,LOOKUP(10^17,1*RIGHT(LEFT(BC6050,LEN(BC6050)-3),ROW($1:$80))))))","v":""},{"$f":"IF(OR(ISBLANK(BD100),BD6050=\"\"),\"\",IF(ISERROR(LOOKUP(10^17,1*RIGHT(LEFT(BD6050,LEN(BD6050)-3),ROW($1:$80)))),0,IF(RIGHT(LEFT(BD6050,LEN(BD6050)-3),2)=\"--\",0,LOOKUP(10^17,1*RIGHT(LEFT(BD6050,LEN(BD6050)-3),ROW($1:$80))))))","v":""},{"$f":"IF(OR(ISBLANK(BE100),BE6050=\"\"),\"\",IF(ISERROR(LOOKUP(10^17,1*RIGHT(LEFT(BE6050,LEN(BE6050)-3),ROW($1:$80)))),0,IF(RIGHT(LEFT(BE6050,LEN(BE6050)-3),2)=\"--\",0,LOOKUP(10^17,1*RIGHT(LEFT(BE6050,LEN(BE6050)-3),ROW($1:$80))))))","v":""},{"$f":"IF(OR(ISBLANK(BF100),BF6050=\"\"),\"\",IF(ISERROR(LOOKUP(10^17,1*RIGHT(LEFT(BF6050,LEN(BF6050)-3),ROW($1:$80)))),0,IF(RIGHT(LEFT(BF6050,LEN(BF6050)-3),2)=\"--\",0,LOOKUP(10^17,1*RIGHT(LEFT(BF6050,LEN(BF6050)-3),ROW($1:$80))))))","v":""},{"$f":"IF(OR(ISBLANK(BG100),BG6050=\"\"),\"\",IF(ISERROR(LOOKUP(10^17,1*RIGHT(LEFT(BG6050,LEN(BG6050)-3),ROW($1:$80)))),0,IF(RIGHT(LEFT(BG6050,LEN(BG6050)-3),2)=\"--\",0,LOOKUP(10^17,1*RIGHT(LEFT(BG6050,LEN(BG6050)-3),ROW($1:$80))))))","v":""},{"$f":"IF(OR(ISBLANK(BH100),BH6050=\"\"),\"\",IF(ISERROR(LOOKUP(10^17,1*RIGHT(LEFT(BH6050,LEN(BH6050)-3),ROW($1:$80)))),0,IF(RIGHT(LEFT(BH6050,LEN(BH6050)-3),2)=\"--\",0,LOOKUP(10^17,1*RIGHT(LEFT(BH6050,LEN(BH6050)-3),ROW($1:$80))))))","v":""},{"$f":"IF(OR(ISBLANK(BI100),BI6050=\"\"),\"\",IF(ISERROR(LOOKUP(10^17,1*RIGHT(LEFT(BI6050,LEN(BI6050)-3),ROW($1:$80)))),0,IF(RIGHT(LEFT(BI6050,LEN(BI6050)-3),2)=\"--\",0,LOOKUP(10^17,1*RIGHT(LEFT(BI6050,LEN(BI6050)-3),ROW($1:$80))))))","v":""},{"$f":"IF(OR(ISBLANK(BJ100),BJ6050=\"\"),\"\",IF(ISERROR(LOOKUP(10^17,1*RIGHT(LEFT(BJ6050,LEN(BJ6050)-3),ROW($1:$80)))),0,IF(RIGHT(LEFT(BJ6050,LEN(BJ6050)-3),2)=\"--\",0,LOOKUP(10^17,1*RIGHT(LEFT(BJ6050,LEN(BJ6050)-3),ROW($1:$80))))))","v":""},{"$f":"IF(OR(ISBLANK(BK100),BK6050=\"\"),\"\",IF(ISERROR(LOOKUP(10^17,1*RIGHT(LEFT(BK6050,LEN(BK6050)-3),ROW($1:$80)))),0,IF(RIGHT(LEFT(BK6050,LEN(BK6050)-3),2)=\"--\",0,LOOKUP(10^17,1*RIGHT(LEFT(BK6050,LEN(BK6050)-3),ROW($1:$80))))))","v":""},{"$f":"IF(OR(ISBLANK(BL100),BL6050=\"\"),\"\",IF(ISERROR(LOOKUP(10^17,1*RIGHT(LEFT(BL6050,LEN(BL6050)-3),ROW($1:$80)))),0,IF(RIGHT(LEFT(BL6050,LEN(BL6050)-3),2)=\"--\",0,LOOKUP(10^17,1*RIGHT(LEFT(BL6050,LEN(BL6050)-3),ROW($1:$80))))))","v":""},{"$f":"IF(OR(ISBLANK(BM100),BM6050=\"\"),\"\",IF(ISERROR(LOOKUP(10^17,1*RIGHT(LEFT(BM6050,LEN(BM6050)-3),ROW($1:$80)))),0,IF(RIGHT(LEFT(BM6050,LEN(BM6050)-3),2)=\"--\",0,LOOKUP(10^17,1*RIGHT(LEFT(BM6050,LEN(BM6050)-3),ROW($1:$80))))))","v":""},{"$f":"IF(OR(ISBLANK(BN100),BN6050=\"\"),\"\",IF(ISERROR(LOOKUP(10^17,1*RIGHT(LEFT(BN6050,LEN(BN6050)-3),ROW($1:$80)))),0,IF(RIGHT(LEFT(BN6050,LEN(BN6050)-3),2)=\"--\",0,LOOKUP(10^17,1*RIGHT(LEFT(BN6050,LEN(BN6050)-3),ROW($1:$80))))))","v":""},{"$f":"IF(OR(ISBLANK(BO100),BO6050=\"\"),\"\",IF(ISERROR(LOOKUP(10^17,1*RIGHT(LEFT(BO6050,LEN(BO6050)-3),ROW($1:$80)))),0,IF(RIGHT(LEFT(BO6050,LEN(BO6050)-3),2)=\"--\",0,LOOKUP(10^17,1*RIGHT(LEFT(BO6050,LEN(BO6050)-3),ROW($1:$80))))))","v":""},{"$f":"IF(OR(ISBLANK(BP100),BP6050=\"\"),\"\",IF(ISERROR(LOOKUP(10^17,1*RIGHT(LEFT(BP6050,LEN(BP6050)-3),ROW($1:$80)))),0,IF(RIGHT(LEFT(BP6050,LEN(BP6050)-3),2)=\"--\",0,LOOKUP(10^17,1*RIGHT(LEFT(BP6050,LEN(BP6050)-3),ROW($1:$80))))))","v":""},{"$f":"IF(OR(ISBLANK(BQ100),BQ6050=\"\"),\"\",IF(ISERROR(LOOKUP(10^17,1*RIGHT(LEFT(BQ6050,LEN(BQ6050)-3),ROW($1:$80)))),0,IF(RIGHT(LEFT(BQ6050,LEN(BQ6050)-3),2)=\"--\",0,LOOKUP(10^17,1*RIGHT(LEFT(BQ6050,LEN(BQ6050)-3),ROW($1:$80))))))","v":""},{"$f":"IF(OR(ISBLANK(BR100),BR6050=\"\"),\"\",IF(ISERROR(LOOKUP(10^17,1*RIGHT(LEFT(BR6050,LEN(BR6050)-3),ROW($1:$80)))),0,IF(RIGHT(LEFT(BR6050,LEN(BR6050)-3),2)=\"--\",0,LOOKUP(10^17,1*RIGHT(LEFT(BR6050,LEN(BR6050)-3),ROW($1:$80))))))","v":""},{"$f":"IF(OR(ISBLANK(BS100),BS6050=\"\"),\"\",IF(ISERROR(LOOKUP(10^17,1*RIGHT(LEFT(BS6050,LEN(BS6050)-3),ROW($1:$80)))),0,IF(RIGHT(LEFT(BS6050,LEN(BS6050)-3),2)=\"--\",0,LOOKUP(10^17,1*RIGHT(LEFT(BS6050,LEN(BS6050)-3),ROW($1:$80))))))","v":""},{"$f":"IF(OR(ISBLANK(BT100),BT6050=\"\"),\"\",IF(ISERROR(LOOKUP(10^17,1*RIGHT(LEFT(BT6050,LEN(BT6050)-3),ROW($1:$80)))),0,IF(RIGHT(LEFT(BT6050,LEN(BT6050)-3),2)=\"--\",0,LOOKUP(10^17,1*RIGHT(LEFT(BT6050,LEN(BT6050)-3),ROW($1:$80))))))","v":""},{"$f":"IF(OR(ISBLANK(BU100),BU6050=\"\"),\"\",IF(ISERROR(LOOKUP(10^17,1*RIGHT(LEFT(BU6050,LEN(BU6050)-3),ROW($1:$80)))),0,IF(RIGHT(LEFT(BU6050,LEN(BU6050)-3),2)=\"--\",0,LOOKUP(10^17,1*RIGHT(LEFT(BU6050,LEN(BU6050)-3),ROW($1:$80))))))","v":""},{"$f":"IF(OR(ISBLANK(BV100),BV6050=\"\"),\"\",IF(ISERROR(LOOKUP(10^17,1*RIGHT(LEFT(BV6050,LEN(BV6050)-3),ROW($1:$80)))),0,IF(RIGHT(LEFT(BV6050,LEN(BV6050)-3),2)=\"--\",0,LOOKUP(10^17,1*RIGHT(LEFT(BV6050,LEN(BV6050)-3),ROW($1:$80))))))","v":""},{"$f":"IF(OR(ISBLANK(BW100),BW6050=\"\"),\"\",IF(ISERROR(LOOKUP(10^17,1*RIGHT(LEFT(BW6050,LEN(BW6050)-3),ROW($1:$80)))),0,IF(RIGHT(LEFT(BW6050,LEN(BW6050)-3),2)=\"--\",0,LOOKUP(10^17,1*RIGHT(LEFT(BW6050,LEN(BW6050)-3),ROW($1:$80))))))","v":""},{"$f":"IF(OR(ISBLANK(BX100),BX6050=\"\"),\"\",IF(ISERROR(LOOKUP(10^17,1*RIGHT(LEFT(BX6050,LEN(BX6050)-3),ROW($1:$80)))),0,IF(RIGHT(LEFT(BX6050,LEN(BX6050)-3),2)=\"--\",0,LOOKUP(10^17,1*RIGHT(LEFT(BX6050,LEN(BX6050)-3),ROW($1:$80))))))","v":""},{"$f":"IF(OR(ISBLANK(BY100),BY6050=\"\"),\"\",IF(ISERROR(LOOKUP(10^17,1*RIGHT(LEFT(BY6050,LEN(BY6050)-3),ROW($1:$80)))),0,IF(RIGHT(LEFT(BY6050,LEN(BY6050)-3),2)=\"--\",0,LOOKUP(10^17,1*RIGHT(LEFT(BY6050,LEN(BY6050)-3),ROW($1:$80))))))","v":""},{"$f":"IF(OR(ISBLANK(BZ100),BZ6050=\"\"),\"\",IF(ISERROR(LOOKUP(10^17,1*RIGHT(LEFT(BZ6050,LEN(BZ6050)-3),ROW($1:$80)))),0,IF(RIGHT(LEFT(BZ6050,LEN(BZ6050)-3),2)=\"--\",0,LOOKUP(10^17,1*RIGHT(LEFT(BZ6050,LEN(BZ6050)-3),ROW($1:$80))))))","v":""},{"$f":"IF(OR(ISBLANK(CA100),CA6050=\"\"),\"\",IF(ISERROR(LOOKUP(10^17,1*RIGHT(LEFT(CA6050,LEN(CA6050)-3),ROW($1:$80)))),0,IF(RIGHT(LEFT(CA6050,LEN(CA6050)-3),2)=\"--\",0,LOOKUP(10^17,1*RIGHT(LEFT(CA6050,LEN(CA6050)-3),ROW($1:$80))))))","v":""},{"$f":"IF(OR(ISBLANK(CB100),CB6050=\"\"),\"\",IF(ISERROR(LOOKUP(10^17,1*RIGHT(LEFT(CB6050,LEN(CB6050)-3),ROW($1:$80)))),0,IF(RIGHT(LEFT(CB6050,LEN(CB6050)-3),2)=\"--\",0,LOOKUP(10^17,1*RIGHT(LEFT(CB6050,LEN(CB6050)-3),ROW($1:$80))))))","v":""},{"$f":"IF(OR(ISBLANK(CC100),CC6050=\"\"),\"\",IF(ISERROR(LOOKUP(10^17,1*RIGHT(LEFT(CC6050,LEN(CC6050)-3),ROW($1:$80)))),0,IF(RIGHT(LEFT(CC6050,LEN(CC6050)-3),2)=\"--\",0,LOOKUP(10^17,1*RIGHT(LEFT(CC6050,LEN(CC6050)-3),ROW($1:$80))))))","v":""},{"$f":"IF(OR(ISBLANK(CD100),CD6050=\"\"),\"\",IF(ISERROR(LOOKUP(10^17,1*RIGHT(LEFT(CD6050,LEN(CD6050)-3),ROW($1:$80)))),0,IF(RIGHT(LEFT(CD6050,LEN(CD6050)-3),2)=\"--\",0,LOOKUP(10^17,1*RIGHT(LEFT(CD6050,LEN(CD6050)-3),ROW($1:$80))))))","v":""},{"$f":"IF(OR(ISBLANK(CE100),CE6050=\"\"),\"\",IF(ISERROR(LOOKUP(10^17,1*RIGHT(LEFT(CE6050,LEN(CE6050)-3),ROW($1:$80)))),0,IF(RIGHT(LEFT(CE6050,LEN(CE6050)-3),2)=\"--\",0,LOOKUP(10^17,1*RIGHT(LEFT(CE6050,LEN(CE6050)-3),ROW($1:$80))))))","v":""},{"$f":"IF(OR(ISBLANK(CF100),CF6050=\"\"),\"\",IF(ISERROR(LOOKUP(10^17,1*RIGHT(LEFT(CF6050,LEN(CF6050)-3),ROW($1:$80)))),0,IF(RIGHT(LEFT(CF6050,LEN(CF6050)-3),2)=\"--\",0,LOOKUP(10^17,1*RIGHT(LEFT(CF6050,LEN(CF6050)-3),ROW($1:$80))))))","v":""},{"$f":"IF(OR(ISBLANK(CG100),CG6050=\"\"),\"\",IF(ISERROR(LOOKUP(10^17,1*RIGHT(LEFT(CG6050,LEN(CG6050)-3),ROW($1:$80)))),0,IF(RIGHT(LEFT(CG6050,LEN(CG6050)-3),2)=\"--\",0,LOOKUP(10^17,1*RIGHT(LEFT(CG6050,LEN(CG6050)-3),ROW($1:$80))))))","v":""},{"$f":"IF(OR(ISBLANK(CH100),CH6050=\"\"),\"\",IF(ISERROR(LOOKUP(10^17,1*RIGHT(LEFT(CH6050,LEN(CH6050)-3),ROW($1:$80)))),0,IF(RIGHT(LEFT(CH6050,LEN(CH6050)-3),2)=\"--\",0,LOOKUP(10^17,1*RIGHT(LEFT(CH6050,LEN(CH6050)-3),ROW($1:$80))))))","v":""},{"$f":"IF(OR(ISBLANK(CI100),CI6050=\"\"),\"\",IF(ISERROR(LOOKUP(10^17,1*RIGHT(LEFT(CI6050,LEN(CI6050)-3),ROW($1:$80)))),0,IF(RIGHT(LEFT(CI6050,LEN(CI6050)-3),2)=\"--\",0,LOOKUP(10^17,1*RIGHT(LEFT(CI6050,LEN(CI6050)-3),ROW($1:$80))))))","v":""},{"$f":"IF(OR(ISBLANK(CJ100),CJ6050=\"\"),\"\",IF(ISERROR(LOOKUP(10^17,1*RIGHT(LEFT(CJ6050,LEN(CJ6050)-3),ROW($1:$80)))),0,IF(RIGHT(LEFT(CJ6050,LEN(CJ6050)-3),2)=\"--\",0,LOOKUP(10^17,1*RIGHT(LEFT(CJ6050,LEN(CJ6050)-3),ROW($1:$80))))))","v":""},{"$f":"IF(OR(ISBLANK(CK100),CK6050=\"\"),\"\",IF(ISERROR(LOOKUP(10^17,1*RIGHT(LEFT(CK6050,LEN(CK6050)-3),ROW($1:$80)))),0,IF(RIGHT(LEFT(CK6050,LEN(CK6050)-3),2)=\"--\",0,LOOKUP(10^17,1*RIGHT(LEFT(CK6050,LEN(CK6050)-3),ROW($1:$80))))))","v":""},{"$f":"IF(OR(ISBLANK(CL100),CL6050=\"\"),\"\",IF(ISERROR(LOOKUP(10^17,1*RIGHT(LEFT(CL6050,LEN(CL6050)-3),ROW($1:$80)))),0,IF(RIGHT(LEFT(CL6050,LEN(CL6050)-3),2)=\"--\",0,LOOKUP(10^17,1*RIGHT(LEFT(CL6050,LEN(CL6050)-3),ROW($1:$80))))))","v":""},{"$f":"IF(OR(ISBLANK(CM100),CM6050=\"\"),\"\",IF(ISERROR(LOOKUP(10^17,1*RIGHT(LEFT(CM6050,LEN(CM6050)-3),ROW($1:$80)))),0,IF(RIGHT(LEFT(CM6050,LEN(CM6050)-3),2)=\"--\",0,LOOKUP(10^17,1*RIGHT(LEFT(CM6050,LEN(CM6050)-3),ROW($1:$80))))))","v":""},{"$f":"IF(OR(ISBLANK(CN100),CN6050=\"\"),\"\",IF(ISERROR(LOOKUP(10^17,1*RIGHT(LEFT(CN6050,LEN(CN6050)-3),ROW($1:$80)))),0,IF(RIGHT(LEFT(CN6050,LEN(CN6050)-3),2)=\"--\",0,LOOKUP(10^17,1*RIGHT(LEFT(CN6050,LEN(CN6050)-3),ROW($1:$80))))))","v":""},{"$f":"IF(OR(ISBLANK(CO100),CO6050=\"\"),\"\",IF(ISERROR(LOOKUP(10^17,1*RIGHT(LEFT(CO6050,LEN(CO6050)-3),ROW($1:$80)))),0,IF(RIGHT(LEFT(CO6050,LEN(CO6050)-3),2)=\"--\",0,LOOKUP(10^17,1*RIGHT(LEFT(CO6050,LEN(CO6050)-3),ROW($1:$80))))))","v":""},{"$f":"IF(OR(ISBLANK(CP100),CP6050=\"\"),\"\",IF(ISERROR(LOOKUP(10^17,1*RIGHT(LEFT(CP6050,LEN(CP6050)-3),ROW($1:$80)))),0,IF(RIGHT(LEFT(CP6050,LEN(CP6050)-3),2)=\"--\",0,LOOKUP(10^17,1*RIGHT(LEFT(CP6050,LEN(CP6050)-3),ROW($1:$80))))))","v":""},{"$f":"IF(OR(ISBLANK(CQ100),CQ6050=\"\"),\"\",IF(ISERROR(LOOKUP(10^17,1*RIGHT(LEFT(CQ6050,LEN(CQ6050)-3),ROW($1:$80)))),0,IF(RIGHT(LEFT(CQ6050,LEN(CQ6050)-3),2)=\"--\",0,LOOKUP(10^17,1*RIGHT(LEFT(CQ6050,LEN(CQ6050)-3),ROW($1:$80))))))","v":""},{"$f":"IF(OR(ISBLANK(CR100),CR6050=\"\"),\"\",IF(ISERROR(LOOKUP(10^17,1*RIGHT(LEFT(CR6050,LEN(CR6050)-3),ROW($1:$80)))),0,IF(RIGHT(LEFT(CR6050,LEN(CR6050)-3),2)=\"--\",0,LOOKUP(10^17,1*RIGHT(LEFT(CR6050,LEN(CR6050)-3),ROW($1:$80))))))","v":""},{"$f":"IF(OR(ISBLANK(CS100),CS6050=\"\"),\"\",IF(ISERROR(LOOKUP(10^17,1*RIGHT(LEFT(CS6050,LEN(CS6050)-3),ROW($1:$80)))),0,IF(RIGHT(LEFT(CS6050,LEN(CS6050)-3),2)=\"--\",0,LOOKUP(10^17,1*RIGHT(LEFT(CS6050,LEN(CS6050)-3),ROW($1:$80))))))","v":""},{"$f":"IF(OR(ISBLANK(CT100),CT6050=\"\"),\"\",IF(ISERROR(LOOKUP(10^17,1*RIGHT(LEFT(CT6050,LEN(CT6050)-3),ROW($1:$80)))),0,IF(RIGHT(LEFT(CT6050,LEN(CT6050)-3),2)=\"--\",0,LOOKUP(10^17,1*RIGHT(LEFT(CT6050,LEN(CT6050)-3),ROW($1:$80))))))","v":""},{"$f":"IF(OR(ISBLANK(CU100),CU6050=\"\"),\"\",IF(ISERROR(LOOKUP(10^17,1*RIGHT(LEFT(CU6050,LEN(CU6050)-3),ROW($1:$80)))),0,IF(RIGHT(LEFT(CU6050,LEN(CU6050)-3),2)=\"--\",0,LOOKUP(10^17,1*RIGHT(LEFT(CU6050,LEN(CU6050)-3),ROW($1:$80))))))","v":""},{"$f":"IF(OR(ISBLANK(CV100),CV6050=\"\"),\"\",IF(ISERROR(LOOKUP(10^17,1*RIGHT(LEFT(CV6050,LEN(CV6050)-3),ROW($1:$80)))),0,IF(RIGHT(LEFT(CV6050,LEN(CV6050)-3),2)=\"--\",0,LOOKUP(10^17,1*RIGHT(LEFT(CV6050,LEN(CV6050)-3),ROW($1:$80))))))","v":""},{"$f":"IF(OR(ISBLANK(CW100),CW6050=\"\"),\"\",IF(ISERROR(LOOKUP(10^17,1*RIGHT(LEFT(CW6050,LEN(CW6050)-3),ROW($1:$80)))),0,IF(RIGHT(LEFT(CW6050,LEN(CW6050)-3),2)=\"--\",0,LOOKUP(10^17,1*RIGHT(LEFT(CW6050,LEN(CW6050)-3),ROW($1:$80))))))","v":""},{"$f":"IF(OR(ISBLANK(CX100),CX6050=\"\"),\"\",IF(ISERROR(LOOKUP(10^17,1*RIGHT(LEFT(CX6050,LEN(CX6050)-3),ROW($1:$80)))),0,IF(RIGHT(LEFT(CX6050,LEN(CX6050)-3),2)=\"--\",0,LOOKUP(10^17,1*RIGHT(LEFT(CX6050,LEN(CX6050)-3),ROW($1:$80))))))","v":""},{"$f":"IF(OR(ISBLANK(CY100),CY6050=\"\"),\"\",IF(ISERROR(LOOKUP(10^17,1*RIGHT(LEFT(CY6050,LEN(CY6050)-3),ROW($1:$80)))),0,IF(RIGHT(LEFT(CY6050,LEN(CY6050)-3),2)=\"--\",0,LOOKUP(10^17,1*RIGHT(LEFT(CY6050,LEN(CY6050)-3),ROW($1:$80))))))","v":""},{"$f":"IF(OR(ISBLANK(CZ100),CZ6050=\"\"),\"\",IF(ISERROR(LOOKUP(10^17,1*RIGHT(LEFT(CZ6050,LEN(CZ6050)-3),ROW($1:$80)))),0,IF(RIGHT(LEFT(CZ6050,LEN(CZ6050)-3),2)=\"--\",0,LOOKUP(10^17,1*RIGHT(LEFT(CZ6050,LEN(CZ6050)-3),ROW($1:$80))))))","v":""},{"$f":"IF(OR(ISBLANK(DA100),DA6050=\"\"),\"\",IF(ISERROR(LOOKUP(10^17,1*RIGHT(LEFT(DA6050,LEN(DA6050)-3),ROW($1:$80)))),0,IF(RIGHT(LEFT(DA6050,LEN(DA6050)-3),2)=\"--\",0,LOOKUP(10^17,1*RIGHT(LEFT(DA6050,LEN(DA6050)-3),ROW($1:$80))))))","v":""},{"$f":"IF(OR(ISBLANK(DB100),DB6050=\"\"),\"\",IF(ISERROR(LOOKUP(10^17,1*RIGHT(LEFT(DB6050,LEN(DB6050)-3),ROW($1:$80)))),0,IF(RIGHT(LEFT(DB6050,LEN(DB6050)-3),2)=\"--\",0,LOOKUP(10^17,1*RIGHT(LEFT(DB6050,LEN(DB6050)-3),ROW($1:$80))))))","v":""},{"$f":"IF(OR(ISBLANK(DC100),DC6050=\"\"),\"\",IF(ISERROR(LOOKUP(10^17,1*RIGHT(LEFT(DC6050,LEN(DC6050)-3),ROW($1:$80)))),0,IF(RIGHT(LEFT(DC6050,LEN(DC6050)-3),2)=\"--\",0,LOOKUP(10^17,1*RIGHT(LEFT(DC6050,LEN(DC6050)-3),ROW($1:$80))))))","v":""},{"$f":"IF(OR(ISBLANK(DD100),DD6050=\"\"),\"\",IF(ISERROR(LOOKUP(10^17,1*RIGHT(LEFT(DD6050,LEN(DD6050)-3),ROW($1:$80)))),0,IF(RIGHT(LEFT(DD6050,LEN(DD6050)-3),2)=\"--\",0,LOOKUP(10^17,1*RIGHT(LEFT(DD6050,LEN(DD6050)-3),ROW($1:$80))))))","v":""},{"$f":"IF(OR(ISBLANK(DE100),DE6050=\"\"),\"\",IF(ISERROR(LOOKUP(10^17,1*RIGHT(LEFT(DE6050,LEN(DE6050)-3),ROW($1:$80)))),0,IF(RIGHT(LEFT(DE6050,LEN(DE6050)-3),2)=\"--\",0,LOOKUP(10^17,1*RIGHT(LEFT(DE6050,LEN(DE6050)-3),ROW($1:$80))))))","v":""},{"$f":"IF(OR(ISBLANK(DF100),DF6050=\"\"),\"\",IF(ISERROR(LOOKUP(10^17,1*RIGHT(LEFT(DF6050,LEN(DF6050)-3),ROW($1:$80)))),0,IF(RIGHT(LEFT(DF6050,LEN(DF6050)-3),2)=\"--\",0,LOOKUP(10^17,1*RIGHT(LEFT(DF6050,LEN(DF6050)-3),ROW($1:$80))))))","v":""},{"$f":"IF(OR(ISBLANK(DG100),DG6050=\"\"),\"\",IF(ISERROR(LOOKUP(10^17,1*RIGHT(LEFT(DG6050,LEN(DG6050)-3),ROW($1:$80)))),0,IF(RIGHT(LEFT(DG6050,LEN(DG6050)-3),2)=\"--\",0,LOOKUP(10^17,1*RIGHT(LEFT(DG6050,LEN(DG6050)-3),ROW($1:$80))))))","v":""},{"$f":"IF(OR(ISBLANK(DH100),DH6050=\"\"),\"\",IF(ISERROR(LOOKUP(10^17,1*RIGHT(LEFT(DH6050,LEN(DH6050)-3),ROW($1:$80)))),0,IF(RIGHT(LEFT(DH6050,LEN(DH6050)-3),2)=\"--\",0,LOOKUP(10^17,1*RIGHT(LEFT(DH6050,LEN(DH6050)-3),ROW($1:$80))))))","v":""},{"$f":"IF(OR(ISBLANK(DI100),DI6050=\"\"),\"\",IF(ISERROR(LOOKUP(10^17,1*RIGHT(LEFT(DI6050,LEN(DI6050)-3),ROW($1:$80)))),0,IF(RIGHT(LEFT(DI6050,LEN(DI6050)-3),2)=\"--\",0,LOOKUP(10^17,1*RIGHT(LEFT(DI6050,LEN(DI6050)-3),ROW($1:$80))))))","v":""},{"$f":"IF(OR(ISBLANK(DJ100),DJ6050=\"\"),\"\",IF(ISERROR(LOOKUP(10^17,1*RIGHT(LEFT(DJ6050,LEN(DJ6050)-3),ROW($1:$80)))),0,IF(RIGHT(LEFT(DJ6050,LEN(DJ6050)-3),2)=\"--\",0,LOOKUP(10^17,1*RIGHT(LEFT(DJ6050,LEN(DJ6050)-3),ROW($1:$80))))))","v":""},{"$f":"IF(OR(ISBLANK(DK100),DK6050=\"\"),\"\",IF(ISERROR(LOOKUP(10^17,1*RIGHT(LEFT(DK6050,LEN(DK6050)-3),ROW($1:$80)))),0,IF(RIGHT(LEFT(DK6050,LEN(DK6050)-3),2)=\"--\",0,LOOKUP(10^17,1*RIGHT(LEFT(DK6050,LEN(DK6050)-3),ROW($1:$80))))))","v":""},{"$f":"IF(OR(ISBLANK(DL100),DL6050=\"\"),\"\",IF(ISERROR(LOOKUP(10^17,1*RIGHT(LEFT(DL6050,LEN(DL6050)-3),ROW($1:$80)))),0,IF(RIGHT(LEFT(DL6050,LEN(DL6050)-3),2)=\"--\",0,LOOKUP(10^17,1*RIGHT(LEFT(DL6050,LEN(DL6050)-3),ROW($1:$80))))))","v":""},{"$f":"IF(OR(ISBLANK(DM100),DM6050=\"\"),\"\",IF(ISERROR(LOOKUP(10^17,1*RIGHT(LEFT(DM6050,LEN(DM6050)-3),ROW($1:$80)))),0,IF(RIGHT(LEFT(DM6050,LEN(DM6050)-3),2)=\"--\",0,LOOKUP(10^17,1*RIGHT(LEFT(DM6050,LEN(DM6050)-3),ROW($1:$80))))))","v":""},{"$f":"IF(OR(ISBLANK(DN100),DN6050=\"\"),\"\",IF(ISERROR(LOOKUP(10^17,1*RIGHT(LEFT(DN6050,LEN(DN6050)-3),ROW($1:$80)))),0,IF(RIGHT(LEFT(DN6050,LEN(DN6050)-3),2)=\"--\",0,LOOKUP(10^17,1*RIGHT(LEFT(DN6050,LEN(DN6050)-3),ROW($1:$80))))))","v":""},{"$f":"IF(OR(ISBLANK(DO100),DO6050=\"\"),\"\",IF(ISERROR(LOOKUP(10^17,1*RIGHT(LEFT(DO6050,LEN(DO6050)-3),ROW($1:$80)))),0,IF(RIGHT(LEFT(DO6050,LEN(DO6050)-3),2)=\"--\",0,LOOKUP(10^17,1*RIGHT(LEFT(DO6050,LEN(DO6050)-3),ROW($1:$80))))))","v":""},{"$f":"IF(OR(ISBLANK(DP100),DP6050=\"\"),\"\",IF(ISERROR(LOOKUP(10^17,1*RIGHT(LEFT(DP6050,LEN(DP6050)-3),ROW($1:$80)))),0,IF(RIGHT(LEFT(DP6050,LEN(DP6050)-3),2)=\"--\",0,LOOKUP(10^17,1*RIGHT(LEFT(DP6050,LEN(DP6050)-3),ROW($1:$80))))))","v":""},{"$f":"IF(OR(ISBLANK(DQ100),DQ6050=\"\"),\"\",IF(ISERROR(LOOKUP(10^17,1*RIGHT(LEFT(DQ6050,LEN(DQ6050)-3),ROW($1:$80)))),0,IF(RIGHT(LEFT(DQ6050,LEN(DQ6050)-3),2)=\"--\",0,LOOKUP(10^17,1*RIGHT(LEFT(DQ6050,LEN(DQ6050)-3),ROW($1:$80))))))","v":""},{"$f":"IF(OR(ISBLANK(DR100),DR6050=\"\"),\"\",IF(ISERROR(LOOKUP(10^17,1*RIGHT(LEFT(DR6050,LEN(DR6050)-3),ROW($1:$80)))),0,IF(RIGHT(LEFT(DR6050,LEN(DR6050)-3),2)=\"--\",0,LOOKUP(10^17,1*RIGHT(LEFT(DR6050,LEN(DR6050)-3),ROW($1:$80))))))","v":""},{"$f":"IF(OR(ISBLANK(DS100),DS6050=\"\"),\"\",IF(ISERROR(LOOKUP(10^17,1*RIGHT(LEFT(DS6050,LEN(DS6050)-3),ROW($1:$80)))),0,IF(RIGHT(LEFT(DS6050,LEN(DS6050)-3),2)=\"--\",0,LOOKUP(10^17,1*RIGHT(LEFT(DS6050,LEN(DS6050)-3),ROW($1:$80))))))","v":""},{"$f":"IF(OR(ISBLANK(DT100),DT6050=\"\"),\"\",IF(ISERROR(LOOKUP(10^17,1*RIGHT(LEFT(DT6050,LEN(DT6050)-3),ROW($1:$80)))),0,IF(RIGHT(LEFT(DT6050,LEN(DT6050)-3),2)=\"--\",0,LOOKUP(10^17,1*RIGHT(LEFT(DT6050,LEN(DT6050)-3),ROW($1:$80))))))","v":""},{"$f":"IF(OR(ISBLANK(DU100),DU6050=\"\"),\"\",IF(ISERROR(LOOKUP(10^17,1*RIGHT(LEFT(DU6050,LEN(DU6050)-3),ROW($1:$80)))),0,IF(RIGHT(LEFT(DU6050,LEN(DU6050)-3),2)=\"--\",0,LOOKUP(10^17,1*RIGHT(LEFT(DU6050,LEN(DU6050)-3),ROW($1:$80))))))","v":""},{"$f":"IF(OR(ISBLANK(DV100),DV6050=\"\"),\"\",IF(ISERROR(LOOKUP(10^17,1*RIGHT(LEFT(DV6050,LEN(DV6050)-3),ROW($1:$80)))),0,IF(RIGHT(LEFT(DV6050,LEN(DV6050)-3),2)=\"--\",0,LOOKUP(10^17,1*RIGHT(LEFT(DV6050,LEN(DV6050)-3),ROW($1:$80))))))","v":""},{"$f":"IF(OR(ISBLANK(DW100),DW6050=\"\"),\"\",IF(ISERROR(LOOKUP(10^17,1*RIGHT(LEFT(DW6050,LEN(DW6050)-3),ROW($1:$80)))),0,IF(RIGHT(LEFT(DW6050,LEN(DW6050)-3),2)=\"--\",0,LOOKUP(10^17,1*RIGHT(LEFT(DW6050,LEN(DW6050)-3),ROW($1:$80))))))","v":""},{"$f":"IF(OR(ISBLANK(DX100),DX6050=\"\"),\"\",IF(ISERROR(LOOKUP(10^17,1*RIGHT(LEFT(DX6050,LEN(DX6050)-3),ROW($1:$80)))),0,IF(RIGHT(LEFT(DX6050,LEN(DX6050)-3),2)=\"--\",0,LOOKUP(10^17,1*RIGHT(LEFT(DX6050,LEN(DX6050)-3),ROW($1:$80))))))","v":""},{"$f":"IF(OR(ISBLANK(DY100),DY6050=\"\"),\"\",IF(ISERROR(LOOKUP(10^17,1*RIGHT(LEFT(DY6050,LEN(DY6050)-3),ROW($1:$80)))),0,IF(RIGHT(LEFT(DY6050,LEN(DY6050)-3),2)=\"--\",0,LOOKUP(10^17,1*RIGHT(LEFT(DY6050,LEN(DY6050)-3),ROW($1:$80))))))","v":""},{"$f":"IF(OR(ISBLANK(DZ100),DZ6050=\"\"),\"\",IF(ISERROR(LOOKUP(10^17,1*RIGHT(LEFT(DZ6050,LEN(DZ6050)-3),ROW($1:$80)))),0,IF(RIGHT(LEFT(DZ6050,LEN(DZ6050)-3),2)=\"--\",0,LOOKUP(10^17,1*RIGHT(LEFT(DZ6050,LEN(DZ6050)-3),ROW($1:$80))))))","v":""},{"$f":"IF(OR(ISBLANK(EA100),EA6050=\"\"),\"\",IF(ISERROR(LOOKUP(10^17,1*RIGHT(LEFT(EA6050,LEN(EA6050)-3),ROW($1:$80)))),0,IF(RIGHT(LEFT(EA6050,LEN(EA6050)-3),2)=\"--\",0,LOOKUP(10^17,1*RIGHT(LEFT(EA6050,LEN(EA6050)-3),ROW($1:$80))))))","v":""},{"$f":"IF(OR(ISBLANK(EB100),EB6050=\"\"),\"\",IF(ISERROR(LOOKUP(10^17,1*RIGHT(LEFT(EB6050,LEN(EB6050)-3),ROW($1:$80)))),0,IF(RIGHT(LEFT(EB6050,LEN(EB6050)-3),2)=\"--\",0,LOOKUP(10^17,1*RIGHT(LEFT(EB6050,LEN(EB6050)-3),ROW($1:$80))))))","v":""},{"$f":"IF(OR(ISBLANK(EC100),EC6050=\"\"),\"\",IF(ISERROR(LOOKUP(10^17,1*RIGHT(LEFT(EC6050,LEN(EC6050)-3),ROW($1:$80)))),0,IF(RIGHT(LEFT(EC6050,LEN(EC6050)-3),2)=\"--\",0,LOOKUP(10^17,1*RIGHT(LEFT(EC6050,LEN(EC6050)-3),ROW($1:$80))))))","v":""},{"$f":"IF(OR(ISBLANK(ED100),ED6050=\"\"),\"\",IF(ISERROR(LOOKUP(10^17,1*RIGHT(LEFT(ED6050,LEN(ED6050)-3),ROW($1:$80)))),0,IF(RIGHT(LEFT(ED6050,LEN(ED6050)-3),2)=\"--\",0,LOOKUP(10^17,1*RIGHT(LEFT(ED6050,LEN(ED6050)-3),ROW($1:$80))))))","v":""},{"$f":"IF(OR(ISBLANK(EE100),EE6050=\"\"),\"\",IF(ISERROR(LOOKUP(10^17,1*RIGHT(LEFT(EE6050,LEN(EE6050)-3),ROW($1:$80)))),0,IF(RIGHT(LEFT(EE6050,LEN(EE6050)-3),2)=\"--\",0,LOOKUP(10^17,1*RIGHT(LEFT(EE6050,LEN(EE6050)-3),ROW($1:$80))))))","v":""},{"$f":"IF(OR(ISBLANK(EF100),EF6050=\"\"),\"\",IF(ISERROR(LOOKUP(10^17,1*RIGHT(LEFT(EF6050,LEN(EF6050)-3),ROW($1:$80)))),0,IF(RIGHT(LEFT(EF6050,LEN(EF6050)-3),2)=\"--\",0,LOOKUP(10^17,1*RIGHT(LEFT(EF6050,LEN(EF6050)-3),ROW($1:$80))))))","v":""},{"$f":"IF(OR(ISBLANK(EG100),EG6050=\"\"),\"\",IF(ISERROR(LOOKUP(10^17,1*RIGHT(LEFT(EG6050,LEN(EG6050)-3),ROW($1:$80)))),0,IF(RIGHT(LEFT(EG6050,LEN(EG6050)-3),2)=\"--\",0,LOOKUP(10^17,1*RIGHT(LEFT(EG6050,LEN(EG6050)-3),ROW($1:$80))))))","v":""},{"$f":"IF(OR(ISBLANK(EH100),EH6050=\"\"),\"\",IF(ISERROR(LOOKUP(10^17,1*RIGHT(LEFT(EH6050,LEN(EH6050)-3),ROW($1:$80)))),0,IF(RIGHT(LEFT(EH6050,LEN(EH6050)-3),2)=\"--\",0,LOOKUP(10^17,1*RIGHT(LEFT(EH6050,LEN(EH6050)-3),ROW($1:$80))))))","v":""},{"$f":"IF(OR(ISBLANK(EI100),EI6050=\"\"),\"\",IF(ISERROR(LOOKUP(10^17,1*RIGHT(LEFT(EI6050,LEN(EI6050)-3),ROW($1:$80)))),0,IF(RIGHT(LEFT(EI6050,LEN(EI6050)-3),2)=\"--\",0,LOOKUP(10^17,1*RIGHT(LEFT(EI6050,LEN(EI6050)-3),ROW($1:$80))))))","v":""},{"$f":"IF(OR(ISBLANK(EJ100),EJ6050=\"\"),\"\",IF(ISERROR(LOOKUP(10^17,1*RIGHT(LEFT(EJ6050,LEN(EJ6050)-3),ROW($1:$80)))),0,IF(RIGHT(LEFT(EJ6050,LEN(EJ6050)-3),2)=\"--\",0,LOOKUP(10^17,1*RIGHT(LEFT(EJ6050,LEN(EJ6050)-3),ROW($1:$80))))))","v":""},{"$f":"IF(OR(ISBLANK(EK100),EK6050=\"\"),\"\",IF(ISERROR(LOOKUP(10^17,1*RIGHT(LEFT(EK6050,LEN(EK6050)-3),ROW($1:$80)))),0,IF(RIGHT(LEFT(EK6050,LEN(EK6050)-3),2)=\"--\",0,LOOKUP(10^17,1*RIGHT(LEFT(EK6050,LEN(EK6050)-3),ROW($1:$80))))))","v":""},{"$f":"IF(OR(ISBLANK(EL100),EL6050=\"\"),\"\",IF(ISERROR(LOOKUP(10^17,1*RIGHT(LEFT(EL6050,LEN(EL6050)-3),ROW($1:$80)))),0,IF(RIGHT(LEFT(EL6050,LEN(EL6050)-3),2)=\"--\",0,LOOKUP(10^17,1*RIGHT(LEFT(EL6050,LEN(EL6050)-3),ROW($1:$80))))))","v":""},{"$f":"IF(OR(ISBLANK(EM100),EM6050=\"\"),\"\",IF(ISERROR(LOOKUP(10^17,1*RIGHT(LEFT(EM6050,LEN(EM6050)-3),ROW($1:$80)))),0,IF(RIGHT(LEFT(EM6050,LEN(EM6050)-3),2)=\"--\",0,LOOKUP(10^17,1*RIGHT(LEFT(EM6050,LEN(EM6050)-3),ROW($1:$80))))))","v":""},{"$f":"IF(OR(ISBLANK(EN100),EN6050=\"\"),\"\",IF(ISERROR(LOOKUP(10^17,1*RIGHT(LEFT(EN6050,LEN(EN6050)-3),ROW($1:$80)))),0,IF(RIGHT(LEFT(EN6050,LEN(EN6050)-3),2)=\"--\",0,LOOKUP(10^17,1*RIGHT(LEFT(EN6050,LEN(EN6050)-3),ROW($1:$80))))))","v":""},{"$f":"IF(OR(ISBLANK(EO100),EO6050=\"\"),\"\",IF(ISERROR(LOOKUP(10^17,1*RIGHT(LEFT(EO6050,LEN(EO6050)-3),ROW($1:$80)))),0,IF(RIGHT(LEFT(EO6050,LEN(EO6050)-3),2)=\"--\",0,LOOKUP(10^17,1*RIGHT(LEFT(EO6050,LEN(EO6050)-3),ROW($1:$80))))))","v":""},{"$f":"IF(OR(ISBLANK(EP100),EP6050=\"\"),\"\",IF(ISERROR(LOOKUP(10^17,1*RIGHT(LEFT(EP6050,LEN(EP6050)-3),ROW($1:$80)))),0,IF(RIGHT(LEFT(EP6050,LEN(EP6050)-3),2)=\"--\",0,LOOKUP(10^17,1*RIGHT(LEFT(EP6050,LEN(EP6050)-3),ROW($1:$80))))))","v":""},{"$f":"IF(OR(ISBLANK(EQ100),EQ6050=\"\"),\"\",IF(ISERROR(LOOKUP(10^17,1*RIGHT(LEFT(EQ6050,LEN(EQ6050)-3),ROW($1:$80)))),0,IF(RIGHT(LEFT(EQ6050,LEN(EQ6050)-3),2)=\"--\",0,LOOKUP(10^17,1*RIGHT(LEFT(EQ6050,LEN(EQ6050)-3),ROW($1:$80))))))","v":""},{"$f":"IF(OR(ISBLANK(ER100),ER6050=\"\"),\"\",IF(ISERROR(LOOKUP(10^17,1*RIGHT(LEFT(ER6050,LEN(ER6050)-3),ROW($1:$80)))),0,IF(RIGHT(LEFT(ER6050,LEN(ER6050)-3),2)=\"--\",0,LOOKUP(10^17,1*RIGHT(LEFT(ER6050,LEN(ER6050)-3),ROW($1:$80))))))","v":""},{"$f":"IF(OR(ISBLANK(ES100),ES6050=\"\"),\"\",IF(ISERROR(LOOKUP(10^17,1*RIGHT(LEFT(ES6050,LEN(ES6050)-3),ROW($1:$80)))),0,IF(RIGHT(LEFT(ES6050,LEN(ES6050)-3),2)=\"--\",0,LOOKUP(10^17,1*RIGHT(LEFT(ES6050,LEN(ES6050)-3),ROW($1:$80))))))","v":""},{"$f":"IF(OR(ISBLANK(ET100),ET6050=\"\"),\"\",IF(ISERROR(LOOKUP(10^17,1*RIGHT(LEFT(ET6050,LEN(ET6050)-3),ROW($1:$80)))),0,IF(RIGHT(LEFT(ET6050,LEN(ET6050)-3),2)=\"--\",0,LOOKUP(10^17,1*RIGHT(LEFT(ET6050,LEN(ET6050)-3),ROW($1:$80))))))","v":""},{"$f":"IF(OR(ISBLANK(EU100),EU6050=\"\"),\"\",IF(ISERROR(LOOKUP(10^17,1*RIGHT(LEFT(EU6050,LEN(EU6050)-3),ROW($1:$80)))),0,IF(RIGHT(LEFT(EU6050,LEN(EU6050)-3),2)=\"--\",0,LOOKUP(10^17,1*RIGHT(LEFT(EU6050,LEN(EU6050)-3),ROW($1:$80))))))","v":""},{"$f":"IF(OR(ISBLANK(EV100),EV6050=\"\"),\"\",IF(ISERROR(LOOKUP(10^17,1*RIGHT(LEFT(EV6050,LEN(EV6050)-3),ROW($1:$80)))),0,IF(RIGHT(LEFT(EV6050,LEN(EV6050)-3),2)=\"--\",0,LOOKUP(10^17,1*RIGHT(LEFT(EV6050,LEN(EV6050)-3),ROW($1:$80))))))","v":""},{"$f":"IF(OR(ISBLANK(EW100),EW6050=\"\"),\"\",IF(ISERROR(LOOKUP(10^17,1*RIGHT(LEFT(EW6050,LEN(EW6050)-3),ROW($1:$80)))),0,IF(RIGHT(LEFT(EW6050,LEN(EW6050)-3),2)=\"--\",0,LOOKUP(10^17,1*RIGHT(LEFT(EW6050,LEN(EW6050)-3),ROW($1:$80))))))","v":""},{"$f":"IF(OR(ISBLANK(EX100),EX6050=\"\"),\"\",IF(ISERROR(LOOKUP(10^17,1*RIGHT(LEFT(EX6050,LEN(EX6050)-3),ROW($1:$80)))),0,IF(RIGHT(LEFT(EX6050,LEN(EX6050)-3),2)=\"--\",0,LOOKUP(10^17,1*RIGHT(LEFT(EX6050,LEN(EX6050)-3),ROW($1:$80))))))","v":""},{"$f":"IF(OR(ISBLANK(EY100),EY6050=\"\"),\"\",IF(ISERROR(LOOKUP(10^17,1*RIGHT(LEFT(EY6050,LEN(EY6050)-3),ROW($1:$80)))),0,IF(RIGHT(LEFT(EY6050,LEN(EY6050)-3),2)=\"--\",0,LOOKUP(10^17,1*RIGHT(LEFT(EY6050,LEN(EY6050)-3),ROW($1:$80))))))","v":""},{"$f":"IF(OR(ISBLANK(EZ100),EZ6050=\"\"),\"\",IF(ISERROR(LOOKUP(10^17,1*RIGHT(LEFT(EZ6050,LEN(EZ6050)-3),ROW($1:$80)))),0,IF(RIGHT(LEFT(EZ6050,LEN(EZ6050)-3),2)=\"--\",0,LOOKUP(10^17,1*RIGHT(LEFT(EZ6050,LEN(EZ6050)-3),ROW($1:$80))))))","v":""},{"$f":"IF(OR(ISBLANK(FA100),FA6050=\"\"),\"\",IF(ISERROR(LOOKUP(10^17,1*RIGHT(LEFT(FA6050,LEN(FA6050)-3),ROW($1:$80)))),0,IF(RIGHT(LEFT(FA6050,LEN(FA6050)-3),2)=\"--\",0,LOOKUP(10^17,1*RIGHT(LEFT(FA6050,LEN(FA6050)-3),ROW($1:$80))))))","v":""},{"$f":"IF(OR(ISBLANK(FB100),FB6050=\"\"),\"\",IF(ISERROR(LOOKUP(10^17,1*RIGHT(LEFT(FB6050,LEN(FB6050)-3),ROW($1:$80)))),0,IF(RIGHT(LEFT(FB6050,LEN(FB6050)-3),2)=\"--\",0,LOOKUP(10^17,1*RIGHT(LEFT(FB6050,LEN(FB6050)-3),ROW($1:$80))))))","v":""},{"$f":"IF(OR(ISBLANK(FC100),FC6050=\"\"),\"\",IF(ISERROR(LOOKUP(10^17,1*RIGHT(LEFT(FC6050,LEN(FC6050)-3),ROW($1:$80)))),0,IF(RIGHT(LEFT(FC6050,LEN(FC6050)-3),2)=\"--\",0,LOOKUP(10^17,1*RIGHT(LEFT(FC6050,LEN(FC6050)-3),ROW($1:$80))))))","v":""},{"$f":"IF(OR(ISBLANK(FD100),FD6050=\"\"),\"\",IF(ISERROR(LOOKUP(10^17,1*RIGHT(LEFT(FD6050,LEN(FD6050)-3),ROW($1:$80)))),0,IF(RIGHT(LEFT(FD6050,LEN(FD6050)-3),2)=\"--\",0,LOOKUP(10^17,1*RIGHT(LEFT(FD6050,LEN(FD6050)-3),ROW($1:$80))))))","v":""},{"$f":"IF(OR(ISBLANK(FE100),FE6050=\"\"),\"\",IF(ISERROR(LOOKUP(10^17,1*RIGHT(LEFT(FE6050,LEN(FE6050)-3),ROW($1:$80)))),0,IF(RIGHT(LEFT(FE6050,LEN(FE6050)-3),2)=\"--\",0,LOOKUP(10^17,1*RIGHT(LEFT(FE6050,LEN(FE6050)-3),ROW($1:$80))))))","v":""},{"$f":"IF(OR(ISBLANK(FF100),FF6050=\"\"),\"\",IF(ISERROR(LOOKUP(10^17,1*RIGHT(LEFT(FF6050,LEN(FF6050)-3),ROW($1:$80)))),0,IF(RIGHT(LEFT(FF6050,LEN(FF6050)-3),2)=\"--\",0,LOOKUP(10^17,1*RIGHT(LEFT(FF6050,LEN(FF6050)-3),ROW($1:$80))))))","v":""},{"$f":"IF(OR(ISBLANK(FG100),FG6050=\"\"),\"\",IF(ISERROR(LOOKUP(10^17,1*RIGHT(LEFT(FG6050,LEN(FG6050)-3),ROW($1:$80)))),0,IF(RIGHT(LEFT(FG6050,LEN(FG6050)-3),2)=\"--\",0,LOOKUP(10^17,1*RIGHT(LEFT(FG6050,LEN(FG6050)-3),ROW($1:$80))))))","v":""},{"$f":"IF(OR(ISBLANK(FH100),FH6050=\"\"),\"\",IF(ISERROR(LOOKUP(10^17,1*RIGHT(LEFT(FH6050,LEN(FH6050)-3),ROW($1:$80)))),0,IF(RIGHT(LEFT(FH6050,LEN(FH6050)-3),2)=\"--\",0,LOOKUP(10^17,1*RIGHT(LEFT(FH6050,LEN(FH6050)-3),ROW($1:$80))))))","v":""},{"$f":"IF(OR(ISBLANK(FI100),FI6050=\"\"),\"\",IF(ISERROR(LOOKUP(10^17,1*RIGHT(LEFT(FI6050,LEN(FI6050)-3),ROW($1:$80)))),0,IF(RIGHT(LEFT(FI6050,LEN(FI6050)-3),2)=\"--\",0,LOOKUP(10^17,1*RIGHT(LEFT(FI6050,LEN(FI6050)-3),ROW($1:$80))))))","v":""},{"$f":"IF(OR(ISBLANK(FJ100),FJ6050=\"\"),\"\",IF(ISERROR(LOOKUP(10^17,1*RIGHT(LEFT(FJ6050,LEN(FJ6050)-3),ROW($1:$80)))),0,IF(RIGHT(LEFT(FJ6050,LEN(FJ6050)-3),2)=\"--\",0,LOOKUP(10^17,1*RIGHT(LEFT(FJ6050,LEN(FJ6050)-3),ROW($1:$80))))))","v":""},{"$f":"IF(OR(ISBLANK(FK100),FK6050=\"\"),\"\",IF(ISERROR(LOOKUP(10^17,1*RIGHT(LEFT(FK6050,LEN(FK6050)-3),ROW($1:$80)))),0,IF(RIGHT(LEFT(FK6050,LEN(FK6050)-3),2)=\"--\",0,LOOKUP(10^17,1*RIGHT(LEFT(FK6050,LEN(FK6050)-3),ROW($1:$80))))))","v":""},{"$f":"IF(OR(ISBLANK(FL100),FL6050=\"\"),\"\",IF(ISERROR(LOOKUP(10^17,1*RIGHT(LEFT(FL6050,LEN(FL6050)-3),ROW($1:$80)))),0,IF(RIGHT(LEFT(FL6050,LEN(FL6050)-3),2)=\"--\",0,LOOKUP(10^17,1*RIGHT(LEFT(FL6050,LEN(FL6050)-3),ROW($1:$80))))))","v":""},{"$f":"IF(OR(ISBLANK(FM100),FM6050=\"\"),\"\",IF(ISERROR(LOOKUP(10^17,1*RIGHT(LEFT(FM6050,LEN(FM6050)-3),ROW($1:$80)))),0,IF(RIGHT(LEFT(FM6050,LEN(FM6050)-3),2)=\"--\",0,LOOKUP(10^17,1*RIGHT(LEFT(FM6050,LEN(FM6050)-3),ROW($1:$80))))))","v":""},{"$f":"IF(OR(ISBLANK(FN100),FN6050=\"\"),\"\",IF(ISERROR(LOOKUP(10^17,1*RIGHT(LEFT(FN6050,LEN(FN6050)-3),ROW($1:$80)))),0,IF(RIGHT(LEFT(FN6050,LEN(FN6050)-3),2)=\"--\",0,LOOKUP(10^17,1*RIGHT(LEFT(FN6050,LEN(FN6050)-3),ROW($1:$80))))))","v":""},{"$f":"IF(OR(ISBLANK(FO100),FO6050=\"\"),\"\",IF(ISERROR(LOOKUP(10^17,1*RIGHT(LEFT(FO6050,LEN(FO6050)-3),ROW($1:$80)))),0,IF(RIGHT(LEFT(FO6050,LEN(FO6050)-3),2)=\"--\",0,LOOKUP(10^17,1*RIGHT(LEFT(FO6050,LEN(FO6050)-3),ROW($1:$80))))))","v":""},{"$f":"IF(OR(ISBLANK(FP100),FP6050=\"\"),\"\",IF(ISERROR(LOOKUP(10^17,1*RIGHT(LEFT(FP6050,LEN(FP6050)-3),ROW($1:$80)))),0,IF(RIGHT(LEFT(FP6050,LEN(FP6050)-3),2)=\"--\",0,LOOKUP(10^17,1*RIGHT(LEFT(FP6050,LEN(FP6050)-3),ROW($1:$80))))))","v":""},{"$f":"IF(OR(ISBLANK(FQ100),FQ6050=\"\"),\"\",IF(ISERROR(LOOKUP(10^17,1*RIGHT(LEFT(FQ6050,LEN(FQ6050)-3),ROW($1:$80)))),0,IF(RIGHT(LEFT(FQ6050,LEN(FQ6050)-3),2)=\"--\",0,LOOKUP(10^17,1*RIGHT(LEFT(FQ6050,LEN(FQ6050)-3),ROW($1:$80))))))","v":""},{"$f":"IF(OR(ISBLANK(FR100),FR6050=\"\"),\"\",IF(ISERROR(LOOKUP(10^17,1*RIGHT(LEFT(FR6050,LEN(FR6050)-3),ROW($1:$80)))),0,IF(RIGHT(LEFT(FR6050,LEN(FR6050)-3),2)=\"--\",0,LOOKUP(10^17,1*RIGHT(LEFT(FR6050,LEN(FR6050)-3),ROW($1:$80))))))","v":""},{"$f":"IF(OR(ISBLANK(FS100),FS6050=\"\"),\"\",IF(ISERROR(LOOKUP(10^17,1*RIGHT(LEFT(FS6050,LEN(FS6050)-3),ROW($1:$80)))),0,IF(RIGHT(LEFT(FS6050,LEN(FS6050)-3),2)=\"--\",0,LOOKUP(10^17,1*RIGHT(LEFT(FS6050,LEN(FS6050)-3),ROW($1:$80))))))","v":""},{"$f":"IF(OR(ISBLANK(FT100),FT6050=\"\"),\"\",IF(ISERROR(LOOKUP(10^17,1*RIGHT(LEFT(FT6050,LEN(FT6050)-3),ROW($1:$80)))),0,IF(RIGHT(LEFT(FT6050,LEN(FT6050)-3),2)=\"--\",0,LOOKUP(10^17,1*RIGHT(LEFT(FT6050,LEN(FT6050)-3),ROW($1:$80))))))","v":""},{"$f":"IF(OR(ISBLANK(FU100),FU6050=\"\"),\"\",IF(ISERROR(LOOKUP(10^17,1*RIGHT(LEFT(FU6050,LEN(FU6050)-3),ROW($1:$80)))),0,IF(RIGHT(LEFT(FU6050,LEN(FU6050)-3),2)=\"--\",0,LOOKUP(10^17,1*RIGHT(LEFT(FU6050,LEN(FU6050)-3),ROW($1:$80))))))","v":""},{"$f":"IF(OR(ISBLANK(FV100),FV6050=\"\"),\"\",IF(ISERROR(LOOKUP(10^17,1*RIGHT(LEFT(FV6050,LEN(FV6050)-3),ROW($1:$80)))),0,IF(RIGHT(LEFT(FV6050,LEN(FV6050)-3),2)=\"--\",0,LOOKUP(10^17,1*RIGHT(LEFT(FV6050,LEN(FV6050)-3),ROW($1:$80))))))","v":""},{"$f":"IF(OR(ISBLANK(FW100),FW6050=\"\"),\"\",IF(ISERROR(LOOKUP(10^17,1*RIGHT(LEFT(FW6050,LEN(FW6050)-3),ROW($1:$80)))),0,IF(RIGHT(LEFT(FW6050,LEN(FW6050)-3),2)=\"--\",0,LOOKUP(10^17,1*RIGHT(LEFT(FW6050,LEN(FW6050)-3),ROW($1:$80))))))","v":""},{"$f":"IF(OR(ISBLANK(FX100),FX6050=\"\"),\"\",IF(ISERROR(LOOKUP(10^17,1*RIGHT(LEFT(FX6050,LEN(FX6050)-3),ROW($1:$80)))),0,IF(RIGHT(LEFT(FX6050,LEN(FX6050)-3),2)=\"--\",0,LOOKUP(10^17,1*RIGHT(LEFT(FX6050,LEN(FX6050)-3),ROW($1:$80))))))","v":""},{"$f":"IF(OR(ISBLANK(FY100),FY6050=\"\"),\"\",IF(ISERROR(LOOKUP(10^17,1*RIGHT(LEFT(FY6050,LEN(FY6050)-3),ROW($1:$80)))),0,IF(RIGHT(LEFT(FY6050,LEN(FY6050)-3),2)=\"--\",0,LOOKUP(10^17,1*RIGHT(LEFT(FY6050,LEN(FY6050)-3),ROW($1:$80))))))","v":""},{"$f":"IF(OR(ISBLANK(FZ100),FZ6050=\"\"),\"\",IF(ISERROR(LOOKUP(10^17,1*RIGHT(LEFT(FZ6050,LEN(FZ6050)-3),ROW($1:$80)))),0,IF(RIGHT(LEFT(FZ6050,LEN(FZ6050)-3),2)=\"--\",0,LOOKUP(10^17,1*RIGHT(LEFT(FZ6050,LEN(FZ6050)-3),ROW($1:$80))))))","v":""},{"$f":"IF(OR(ISBLANK(GA100),GA6050=\"\"),\"\",IF(ISERROR(LOOKUP(10^17,1*RIGHT(LEFT(GA6050,LEN(GA6050)-3),ROW($1:$80)))),0,IF(RIGHT(LEFT(GA6050,LEN(GA6050)-3),2)=\"--\",0,LOOKUP(10^17,1*RIGHT(LEFT(GA6050,LEN(GA6050)-3),ROW($1:$80))))))","v":""},{"$f":"IF(OR(ISBLANK(GB100),GB6050=\"\"),\"\",IF(ISERROR(LOOKUP(10^17,1*RIGHT(LEFT(GB6050,LEN(GB6050)-3),ROW($1:$80)))),0,IF(RIGHT(LEFT(GB6050,LEN(GB6050)-3),2)=\"--\",0,LOOKUP(10^17,1*RIGHT(LEFT(GB6050,LEN(GB6050)-3),ROW($1:$80))))))","v":""},{"$f":"IF(OR(ISBLANK(GC100),GC6050=\"\"),\"\",IF(ISERROR(LOOKUP(10^17,1*RIGHT(LEFT(GC6050,LEN(GC6050)-3),ROW($1:$80)))),0,IF(RIGHT(LEFT(GC6050,LEN(GC6050)-3),2)=\"--\",0,LOOKUP(10^17,1*RIGHT(LEFT(GC6050,LEN(GC6050)-3),ROW($1:$80))))))","v":""},{"$f":"IF(OR(ISBLANK(GD100),GD6050=\"\"),\"\",IF(ISERROR(LOOKUP(10^17,1*RIGHT(LEFT(GD6050,LEN(GD6050)-3),ROW($1:$80)))),0,IF(RIGHT(LEFT(GD6050,LEN(GD6050)-3),2)=\"--\",0,LOOKUP(10^17,1*RIGHT(LEFT(GD6050,LEN(GD6050)-3),ROW($1:$80))))))","v":""},{"$f":"IF(OR(ISBLANK(GE100),GE6050=\"\"),\"\",IF(ISERROR(LOOKUP(10^17,1*RIGHT(LEFT(GE6050,LEN(GE6050)-3),ROW($1:$80)))),0,IF(RIGHT(LEFT(GE6050,LEN(GE6050)-3),2)=\"--\",0,LOOKUP(10^17,1*RIGHT(LEFT(GE6050,LEN(GE6050)-3),ROW($1:$80))))))","v":""},{"$f":"IF(OR(ISBLANK(GF100),GF6050=\"\"),\"\",IF(ISERROR(LOOKUP(10^17,1*RIGHT(LEFT(GF6050,LEN(GF6050)-3),ROW($1:$80)))),0,IF(RIGHT(LEFT(GF6050,LEN(GF6050)-3),2)=\"--\",0,LOOKUP(10^17,1*RIGHT(LEFT(GF6050,LEN(GF6050)-3),ROW($1:$80))))))","v":""},{"$f":"IF(OR(ISBLANK(GG100),GG6050=\"\"),\"\",IF(ISERROR(LOOKUP(10^17,1*RIGHT(LEFT(GG6050,LEN(GG6050)-3),ROW($1:$80)))),0,IF(RIGHT(LEFT(GG6050,LEN(GG6050)-3),2)=\"--\",0,LOOKUP(10^17,1*RIGHT(LEFT(GG6050,LEN(GG6050)-3),ROW($1:$80))))))","v":""},{"$f":"IF(OR(ISBLANK(GH100),GH6050=\"\"),\"\",IF(ISERROR(LOOKUP(10^17,1*RIGHT(LEFT(GH6050,LEN(GH6050)-3),ROW($1:$80)))),0,IF(RIGHT(LEFT(GH6050,LEN(GH6050)-3),2)=\"--\",0,LOOKUP(10^17,1*RIGHT(LEFT(GH6050,LEN(GH6050)-3),ROW($1:$80))))))","v":""},{"$f":"IF(OR(ISBLANK(GI100),GI6050=\"\"),\"\",IF(ISERROR(LOOKUP(10^17,1*RIGHT(LEFT(GI6050,LEN(GI6050)-3),ROW($1:$80)))),0,IF(RIGHT(LEFT(GI6050,LEN(GI6050)-3),2)=\"--\",0,LOOKUP(10^17,1*RIGHT(LEFT(GI6050,LEN(GI6050)-3),ROW($1:$80))))))","v":""},{"$f":"IF(OR(ISBLANK(GJ100),GJ6050=\"\"),\"\",IF(ISERROR(LOOKUP(10^17,1*RIGHT(LEFT(GJ6050,LEN(GJ6050)-3),ROW($1:$80)))),0,IF(RIGHT(LEFT(GJ6050,LEN(GJ6050)-3),2)=\"--\",0,LOOKUP(10^17,1*RIGHT(LEFT(GJ6050,LEN(GJ6050)-3),ROW($1:$80))))))","v":""},{"$f":"IF(OR(ISBLANK(GK100),GK6050=\"\"),\"\",IF(ISERROR(LOOKUP(10^17,1*RIGHT(LEFT(GK6050,LEN(GK6050)-3),ROW($1:$80)))),0,IF(RIGHT(LEFT(GK6050,LEN(GK6050)-3),2)=\"--\",0,LOOKUP(10^17,1*RIGHT(LEFT(GK6050,LEN(GK6050)-3),ROW($1:$80))))))","v":""},{"$f":"IF(OR(ISBLANK(GL100),GL6050=\"\"),\"\",IF(ISERROR(LOOKUP(10^17,1*RIGHT(LEFT(GL6050,LEN(GL6050)-3),ROW($1:$80)))),0,IF(RIGHT(LEFT(GL6050,LEN(GL6050)-3),2)=\"--\",0,LOOKUP(10^17,1*RIGHT(LEFT(GL6050,LEN(GL6050)-3),ROW($1:$80))))))","v":""},{"$f":"IF(OR(ISBLANK(GM100),GM6050=\"\"),\"\",IF(ISERROR(LOOKUP(10^17,1*RIGHT(LEFT(GM6050,LEN(GM6050)-3),ROW($1:$80)))),0,IF(RIGHT(LEFT(GM6050,LEN(GM6050)-3),2)=\"--\",0,LOOKUP(10^17,1*RIGHT(LEFT(GM6050,LEN(GM6050)-3),ROW($1:$80))))))","v":""},{"$f":"IF(OR(ISBLANK(GN100),GN6050=\"\"),\"\",IF(ISERROR(LOOKUP(10^17,1*RIGHT(LEFT(GN6050,LEN(GN6050)-3),ROW($1:$80)))),0,IF(RIGHT(LEFT(GN6050,LEN(GN6050)-3),2)=\"--\",0,LOOKUP(10^17,1*RIGHT(LEFT(GN6050,LEN(GN6050)-3),ROW($1:$80))))))","v":""},{"$f":"IF(OR(ISBLANK(GO100),GO6050=\"\"),\"\",IF(ISERROR(LOOKUP(10^17,1*RIGHT(LEFT(GO6050,LEN(GO6050)-3),ROW($1:$80)))),0,IF(RIGHT(LEFT(GO6050,LEN(GO6050)-3),2)=\"--\",0,LOOKUP(10^17,1*RIGHT(LEFT(GO6050,LEN(GO6050)-3),ROW($1:$80))))))","v":""},{"$f":"IF(OR(ISBLANK(GP100),GP6050=\"\"),\"\",IF(ISERROR(LOOKUP(10^17,1*RIGHT(LEFT(GP6050,LEN(GP6050)-3),ROW($1:$80)))),0,IF(RIGHT(LEFT(GP6050,LEN(GP6050)-3),2)=\"--\",0,LOOKUP(10^17,1*RIGHT(LEFT(GP6050,LEN(GP6050)-3),ROW($1:$80))))))","v":""},{"$f":"IF(OR(ISBLANK(GQ100),GQ6050=\"\"),\"\",IF(ISERROR(LOOKUP(10^17,1*RIGHT(LEFT(GQ6050,LEN(GQ6050)-3),ROW($1:$80)))),0,IF(RIGHT(LEFT(GQ6050,LEN(GQ6050)-3),2)=\"--\",0,LOOKUP(10^17,1*RIGHT(LEFT(GQ6050,LEN(GQ6050)-3),ROW($1:$80))))))","v":""},{"$f":"IF(OR(ISBLANK(GR100),GR6050=\"\"),\"\",IF(ISERROR(LOOKUP(10^17,1*RIGHT(LEFT(GR6050,LEN(GR6050)-3),ROW($1:$80)))),0,IF(RIGHT(LEFT(GR6050,LEN(GR6050)-3),2)=\"--\",0,LOOKUP(10^17,1*RIGHT(LEFT(GR6050,LEN(GR6050)-3),ROW($1:$80))))))","v":""},{"$f":"IF(OR(ISBLANK(GS100),GS6050=\"\"),\"\",IF(ISERROR(LOOKUP(10^17,1*RIGHT(LEFT(GS6050,LEN(GS6050)-3),ROW($1:$80)))),0,IF(RIGHT(LEFT(GS6050,LEN(GS6050)-3),2)=\"--\",0,LOOKUP(10^17,1*RIGHT(LEFT(GS6050,LEN(GS6050)-3),ROW($1:$80))))))","v":""},{"$f":"IF(OR(ISBLANK(GT100),GT6050=\"\"),\"\",IF(ISERROR(LOOKUP(10^17,1*RIGHT(LEFT(GT6050,LEN(GT6050)-3),ROW($1:$80)))),0,IF(RIGHT(LEFT(GT6050,LEN(GT6050)-3),2)=\"--\",0,LOOKUP(10^17,1*RIGHT(LEFT(GT6050,LEN(GT6050)-3),ROW($1:$80))))))","v":""},{"$f":"IF(OR(ISBLANK(GU100),GU6050=\"\"),\"\",IF(ISERROR(LOOKUP(10^17,1*RIGHT(LEFT(GU6050,LEN(GU6050)-3),ROW($1:$80)))),0,IF(RIGHT(LEFT(GU6050,LEN(GU6050)-3),2)=\"--\",0,LOOKUP(10^17,1*RIGHT(LEFT(GU6050,LEN(GU6050)-3),ROW($1:$80))))))","v":""},{"$f":"IF(OR(ISBLANK(GV100),GV6050=\"\"),\"\",IF(ISERROR(LOOKUP(10^17,1*RIGHT(LEFT(GV6050,LEN(GV6050)-3),ROW($1:$80)))),0,IF(RIGHT(LEFT(GV6050,LEN(GV6050)-3),2)=\"--\",0,LOOKUP(10^17,1*RIGHT(LEFT(GV6050,LEN(GV6050)-3),ROW($1:$80))))))","v":""},{"$f":"IF(OR(ISBLANK(GW100),GW6050=\"\"),\"\",IF(ISERROR(LOOKUP(10^17,1*RIGHT(LEFT(GW6050,LEN(GW6050)-3),ROW($1:$80)))),0,IF(RIGHT(LEFT(GW6050,LEN(GW6050)-3),2)=\"--\",0,LOOKUP(10^17,1*RIGHT(LEFT(GW6050,LEN(GW6050)-3),ROW($1:$80))))))","v":""},{"$f":"IF(OR(ISBLANK(GX100),GX6050=\"\"),\"\",IF(ISERROR(LOOKUP(10^17,1*RIGHT(LEFT(GX6050,LEN(GX6050)-3),ROW($1:$80)))),0,IF(RIGHT(LEFT(GX6050,LEN(GX6050)-3),2)=\"--\",0,LOOKUP(10^17,1*RIGHT(LEFT(GX6050,LEN(GX6050)-3),ROW($1:$80))))))","v":""},{"$f":"IF(OR(ISBLANK(GY100),GY6050=\"\"),\"\",IF(ISERROR(LOOKUP(10^17,1*RIGHT(LEFT(GY6050,LEN(GY6050)-3),ROW($1:$80)))),0,IF(RIGHT(LEFT(GY6050,LEN(GY6050)-3),2)=\"--\",0,LOOKUP(10^17,1*RIGHT(LEFT(GY6050,LEN(GY6050)-3),ROW($1:$80))))))","v":""},{"$f":"IF(OR(ISBLANK(GZ100),GZ6050=\"\"),\"\",IF(ISERROR(LOOKUP(10^17,1*RIGHT(LEFT(GZ6050,LEN(GZ6050)-3),ROW($1:$80)))),0,IF(RIGHT(LEFT(GZ6050,LEN(GZ6050)-3),2)=\"--\",0,LOOKUP(10^17,1*RIGHT(LEFT(GZ6050,LEN(GZ6050)-3),ROW($1:$80))))))","v":""},{"$f":"IF(OR(ISBLANK(HA100),HA6050=\"\"),\"\",IF(ISERROR(LOOKUP(10^17,1*RIGHT(LEFT(HA6050,LEN(HA6050)-3),ROW($1:$80)))),0,IF(RIGHT(LEFT(HA6050,LEN(HA6050)-3),2)=\"--\",0,LOOKUP(10^17,1*RIGHT(LEFT(HA6050,LEN(HA6050)-3),ROW($1:$80))))))","v":""},{"$f":"IF(OR(ISBLANK(HB100),HB6050=\"\"),\"\",IF(ISERROR(LOOKUP(10^17,1*RIGHT(LEFT(HB6050,LEN(HB6050)-3),ROW($1:$80)))),0,IF(RIGHT(LEFT(HB6050,LEN(HB6050)-3),2)=\"--\",0,LOOKUP(10^17,1*RIGHT(LEFT(HB6050,LEN(HB6050)-3),ROW($1:$80))))))","v":""},{"$f":"IF(OR(ISBLANK(HC100),HC6050=\"\"),\"\",IF(ISERROR(LOOKUP(10^17,1*RIGHT(LEFT(HC6050,LEN(HC6050)-3),ROW($1:$80)))),0,IF(RIGHT(LEFT(HC6050,LEN(HC6050)-3),2)=\"--\",0,LOOKUP(10^17,1*RIGHT(LEFT(HC6050,LEN(HC6050)-3),ROW($1:$80))))))","v":""},{"$f":"IF(OR(ISBLANK(HD100),HD6050=\"\"),\"\",IF(ISERROR(LOOKUP(10^17,1*RIGHT(LEFT(HD6050,LEN(HD6050)-3),ROW($1:$80)))),0,IF(RIGHT(LEFT(HD6050,LEN(HD6050)-3),2)=\"--\",0,LOOKUP(10^17,1*RIGHT(LEFT(HD6050,LEN(HD6050)-3),ROW($1:$80))))))","v":""},{"$f":"IF(OR(ISBLANK(HE100),HE6050=\"\"),\"\",IF(ISERROR(LOOKUP(10^17,1*RIGHT(LEFT(HE6050,LEN(HE6050)-3),ROW($1:$80)))),0,IF(RIGHT(LEFT(HE6050,LEN(HE6050)-3),2)=\"--\",0,LOOKUP(10^17,1*RIGHT(LEFT(HE6050,LEN(HE6050)-3),ROW($1:$80))))))","v":""},{"$f":"IF(OR(ISBLANK(HF100),HF6050=\"\"),\"\",IF(ISERROR(LOOKUP(10^17,1*RIGHT(LEFT(HF6050,LEN(HF6050)-3),ROW($1:$80)))),0,IF(RIGHT(LEFT(HF6050,LEN(HF6050)-3),2)=\"--\",0,LOOKUP(10^17,1*RIGHT(LEFT(HF6050,LEN(HF6050)-3),ROW($1:$80))))))","v":""},{"$f":"IF(OR(ISBLANK(HG100),HG6050=\"\"),\"\",IF(ISERROR(LOOKUP(10^17,1*RIGHT(LEFT(HG6050,LEN(HG6050)-3),ROW($1:$80)))),0,IF(RIGHT(LEFT(HG6050,LEN(HG6050)-3),2)=\"--\",0,LOOKUP(10^17,1*RIGHT(LEFT(HG6050,LEN(HG6050)-3),ROW($1:$80))))))","v":""},{"$f":"IF(OR(ISBLANK(HH100),HH6050=\"\"),\"\",IF(ISERROR(LOOKUP(10^17,1*RIGHT(LEFT(HH6050,LEN(HH6050)-3),ROW($1:$80)))),0,IF(RIGHT(LEFT(HH6050,LEN(HH6050)-3),2)=\"--\",0,LOOKUP(10^17,1*RIGHT(LEFT(HH6050,LEN(HH6050)-3),ROW($1:$80))))))","v":""},{"$f":"IF(OR(ISBLANK(HI100),HI6050=\"\"),\"\",IF(ISERROR(LOOKUP(10^17,1*RIGHT(LEFT(HI6050,LEN(HI6050)-3),ROW($1:$80)))),0,IF(RIGHT(LEFT(HI6050,LEN(HI6050)-3),2)=\"--\",0,LOOKUP(10^17,1*RIGHT(LEFT(HI6050,LEN(HI6050)-3),ROW($1:$80))))))","v":""},{"$f":"IF(OR(ISBLANK(HJ100),HJ6050=\"\"),\"\",IF(ISERROR(LOOKUP(10^17,1*RIGHT(LEFT(HJ6050,LEN(HJ6050)-3),ROW($1:$80)))),0,IF(RIGHT(LEFT(HJ6050,LEN(HJ6050)-3),2)=\"--\",0,LOOKUP(10^17,1*RIGHT(LEFT(HJ6050,LEN(HJ6050)-3),ROW($1:$80))))))","v":""},{"$f":"IF(OR(ISBLANK(HK100),HK6050=\"\"),\"\",IF(ISERROR(LOOKUP(10^17,1*RIGHT(LEFT(HK6050,LEN(HK6050)-3),ROW($1:$80)))),0,IF(RIGHT(LEFT(HK6050,LEN(HK6050)-3),2)=\"--\",0,LOOKUP(10^17,1*RIGHT(LEFT(HK6050,LEN(HK6050)-3),ROW($1:$80))))))","v":""},{"$f":"IF(OR(ISBLANK(HL100),HL6050=\"\"),\"\",IF(ISERROR(LOOKUP(10^17,1*RIGHT(LEFT(HL6050,LEN(HL6050)-3),ROW($1:$80)))),0,IF(RIGHT(LEFT(HL6050,LEN(HL6050)-3),2)=\"--\",0,LOOKUP(10^17,1*RIGHT(LEFT(HL6050,LEN(HL6050)-3),ROW($1:$80))))))","v":""},{"$f":"IF(OR(ISBLANK(HM100),HM6050=\"\"),\"\",IF(ISERROR(LOOKUP(10^17,1*RIGHT(LEFT(HM6050,LEN(HM6050)-3),ROW($1:$80)))),0,IF(RIGHT(LEFT(HM6050,LEN(HM6050)-3),2)=\"--\",0,LOOKUP(10^17,1*RIGHT(LEFT(HM6050,LEN(HM6050)-3),ROW($1:$80))))))","v":""},{"$f":"IF(OR(ISBLANK(HN100),HN6050=\"\"),\"\",IF(ISERROR(LOOKUP(10^17,1*RIGHT(LEFT(HN6050,LEN(HN6050)-3),ROW($1:$80)))),0,IF(RIGHT(LEFT(HN6050,LEN(HN6050)-3),2)=\"--\",0,LOOKUP(10^17,1*RIGHT(LEFT(HN6050,LEN(HN6050)-3),ROW($1:$80))))))","v":""},{"$f":"IF(OR(ISBLANK(HO100),HO6050=\"\"),\"\",IF(ISERROR(LOOKUP(10^17,1*RIGHT(LEFT(HO6050,LEN(HO6050)-3),ROW($1:$80)))),0,IF(RIGHT(LEFT(HO6050,LEN(HO6050)-3),2)=\"--\",0,LOOKUP(10^17,1*RIGHT(LEFT(HO6050,LEN(HO6050)-3),ROW($1:$80))))))","v":""},{"$f":"IF(OR(ISBLANK(HP100),HP6050=\"\"),\"\",IF(ISERROR(LOOKUP(10^17,1*RIGHT(LEFT(HP6050,LEN(HP6050)-3),ROW($1:$80)))),0,IF(RIGHT(LEFT(HP6050,LEN(HP6050)-3),2)=\"--\",0,LOOKUP(10^17,1*RIGHT(LEFT(HP6050,LEN(HP6050)-3),ROW($1:$80))))))","v":""},{"$f":"IF(OR(ISBLANK(HQ100),HQ6050=\"\"),\"\",IF(ISERROR(LOOKUP(10^17,1*RIGHT(LEFT(HQ6050,LEN(HQ6050)-3),ROW($1:$80)))),0,IF(RIGHT(LEFT(HQ6050,LEN(HQ6050)-3),2)=\"--\",0,LOOKUP(10^17,1*RIGHT(LEFT(HQ6050,LEN(HQ6050)-3),ROW($1:$80))))))","v":""},{"$f":"IF(OR(ISBLANK(HR100),HR6050=\"\"),\"\",IF(ISERROR(LOOKUP(10^17,1*RIGHT(LEFT(HR6050,LEN(HR6050)-3),ROW($1:$80)))),0,IF(RIGHT(LEFT(HR6050,LEN(HR6050)-3),2)=\"--\",0,LOOKUP(10^17,1*RIGHT(LEFT(HR6050,LEN(HR6050)-3),ROW($1:$80))))))","v":""},{"$f":"IF(OR(ISBLANK(HS100),HS6050=\"\"),\"\",IF(ISERROR(LOOKUP(10^17,1*RIGHT(LEFT(HS6050,LEN(HS6050)-3),ROW($1:$80)))),0,IF(RIGHT(LEFT(HS6050,LEN(HS6050)-3),2)=\"--\",0,LOOKUP(10^17,1*RIGHT(LEFT(HS6050,LEN(HS6050)-3),ROW($1:$80))))))","v":""},{"$f":"IF(OR(ISBLANK(HT100),HT6050=\"\"),\"\",IF(ISERROR(LOOKUP(10^17,1*RIGHT(LEFT(HT6050,LEN(HT6050)-3),ROW($1:$80)))),0,IF(RIGHT(LEFT(HT6050,LEN(HT6050)-3),2)=\"--\",0,LOOKUP(10^17,1*RIGHT(LEFT(HT6050,LEN(HT6050)-3),ROW($1:$80))))))","v":""},{"$f":"IF(OR(ISBLANK(HU100),HU6050=\"\"),\"\",IF(ISERROR(LOOKUP(10^17,1*RIGHT(LEFT(HU6050,LEN(HU6050)-3),ROW($1:$80)))),0,IF(RIGHT(LEFT(HU6050,LEN(HU6050)-3),2)=\"--\",0,LOOKUP(10^17,1*RIGHT(LEFT(HU6050,LEN(HU6050)-3),ROW($1:$80))))))","v":""},{"$f":"IF(OR(ISBLANK(HV100),HV6050=\"\"),\"\",IF(ISERROR(LOOKUP(10^17,1*RIGHT(LEFT(HV6050,LEN(HV6050)-3),ROW($1:$80)))),0,IF(RIGHT(LEFT(HV6050,LEN(HV6050)-3),2)=\"--\",0,LOOKUP(10^17,1*RIGHT(LEFT(HV6050,LEN(HV6050)-3),ROW($1:$80))))))","v":""},{"$f":"IF(OR(ISBLANK(HW100),HW6050=\"\"),\"\",IF(ISERROR(LOOKUP(10^17,1*RIGHT(LEFT(HW6050,LEN(HW6050)-3),ROW($1:$80)))),0,IF(RIGHT(LEFT(HW6050,LEN(HW6050)-3),2)=\"--\",0,LOOKUP(10^17,1*RIGHT(LEFT(HW6050,LEN(HW6050)-3),ROW($1:$80))))))","v":""},{"$f":"IF(OR(ISBLANK(HX100),HX6050=\"\"),\"\",IF(ISERROR(LOOKUP(10^17,1*RIGHT(LEFT(HX6050,LEN(HX6050)-3),ROW($1:$80)))),0,IF(RIGHT(LEFT(HX6050,LEN(HX6050)-3),2)=\"--\",0,LOOKUP(10^17,1*RIGHT(LEFT(HX6050,LEN(HX6050)-3),ROW($1:$80))))))","v":""},{"$f":"IF(OR(ISBLANK(HY100),HY6050=\"\"),\"\",IF(ISERROR(LOOKUP(10^17,1*RIGHT(LEFT(HY6050,LEN(HY6050)-3),ROW($1:$80)))),0,IF(RIGHT(LEFT(HY6050,LEN(HY6050)-3),2)=\"--\",0,LOOKUP(10^17,1*RIGHT(LEFT(HY6050,LEN(HY6050)-3),ROW($1:$80))))))","v":""},{"$f":"IF(OR(ISBLANK(HZ100),HZ6050=\"\"),\"\",IF(ISERROR(LOOKUP(10^17,1*RIGHT(LEFT(HZ6050,LEN(HZ6050)-3),ROW($1:$80)))),0,IF(RIGHT(LEFT(HZ6050,LEN(HZ6050)-3),2)=\"--\",0,LOOKUP(10^17,1*RIGHT(LEFT(HZ6050,LEN(HZ6050)-3),ROW($1:$80))))))","v":""},{"$f":"IF(OR(ISBLANK(IA100),IA6050=\"\"),\"\",IF(ISERROR(LOOKUP(10^17,1*RIGHT(LEFT(IA6050,LEN(IA6050)-3),ROW($1:$80)))),0,IF(RIGHT(LEFT(IA6050,LEN(IA6050)-3),2)=\"--\",0,LOOKUP(10^17,1*RIGHT(LEFT(IA6050,LEN(IA6050)-3),ROW($1:$80))))))","v":""},{"$f":"IF(OR(ISBLANK(IB100),IB6050=\"\"),\"\",IF(ISERROR(LOOKUP(10^17,1*RIGHT(LEFT(IB6050,LEN(IB6050)-3),ROW($1:$80)))),0,IF(RIGHT(LEFT(IB6050,LEN(IB6050)-3),2)=\"--\",0,LOOKUP(10^17,1*RIGHT(LEFT(IB6050,LEN(IB6050)-3),ROW($1:$80))))))","v":""},{"$f":"IF(OR(ISBLANK(IC100),IC6050=\"\"),\"\",IF(ISERROR(LOOKUP(10^17,1*RIGHT(LEFT(IC6050,LEN(IC6050)-3),ROW($1:$80)))),0,IF(RIGHT(LEFT(IC6050,LEN(IC6050)-3),2)=\"--\",0,LOOKUP(10^17,1*RIGHT(LEFT(IC6050,LEN(IC6050)-3),ROW($1:$80))))))","v":""},{"$f":"IF(OR(ISBLANK(ID100),ID6050=\"\"),\"\",IF(ISERROR(LOOKUP(10^17,1*RIGHT(LEFT(ID6050,LEN(ID6050)-3),ROW($1:$80)))),0,IF(RIGHT(LEFT(ID6050,LEN(ID6050)-3),2)=\"--\",0,LOOKUP(10^17,1*RIGHT(LEFT(ID6050,LEN(ID6050)-3),ROW($1:$80))))))","v":""},{"$f":"IF(OR(ISBLANK(IE100),IE6050=\"\"),\"\",IF(ISERROR(LOOKUP(10^17,1*RIGHT(LEFT(IE6050,LEN(IE6050)-3),ROW($1:$80)))),0,IF(RIGHT(LEFT(IE6050,LEN(IE6050)-3),2)=\"--\",0,LOOKUP(10^17,1*RIGHT(LEFT(IE6050,LEN(IE6050)-3),ROW($1:$80))))))","v":""},{"$f":"IF(OR(ISBLANK(IF100),IF6050=\"\"),\"\",IF(ISERROR(LOOKUP(10^17,1*RIGHT(LEFT(IF6050,LEN(IF6050)-3),ROW($1:$80)))),0,IF(RIGHT(LEFT(IF6050,LEN(IF6050)-3),2)=\"--\",0,LOOKUP(10^17,1*RIGHT(LEFT(IF6050,LEN(IF6050)-3),ROW($1:$80))))))","v":""},{"$f":"IF(OR(ISBLANK(IG100),IG6050=\"\"),\"\",IF(ISERROR(LOOKUP(10^17,1*RIGHT(LEFT(IG6050,LEN(IG6050)-3),ROW($1:$80)))),0,IF(RIGHT(LEFT(IG6050,LEN(IG6050)-3),2)=\"--\",0,LOOKUP(10^17,1*RIGHT(LEFT(IG6050,LEN(IG6050)-3),ROW($1:$80))))))","v":""},{"$f":"IF(OR(ISBLANK(IH100),IH6050=\"\"),\"\",IF(ISERROR(LOOKUP(10^17,1*RIGHT(LEFT(IH6050,LEN(IH6050)-3),ROW($1:$80)))),0,IF(RIGHT(LEFT(IH6050,LEN(IH6050)-3),2)=\"--\",0,LOOKUP(10^17,1*RIGHT(LEFT(IH6050,LEN(IH6050)-3),ROW($1:$80))))))","v":""},{"$f":"IF(OR(ISBLANK(II100),II6050=\"\"),\"\",IF(ISERROR(LOOKUP(10^17,1*RIGHT(LEFT(II6050,LEN(II6050)-3),ROW($1:$80)))),0,IF(RIGHT(LEFT(II6050,LEN(II6050)-3),2)=\"--\",0,LOOKUP(10^17,1*RIGHT(LEFT(II6050,LEN(II6050)-3),ROW($1:$80))))))","v":""},{"$f":"IF(OR(ISBLANK(IJ100),IJ6050=\"\"),\"\",IF(ISERROR(LOOKUP(10^17,1*RIGHT(LEFT(IJ6050,LEN(IJ6050)-3),ROW($1:$80)))),0,IF(RIGHT(LEFT(IJ6050,LEN(IJ6050)-3),2)=\"--\",0,LOOKUP(10^17,1*RIGHT(LEFT(IJ6050,LEN(IJ6050)-3),ROW($1:$80))))))","v":""},{"$f":"IF(OR(ISBLANK(IK100),IK6050=\"\"),\"\",IF(ISERROR(LOOKUP(10^17,1*RIGHT(LEFT(IK6050,LEN(IK6050)-3),ROW($1:$80)))),0,IF(RIGHT(LEFT(IK6050,LEN(IK6050)-3),2)=\"--\",0,LOOKUP(10^17,1*RIGHT(LEFT(IK6050,LEN(IK6050)-3),ROW($1:$80))))))","v":""},{"$f":"IF(OR(ISBLANK(IL100),IL6050=\"\"),\"\",IF(ISERROR(LOOKUP(10^17,1*RIGHT(LEFT(IL6050,LEN(IL6050)-3),ROW($1:$80)))),0,IF(RIGHT(LEFT(IL6050,LEN(IL6050)-3),2)=\"--\",0,LOOKUP(10^17,1*RIGHT(LEFT(IL6050,LEN(IL6050)-3),ROW($1:$80))))))","v":""},{"$f":"IF(OR(ISBLANK(IM100),IM6050=\"\"),\"\",IF(ISERROR(LOOKUP(10^17,1*RIGHT(LEFT(IM6050,LEN(IM6050)-3),ROW($1:$80)))),0,IF(RIGHT(LEFT(IM6050,LEN(IM6050)-3),2)=\"--\",0,LOOKUP(10^17,1*RIGHT(LEFT(IM6050,LEN(IM6050)-3),ROW($1:$80))))))","v":""},{"$f":"IF(OR(ISBLANK(IN100),IN6050=\"\"),\"\",IF(ISERROR(LOOKUP(10^17,1*RIGHT(LEFT(IN6050,LEN(IN6050)-3),ROW($1:$80)))),0,IF(RIGHT(LEFT(IN6050,LEN(IN6050)-3),2)=\"--\",0,LOOKUP(10^17,1*RIGHT(LEFT(IN6050,LEN(IN6050)-3),ROW($1:$80))))))","v":""},{"$f":"IF(OR(ISBLANK(IO100),IO6050=\"\"),\"\",IF(ISERROR(LOOKUP(10^17,1*RIGHT(LEFT(IO6050,LEN(IO6050)-3),ROW($1:$80)))),0,IF(RIGHT(LEFT(IO6050,LEN(IO6050)-3),2)=\"--\",0,LOOKUP(10^17,1*RIGHT(LEFT(IO6050,LEN(IO6050)-3),ROW($1:$80))))))","v":""},{"$f":"IF(OR(ISBLANK(IP100),IP6050=\"\"),\"\",IF(ISERROR(LOOKUP(10^17,1*RIGHT(LEFT(IP6050,LEN(IP6050)-3),ROW($1:$80)))),0,IF(RIGHT(LEFT(IP6050,LEN(IP6050)-3),2)=\"--\",0,LOOKUP(10^17,1*RIGHT(LEFT(IP6050,LEN(IP6050)-3),ROW($1:$80))))))","v":""},{"$f":"IF(OR(ISBLANK(IQ100),IQ6050=\"\"),\"\",IF(ISERROR(LOOKUP(10^17,1*RIGHT(LEFT(IQ6050,LEN(IQ6050)-3),ROW($1:$80)))),0,IF(RIGHT(LEFT(IQ6050,LEN(IQ6050)-3),2)=\"--\",0,LOOKUP(10^17,1*RIGHT(LEFT(IQ6050,LEN(IQ6050)-3),ROW($1:$80))))))","v":""},{"$f":"IF(OR(ISBLANK(IR100),IR6050=\"\"),\"\",IF(ISERROR(LOOKUP(10^17,1*RIGHT(LEFT(IR6050,LEN(IR6050)-3),ROW($1:$80)))),0,IF(RIGHT(LEFT(IR6050,LEN(IR6050)-3),2)=\"--\",0,LOOKUP(10^17,1*RIGHT(LEFT(IR6050,LEN(IR6050)-3),ROW($1:$80))))))","v":""},{"$f":"IF(OR(ISBLANK(IS100),IS6050=\"\"),\"\",IF(ISERROR(LOOKUP(10^17,1*RIGHT(LEFT(IS6050,LEN(IS6050)-3),ROW($1:$80)))),0,IF(RIGHT(LEFT(IS6050,LEN(IS6050)-3),2)=\"--\",0,LOOKUP(10^17,1*RIGHT(LEFT(IS6050,LEN(IS6050)-3),ROW($1:$80))))))","v":""},{"$f":"IF(OR(ISBLANK(IT100),IT6050=\"\"),\"\",IF(ISERROR(LOOKUP(10^17,1*RIGHT(LEFT(IT6050,LEN(IT6050)-3),ROW($1:$80)))),0,IF(RIGHT(LEFT(IT6050,LEN(IT6050)-3),2)=\"--\",0,LOOKUP(10^17,1*RIGHT(LEFT(IT6050,LEN(IT6050)-3),ROW($1:$80))))))","v":""},{"$f":"IF(OR(ISBLANK(IU100),IU6050=\"\"),\"\",IF(ISERROR(LOOKUP(10^17,1*RIGHT(LEFT(IU6050,LEN(IU6050)-3),ROW($1:$80)))),0,IF(RIGHT(LEFT(IU6050,LEN(IU6050)-3),2)=\"--\",0,LOOKUP(10^17,1*RIGHT(LEFT(IU6050,LEN(IU6050)-3),ROW($1:$80))))))","v":""},{"$f":"IF(OR(ISBLANK(IV100),IV6050=\"\"),\"\",IF(ISERROR(LOOKUP(10^17,1*RIGHT(LEFT(IV6050,LEN(IV6050)-3),ROW($1:$80)))),0,IF(RIGHT(LEFT(IV6050,LEN(IV6050)-3),2)=\"--\",0,LOOKUP(10^17,1*RIGHT(LEFT(IV6050,LEN(IV6050)-3),ROW($1:$80))))))","v":""},{"$f":"IF(OR(ISBLANK(IW100),IW6050=\"\"),\"\",IF(ISERROR(LOOKUP(10^17,1*RIGHT(LEFT(IW6050,LEN(IW6050)-3),ROW($1:$80)))),0,IF(RIGHT(LEFT(IW6050,LEN(IW6050)-3),2)=\"--\",0,LOOKUP(10^17,1*RIGHT(LEFT(IW6050,LEN(IW6050)-3),ROW($1:$80))))))","v":""},{"$f":"IF(OR(ISBLANK(IX100),IX6050=\"\"),\"\",IF(ISERROR(LOOKUP(10^17,1*RIGHT(LEFT(IX6050,LEN(IX6050)-3),ROW($1:$80)))),0,IF(RIGHT(LEFT(IX6050,LEN(IX6050)-3),2)=\"--\",0,LOOKUP(10^17,1*RIGHT(LEFT(IX6050,LEN(IX6050)-3),ROW($1:$80))))))","v":""},{"$f":"IF(OR(ISBLANK(IY100),IY6050=\"\"),\"\",IF(ISERROR(LOOKUP(10^17,1*RIGHT(LEFT(IY6050,LEN(IY6050)-3),ROW($1:$80)))),0,IF(RIGHT(LEFT(IY6050,LEN(IY6050)-3),2)=\"--\",0,LOOKUP(10^17,1*RIGHT(LEFT(IY6050,LEN(IY6050)-3),ROW($1:$80))))))","v":""},{"$f":"IF(OR(ISBLANK(IZ100),IZ6050=\"\"),\"\",IF(ISERROR(LOOKUP(10^17,1*RIGHT(LEFT(IZ6050,LEN(IZ6050)-3),ROW($1:$80)))),0,IF(RIGHT(LEFT(IZ6050,LEN(IZ6050)-3),2)=\"--\",0,LOOKUP(10^17,1*RIGHT(LEFT(IZ6050,LEN(IZ6050)-3),ROW($1:$80))))))","v":""},{"$f":"IF(OR(ISBLANK(JA100),JA6050=\"\"),\"\",IF(ISERROR(LOOKUP(10^17,1*RIGHT(LEFT(JA6050,LEN(JA6050)-3),ROW($1:$80)))),0,IF(RIGHT(LEFT(JA6050,LEN(JA6050)-3),2)=\"--\",0,LOOKUP(10^17,1*RIGHT(LEFT(JA6050,LEN(JA6050)-3),ROW($1:$80))))))","v":""},{"$f":"IF(OR(ISBLANK(JB100),JB6050=\"\"),\"\",IF(ISERROR(LOOKUP(10^17,1*RIGHT(LEFT(JB6050,LEN(JB6050)-3),ROW($1:$80)))),0,IF(RIGHT(LEFT(JB6050,LEN(JB6050)-3),2)=\"--\",0,LOOKUP(10^17,1*RIGHT(LEFT(JB6050,LEN(JB6050)-3),ROW($1:$80))))))","v":""},{"$f":"IF(OR(ISBLANK(JC100),JC6050=\"\"),\"\",IF(ISERROR(LOOKUP(10^17,1*RIGHT(LEFT(JC6050,LEN(JC6050)-3),ROW($1:$80)))),0,IF(RIGHT(LEFT(JC6050,LEN(JC6050)-3),2)=\"--\",0,LOOKUP(10^17,1*RIGHT(LEFT(JC6050,LEN(JC6050)-3),ROW($1:$80))))))","v":""},{"$f":"IF(OR(ISBLANK(JD100),JD6050=\"\"),\"\",IF(ISERROR(LOOKUP(10^17,1*RIGHT(LEFT(JD6050,LEN(JD6050)-3),ROW($1:$80)))),0,IF(RIGHT(LEFT(JD6050,LEN(JD6050)-3),2)=\"--\",0,LOOKUP(10^17,1*RIGHT(LEFT(JD6050,LEN(JD6050)-3),ROW($1:$80))))))","v":""},{"$f":"IF(OR(ISBLANK(JE100),JE6050=\"\"),\"\",IF(ISERROR(LOOKUP(10^17,1*RIGHT(LEFT(JE6050,LEN(JE6050)-3),ROW($1:$80)))),0,IF(RIGHT(LEFT(JE6050,LEN(JE6050)-3),2)=\"--\",0,LOOKUP(10^17,1*RIGHT(LEFT(JE6050,LEN(JE6050)-3),ROW($1:$80))))))","v":""},{"$f":"IF(OR(ISBLANK(JF100),JF6050=\"\"),\"\",IF(ISERROR(LOOKUP(10^17,1*RIGHT(LEFT(JF6050,LEN(JF6050)-3),ROW($1:$80)))),0,IF(RIGHT(LEFT(JF6050,LEN(JF6050)-3),2)=\"--\",0,LOOKUP(10^17,1*RIGHT(LEFT(JF6050,LEN(JF6050)-3),ROW($1:$80))))))","v":""},{"$f":"IF(OR(ISBLANK(JG100),JG6050=\"\"),\"\",IF(ISERROR(LOOKUP(10^17,1*RIGHT(LEFT(JG6050,LEN(JG6050)-3),ROW($1:$80)))),0,IF(RIGHT(LEFT(JG6050,LEN(JG6050)-3),2)=\"--\",0,LOOKUP(10^17,1*RIGHT(LEFT(JG6050,LEN(JG6050)-3),ROW($1:$80))))))","v":""},{"$f":"IF(OR(ISBLANK(JH100),JH6050=\"\"),\"\",IF(ISERROR(LOOKUP(10^17,1*RIGHT(LEFT(JH6050,LEN(JH6050)-3),ROW($1:$80)))),0,IF(RIGHT(LEFT(JH6050,LEN(JH6050)-3),2)=\"--\",0,LOOKUP(10^17,1*RIGHT(LEFT(JH6050,LEN(JH6050)-3),ROW($1:$80))))))","v":""},{"$f":"IF(OR(ISBLANK(JI100),JI6050=\"\"),\"\",IF(ISERROR(LOOKUP(10^17,1*RIGHT(LEFT(JI6050,LEN(JI6050)-3),ROW($1:$80)))),0,IF(RIGHT(LEFT(JI6050,LEN(JI6050)-3),2)=\"--\",0,LOOKUP(10^17,1*RIGHT(LEFT(JI6050,LEN(JI6050)-3),ROW($1:$80))))))","v":""},{"$f":"IF(OR(ISBLANK(JJ100),JJ6050=\"\"),\"\",IF(ISERROR(LOOKUP(10^17,1*RIGHT(LEFT(JJ6050,LEN(JJ6050)-3),ROW($1:$80)))),0,IF(RIGHT(LEFT(JJ6050,LEN(JJ6050)-3),2)=\"--\",0,LOOKUP(10^17,1*RIGHT(LEFT(JJ6050,LEN(JJ6050)-3),ROW($1:$80))))))","v":""},{"$f":"IF(OR(ISBLANK(JK100),JK6050=\"\"),\"\",IF(ISERROR(LOOKUP(10^17,1*RIGHT(LEFT(JK6050,LEN(JK6050)-3),ROW($1:$80)))),0,IF(RIGHT(LEFT(JK6050,LEN(JK6050)-3),2)=\"--\",0,LOOKUP(10^17,1*RIGHT(LEFT(JK6050,LEN(JK6050)-3),ROW($1:$80))))))","v":""},{"$f":"IF(OR(ISBLANK(JL100),JL6050=\"\"),\"\",IF(ISERROR(LOOKUP(10^17,1*RIGHT(LEFT(JL6050,LEN(JL6050)-3),ROW($1:$80)))),0,IF(RIGHT(LEFT(JL6050,LEN(JL6050)-3),2)=\"--\",0,LOOKUP(10^17,1*RIGHT(LEFT(JL6050,LEN(JL6050)-3),ROW($1:$80))))))","v":""},{"$f":"IF(OR(ISBLANK(JM100),JM6050=\"\"),\"\",IF(ISERROR(LOOKUP(10^17,1*RIGHT(LEFT(JM6050,LEN(JM6050)-3),ROW($1:$80)))),0,IF(RIGHT(LEFT(JM6050,LEN(JM6050)-3),2)=\"--\",0,LOOKUP(10^17,1*RIGHT(LEFT(JM6050,LEN(JM6050)-3),ROW($1:$80))))))","v":""},{"$f":"IF(OR(ISBLANK(JN100),JN6050=\"\"),\"\",IF(ISERROR(LOOKUP(10^17,1*RIGHT(LEFT(JN6050,LEN(JN6050)-3),ROW($1:$80)))),0,IF(RIGHT(LEFT(JN6050,LEN(JN6050)-3),2)=\"--\",0,LOOKUP(10^17,1*RIGHT(LEFT(JN6050,LEN(JN6050)-3),ROW($1:$80))))))","v":""},{"$f":"IF(OR(ISBLANK(JO100),JO6050=\"\"),\"\",IF(ISERROR(LOOKUP(10^17,1*RIGHT(LEFT(JO6050,LEN(JO6050)-3),ROW($1:$80)))),0,IF(RIGHT(LEFT(JO6050,LEN(JO6050)-3),2)=\"--\",0,LOOKUP(10^17,1*RIGHT(LEFT(JO6050,LEN(JO6050)-3),ROW($1:$80))))))","v":""},{"$f":"IF(OR(ISBLANK(JP100),JP6050=\"\"),\"\",IF(ISERROR(LOOKUP(10^17,1*RIGHT(LEFT(JP6050,LEN(JP6050)-3),ROW($1:$80)))),0,IF(RIGHT(LEFT(JP6050,LEN(JP6050)-3),2)=\"--\",0,LOOKUP(10^17,1*RIGHT(LEFT(JP6050,LEN(JP6050)-3),ROW($1:$80))))))","v":""},{"$f":"IF(OR(ISBLANK(JQ100),JQ6050=\"\"),\"\",IF(ISERROR(LOOKUP(10^17,1*RIGHT(LEFT(JQ6050,LEN(JQ6050)-3),ROW($1:$80)))),0,IF(RIGHT(LEFT(JQ6050,LEN(JQ6050)-3),2)=\"--\",0,LOOKUP(10^17,1*RIGHT(LEFT(JQ6050,LEN(JQ6050)-3),ROW($1:$80))))))","v":""},{"$f":"IF(OR(ISBLANK(JR100),JR6050=\"\"),\"\",IF(ISERROR(LOOKUP(10^17,1*RIGHT(LEFT(JR6050,LEN(JR6050)-3),ROW($1:$80)))),0,IF(RIGHT(LEFT(JR6050,LEN(JR6050)-3),2)=\"--\",0,LOOKUP(10^17,1*RIGHT(LEFT(JR6050,LEN(JR6050)-3),ROW($1:$80))))))","v":""},{"$f":"IF(OR(ISBLANK(JS100),JS6050=\"\"),\"\",IF(ISERROR(LOOKUP(10^17,1*RIGHT(LEFT(JS6050,LEN(JS6050)-3),ROW($1:$80)))),0,IF(RIGHT(LEFT(JS6050,LEN(JS6050)-3),2)=\"--\",0,LOOKUP(10^17,1*RIGHT(LEFT(JS6050,LEN(JS6050)-3),ROW($1:$80))))))","v":""},{"$f":"IF(OR(ISBLANK(JT100),JT6050=\"\"),\"\",IF(ISERROR(LOOKUP(10^17,1*RIGHT(LEFT(JT6050,LEN(JT6050)-3),ROW($1:$80)))),0,IF(RIGHT(LEFT(JT6050,LEN(JT6050)-3),2)=\"--\",0,LOOKUP(10^17,1*RIGHT(LEFT(JT6050,LEN(JT6050)-3),ROW($1:$80))))))","v":""},{"$f":"IF(OR(ISBLANK(JU100),JU6050=\"\"),\"\",IF(ISERROR(LOOKUP(10^17,1*RIGHT(LEFT(JU6050,LEN(JU6050)-3),ROW($1:$80)))),0,IF(RIGHT(LEFT(JU6050,LEN(JU6050)-3),2)=\"--\",0,LOOKUP(10^17,1*RIGHT(LEFT(JU6050,LEN(JU6050)-3),ROW($1:$80))))))","v":""},{"$f":"IF(OR(ISBLANK(JV100),JV6050=\"\"),\"\",IF(ISERROR(LOOKUP(10^17,1*RIGHT(LEFT(JV6050,LEN(JV6050)-3),ROW($1:$80)))),0,IF(RIGHT(LEFT(JV6050,LEN(JV6050)-3),2)=\"--\",0,LOOKUP(10^17,1*RIGHT(LEFT(JV6050,LEN(JV6050)-3),ROW($1:$80))))))","v":""},{"$f":"IF(OR(ISBLANK(JW100),JW6050=\"\"),\"\",IF(ISERROR(LOOKUP(10^17,1*RIGHT(LEFT(JW6050,LEN(JW6050)-3),ROW($1:$80)))),0,IF(RIGHT(LEFT(JW6050,LEN(JW6050)-3),2)=\"--\",0,LOOKUP(10^17,1*RIGHT(LEFT(JW6050,LEN(JW6050)-3),ROW($1:$80))))))","v":""},{"$f":"IF(OR(ISBLANK(JX100),JX6050=\"\"),\"\",IF(ISERROR(LOOKUP(10^17,1*RIGHT(LEFT(JX6050,LEN(JX6050)-3),ROW($1:$80)))),0,IF(RIGHT(LEFT(JX6050,LEN(JX6050)-3),2)=\"--\",0,LOOKUP(10^17,1*RIGHT(LEFT(JX6050,LEN(JX6050)-3),ROW($1:$80))))))","v":""},{"$f":"IF(OR(ISBLANK(JY100),JY6050=\"\"),\"\",IF(ISERROR(LOOKUP(10^17,1*RIGHT(LEFT(JY6050,LEN(JY6050)-3),ROW($1:$80)))),0,IF(RIGHT(LEFT(JY6050,LEN(JY6050)-3),2)=\"--\",0,LOOKUP(10^17,1*RIGHT(LEFT(JY6050,LEN(JY6050)-3),ROW($1:$80))))))","v":""},{"$f":"IF(OR(ISBLANK(JZ100),JZ6050=\"\"),\"\",IF(ISERROR(LOOKUP(10^17,1*RIGHT(LEFT(JZ6050,LEN(JZ6050)-3),ROW($1:$80)))),0,IF(RIGHT(LEFT(JZ6050,LEN(JZ6050)-3),2)=\"--\",0,LOOKUP(10^17,1*RIGHT(LEFT(JZ6050,LEN(JZ6050)-3),ROW($1:$80))))))","v":""},{"$f":"IF(OR(ISBLANK(KA100),KA6050=\"\"),\"\",IF(ISERROR(LOOKUP(10^17,1*RIGHT(LEFT(KA6050,LEN(KA6050)-3),ROW($1:$80)))),0,IF(RIGHT(LEFT(KA6050,LEN(KA6050)-3),2)=\"--\",0,LOOKUP(10^17,1*RIGHT(LEFT(KA6050,LEN(KA6050)-3),ROW($1:$80))))))","v":""},{"$f":"IF(OR(ISBLANK(KB100),KB6050=\"\"),\"\",IF(ISERROR(LOOKUP(10^17,1*RIGHT(LEFT(KB6050,LEN(KB6050)-3),ROW($1:$80)))),0,IF(RIGHT(LEFT(KB6050,LEN(KB6050)-3),2)=\"--\",0,LOOKUP(10^17,1*RIGHT(LEFT(KB6050,LEN(KB6050)-3),ROW($1:$80))))))","v":""},{"$f":"IF(OR(ISBLANK(KC100),KC6050=\"\"),\"\",IF(ISERROR(LOOKUP(10^17,1*RIGHT(LEFT(KC6050,LEN(KC6050)-3),ROW($1:$80)))),0,IF(RIGHT(LEFT(KC6050,LEN(KC6050)-3),2)=\"--\",0,LOOKUP(10^17,1*RIGHT(LEFT(KC6050,LEN(KC6050)-3),ROW($1:$80))))))","v":""},{"$f":"IF(OR(ISBLANK(KD100),KD6050=\"\"),\"\",IF(ISERROR(LOOKUP(10^17,1*RIGHT(LEFT(KD6050,LEN(KD6050)-3),ROW($1:$80)))),0,IF(RIGHT(LEFT(KD6050,LEN(KD6050)-3),2)=\"--\",0,LOOKUP(10^17,1*RIGHT(LEFT(KD6050,LEN(KD6050)-3),ROW($1:$80))))))","v":""},{"$f":"IF(OR(ISBLANK(KE100),KE6050=\"\"),\"\",IF(ISERROR(LOOKUP(10^17,1*RIGHT(LEFT(KE6050,LEN(KE6050)-3),ROW($1:$80)))),0,IF(RIGHT(LEFT(KE6050,LEN(KE6050)-3),2)=\"--\",0,LOOKUP(10^17,1*RIGHT(LEFT(KE6050,LEN(KE6050)-3),ROW($1:$80))))))","v":""},{"$f":"IF(OR(ISBLANK(KF100),KF6050=\"\"),\"\",IF(ISERROR(LOOKUP(10^17,1*RIGHT(LEFT(KF6050,LEN(KF6050)-3),ROW($1:$80)))),0,IF(RIGHT(LEFT(KF6050,LEN(KF6050)-3),2)=\"--\",0,LOOKUP(10^17,1*RIGHT(LEFT(KF6050,LEN(KF6050)-3),ROW($1:$80))))))","v":""},{"$f":"IF(OR(ISBLANK(KG100),KG6050=\"\"),\"\",IF(ISERROR(LOOKUP(10^17,1*RIGHT(LEFT(KG6050,LEN(KG6050)-3),ROW($1:$80)))),0,IF(RIGHT(LEFT(KG6050,LEN(KG6050)-3),2)=\"--\",0,LOOKUP(10^17,1*RIGHT(LEFT(KG6050,LEN(KG6050)-3),ROW($1:$80))))))","v":""},{"$f":"IF(OR(ISBLANK(KH100),KH6050=\"\"),\"\",IF(ISERROR(LOOKUP(10^17,1*RIGHT(LEFT(KH6050,LEN(KH6050)-3),ROW($1:$80)))),0,IF(RIGHT(LEFT(KH6050,LEN(KH6050)-3),2)=\"--\",0,LOOKUP(10^17,1*RIGHT(LEFT(KH6050,LEN(KH6050)-3),ROW($1:$80))))))","v":""},{"$f":"IF(OR(ISBLANK(KI100),KI6050=\"\"),\"\",IF(ISERROR(LOOKUP(10^17,1*RIGHT(LEFT(KI6050,LEN(KI6050)-3),ROW($1:$80)))),0,IF(RIGHT(LEFT(KI6050,LEN(KI6050)-3),2)=\"--\",0,LOOKUP(10^17,1*RIGHT(LEFT(KI6050,LEN(KI6050)-3),ROW($1:$80))))))","v":""},{"$f":"IF(OR(ISBLANK(KJ100),KJ6050=\"\"),\"\",IF(ISERROR(LOOKUP(10^17,1*RIGHT(LEFT(KJ6050,LEN(KJ6050)-3),ROW($1:$80)))),0,IF(RIGHT(LEFT(KJ6050,LEN(KJ6050)-3),2)=\"--\",0,LOOKUP(10^17,1*RIGHT(LEFT(KJ6050,LEN(KJ6050)-3),ROW($1:$80))))))","v":""},{"$f":"IF(OR(ISBLANK(KK100),KK6050=\"\"),\"\",IF(ISERROR(LOOKUP(10^17,1*RIGHT(LEFT(KK6050,LEN(KK6050)-3),ROW($1:$80)))),0,IF(RIGHT(LEFT(KK6050,LEN(KK6050)-3),2)=\"--\",0,LOOKUP(10^17,1*RIGHT(LEFT(KK6050,LEN(KK6050)-3),ROW($1:$80))))))","v":""},{"$f":"IF(OR(ISBLANK(KL100),KL6050=\"\"),\"\",IF(ISERROR(LOOKUP(10^17,1*RIGHT(LEFT(KL6050,LEN(KL6050)-3),ROW($1:$80)))),0,IF(RIGHT(LEFT(KL6050,LEN(KL6050)-3),2)=\"--\",0,LOOKUP(10^17,1*RIGHT(LEFT(KL6050,LEN(KL6050)-3),ROW($1:$80))))))","v":""},{"$f":"IF(OR(ISBLANK(KM100),KM6050=\"\"),\"\",IF(ISERROR(LOOKUP(10^17,1*RIGHT(LEFT(KM6050,LEN(KM6050)-3),ROW($1:$80)))),0,IF(RIGHT(LEFT(KM6050,LEN(KM6050)-3),2)=\"--\",0,LOOKUP(10^17,1*RIGHT(LEFT(KM6050,LEN(KM6050)-3),ROW($1:$80))))))","v":""},{"$f":"IF(OR(ISBLANK(KN100),KN6050=\"\"),\"\",IF(ISERROR(LOOKUP(10^17,1*RIGHT(LEFT(KN6050,LEN(KN6050)-3),ROW($1:$80)))),0,IF(RIGHT(LEFT(KN6050,LEN(KN6050)-3),2)=\"--\",0,LOOKUP(10^17,1*RIGHT(LEFT(KN6050,LEN(KN6050)-3),ROW($1:$80))))))","v":""},{"$f":"IF(OR(ISBLANK(KO100),KO6050=\"\"),\"\",IF(ISERROR(LOOKUP(10^17,1*RIGHT(LEFT(KO6050,LEN(KO6050)-3),ROW($1:$80)))),0,IF(RIGHT(LEFT(KO6050,LEN(KO6050)-3),2)=\"--\",0,LOOKUP(10^17,1*RIGHT(LEFT(KO6050,LEN(KO6050)-3),ROW($1:$80))))))","v":""},{"$f":"IF(OR(ISBLANK(KP100),KP6050=\"\"),\"\",IF(ISERROR(LOOKUP(10^17,1*RIGHT(LEFT(KP6050,LEN(KP6050)-3),ROW($1:$80)))),0,IF(RIGHT(LEFT(KP6050,LEN(KP6050)-3),2)=\"--\",0,LOOKUP(10^17,1*RIGHT(LEFT(KP6050,LEN(KP6050)-3),ROW($1:$80))))))","v":""},{"$f":"IF(OR(ISBLANK(KQ100),KQ6050=\"\"),\"\",IF(ISERROR(LOOKUP(10^17,1*RIGHT(LEFT(KQ6050,LEN(KQ6050)-3),ROW($1:$80)))),0,IF(RIGHT(LEFT(KQ6050,LEN(KQ6050)-3),2)=\"--\",0,LOOKUP(10^17,1*RIGHT(LEFT(KQ6050,LEN(KQ6050)-3),ROW($1:$80))))))","v":""},{"$f":"IF(OR(ISBLANK(KR100),KR6050=\"\"),\"\",IF(ISERROR(LOOKUP(10^17,1*RIGHT(LEFT(KR6050,LEN(KR6050)-3),ROW($1:$80)))),0,IF(RIGHT(LEFT(KR6050,LEN(KR6050)-3),2)=\"--\",0,LOOKUP(10^17,1*RIGHT(LEFT(KR6050,LEN(KR6050)-3),ROW($1:$80))))))","v":""},{"$f":"IF(OR(ISBLANK(KS100),KS6050=\"\"),\"\",IF(ISERROR(LOOKUP(10^17,1*RIGHT(LEFT(KS6050,LEN(KS6050)-3),ROW($1:$80)))),0,IF(RIGHT(LEFT(KS6050,LEN(KS6050)-3),2)=\"--\",0,LOOKUP(10^17,1*RIGHT(LEFT(KS6050,LEN(KS6050)-3),ROW($1:$80))))))","v":""},{"$f":"IF(OR(ISBLANK(KT100),KT6050=\"\"),\"\",IF(ISERROR(LOOKUP(10^17,1*RIGHT(LEFT(KT6050,LEN(KT6050)-3),ROW($1:$80)))),0,IF(RIGHT(LEFT(KT6050,LEN(KT6050)-3),2)=\"--\",0,LOOKUP(10^17,1*RIGHT(LEFT(KT6050,LEN(KT6050)-3),ROW($1:$80))))))","v":""},{"$f":"IF(OR(ISBLANK(KU100),KU6050=\"\"),\"\",IF(ISERROR(LOOKUP(10^17,1*RIGHT(LEFT(KU6050,LEN(KU6050)-3),ROW($1:$80)))),0,IF(RIGHT(LEFT(KU6050,LEN(KU6050)-3),2)=\"--\",0,LOOKUP(10^17,1*RIGHT(LEFT(KU6050,LEN(KU6050)-3),ROW($1:$80))))))","v":""},{"$f":"IF(OR(ISBLANK(KV100),KV6050=\"\"),\"\",IF(ISERROR(LOOKUP(10^17,1*RIGHT(LEFT(KV6050,LEN(KV6050)-3),ROW($1:$80)))),0,IF(RIGHT(LEFT(KV6050,LEN(KV6050)-3),2)=\"--\",0,LOOKUP(10^17,1*RIGHT(LEFT(KV6050,LEN(KV6050)-3),ROW($1:$80))))))","v":""},{"$f":"IF(OR(ISBLANK(KW100),KW6050=\"\"),\"\",IF(ISERROR(LOOKUP(10^17,1*RIGHT(LEFT(KW6050,LEN(KW6050)-3),ROW($1:$80)))),0,IF(RIGHT(LEFT(KW6050,LEN(KW6050)-3),2)=\"--\",0,LOOKUP(10^17,1*RIGHT(LEFT(KW6050,LEN(KW6050)-3),ROW($1:$80))))))","v":""},{"$f":"IF(OR(ISBLANK(KX100),KX6050=\"\"),\"\",IF(ISERROR(LOOKUP(10^17,1*RIGHT(LEFT(KX6050,LEN(KX6050)-3),ROW($1:$80)))),0,IF(RIGHT(LEFT(KX6050,LEN(KX6050)-3),2)=\"--\",0,LOOKUP(10^17,1*RIGHT(LEFT(KX6050,LEN(KX6050)-3),ROW($1:$80))))))","v":""},{"$f":"IF(OR(ISBLANK(KY100),KY6050=\"\"),\"\",IF(ISERROR(LOOKUP(10^17,1*RIGHT(LEFT(KY6050,LEN(KY6050)-3),ROW($1:$80)))),0,IF(RIGHT(LEFT(KY6050,LEN(KY6050)-3),2)=\"--\",0,LOOKUP(10^17,1*RIGHT(LEFT(KY6050,LEN(KY6050)-3),ROW($1:$80))))))","v":""},{"$f":"IF(OR(ISBLANK(KZ100),KZ6050=\"\"),\"\",IF(ISERROR(LOOKUP(10^17,1*RIGHT(LEFT(KZ6050,LEN(KZ6050)-3),ROW($1:$80)))),0,IF(RIGHT(LEFT(KZ6050,LEN(KZ6050)-3),2)=\"--\",0,LOOKUP(10^17,1*RIGHT(LEFT(KZ6050,LEN(KZ6050)-3),ROW($1:$80))))))","v":""},{"$f":"IF(OR(ISBLANK(LA100),LA6050=\"\"),\"\",IF(ISERROR(LOOKUP(10^17,1*RIGHT(LEFT(LA6050,LEN(LA6050)-3),ROW($1:$80)))),0,IF(RIGHT(LEFT(LA6050,LEN(LA6050)-3),2)=\"--\",0,LOOKUP(10^17,1*RIGHT(LEFT(LA6050,LEN(LA6050)-3),ROW($1:$80))))))","v":""},{"$f":"IF(OR(ISBLANK(LB100),LB6050=\"\"),\"\",IF(ISERROR(LOOKUP(10^17,1*RIGHT(LEFT(LB6050,LEN(LB6050)-3),ROW($1:$80)))),0,IF(RIGHT(LEFT(LB6050,LEN(LB6050)-3),2)=\"--\",0,LOOKUP(10^17,1*RIGHT(LEFT(LB6050,LEN(LB6050)-3),ROW($1:$80))))))","v":""},{"$f":"IF(OR(ISBLANK(LC100),LC6050=\"\"),\"\",IF(ISERROR(LOOKUP(10^17,1*RIGHT(LEFT(LC6050,LEN(LC6050)-3),ROW($1:$80)))),0,IF(RIGHT(LEFT(LC6050,LEN(LC6050)-3),2)=\"--\",0,LOOKUP(10^17,1*RIGHT(LEFT(LC6050,LEN(LC6050)-3),ROW($1:$80))))))","v":""},{"$f":"IF(OR(ISBLANK(LD100),LD6050=\"\"),\"\",IF(ISERROR(LOOKUP(10^17,1*RIGHT(LEFT(LD6050,LEN(LD6050)-3),ROW($1:$80)))),0,IF(RIGHT(LEFT(LD6050,LEN(LD6050)-3),2)=\"--\",0,LOOKUP(10^17,1*RIGHT(LEFT(LD6050,LEN(LD6050)-3),ROW($1:$80))))))","v":""},{"$f":"IF(OR(ISBLANK(LE100),LE6050=\"\"),\"\",IF(ISERROR(LOOKUP(10^17,1*RIGHT(LEFT(LE6050,LEN(LE6050)-3),ROW($1:$80)))),0,IF(RIGHT(LEFT(LE6050,LEN(LE6050)-3),2)=\"--\",0,LOOKUP(10^17,1*RIGHT(LEFT(LE6050,LEN(LE6050)-3),ROW($1:$80))))))","v":""},{"$f":"IF(OR(ISBLANK(LF100),LF6050=\"\"),\"\",IF(ISERROR(LOOKUP(10^17,1*RIGHT(LEFT(LF6050,LEN(LF6050)-3),ROW($1:$80)))),0,IF(RIGHT(LEFT(LF6050,LEN(LF6050)-3),2)=\"--\",0,LOOKUP(10^17,1*RIGHT(LEFT(LF6050,LEN(LF6050)-3),ROW($1:$80))))))","v":""},{"$f":"IF(OR(ISBLANK(LG100),LG6050=\"\"),\"\",IF(ISERROR(LOOKUP(10^17,1*RIGHT(LEFT(LG6050,LEN(LG6050)-3),ROW($1:$80)))),0,IF(RIGHT(LEFT(LG6050,LEN(LG6050)-3),2)=\"--\",0,LOOKUP(10^17,1*RIGHT(LEFT(LG6050,LEN(LG6050)-3),ROW($1:$80))))))","v":""},{"$f":"IF(OR(ISBLANK(LH100),LH6050=\"\"),\"\",IF(ISERROR(LOOKUP(10^17,1*RIGHT(LEFT(LH6050,LEN(LH6050)-3),ROW($1:$80)))),0,IF(RIGHT(LEFT(LH6050,LEN(LH6050)-3),2)=\"--\",0,LOOKUP(10^17,1*RIGHT(LEFT(LH6050,LEN(LH6050)-3),ROW($1:$80))))))","v":""},{"$f":"IF(OR(ISBLANK(LI100),LI6050=\"\"),\"\",IF(ISERROR(LOOKUP(10^17,1*RIGHT(LEFT(LI6050,LEN(LI6050)-3),ROW($1:$80)))),0,IF(RIGHT(LEFT(LI6050,LEN(LI6050)-3),2)=\"--\",0,LOOKUP(10^17,1*RIGHT(LEFT(LI6050,LEN(LI6050)-3),ROW($1:$80))))))","v":""},{"$f":"IF(OR(ISBLANK(LJ100),LJ6050=\"\"),\"\",IF(ISERROR(LOOKUP(10^17,1*RIGHT(LEFT(LJ6050,LEN(LJ6050)-3),ROW($1:$80)))),0,IF(RIGHT(LEFT(LJ6050,LEN(LJ6050)-3),2)=\"--\",0,LOOKUP(10^17,1*RIGHT(LEFT(LJ6050,LEN(LJ6050)-3),ROW($1:$80))))))","v":""},{"$f":"IF(OR(ISBLANK(LK100),LK6050=\"\"),\"\",IF(ISERROR(LOOKUP(10^17,1*RIGHT(LEFT(LK6050,LEN(LK6050)-3),ROW($1:$80)))),0,IF(RIGHT(LEFT(LK6050,LEN(LK6050)-3),2)=\"--\",0,LOOKUP(10^17,1*RIGHT(LEFT(LK6050,LEN(LK6050)-3),ROW($1:$80))))))","v":""},{"$f":"IF(OR(ISBLANK(LL100),LL6050=\"\"),\"\",IF(ISERROR(LOOKUP(10^17,1*RIGHT(LEFT(LL6050,LEN(LL6050)-3),ROW($1:$80)))),0,IF(RIGHT(LEFT(LL6050,LEN(LL6050)-3),2)=\"--\",0,LOOKUP(10^17,1*RIGHT(LEFT(LL6050,LEN(LL6050)-3),ROW($1:$80))))))","v":""},{"$f":"IF(OR(ISBLANK(LM100),LM6050=\"\"),\"\",IF(ISERROR(LOOKUP(10^17,1*RIGHT(LEFT(LM6050,LEN(LM6050)-3),ROW($1:$80)))),0,IF(RIGHT(LEFT(LM6050,LEN(LM6050)-3),2)=\"--\",0,LOOKUP(10^17,1*RIGHT(LEFT(LM6050,LEN(LM6050)-3),ROW($1:$80))))))","v":""},{"$f":"IF(OR(ISBLANK(LN100),LN6050=\"\"),\"\",IF(ISERROR(LOOKUP(10^17,1*RIGHT(LEFT(LN6050,LEN(LN6050)-3),ROW($1:$80)))),0,IF(RIGHT(LEFT(LN6050,LEN(LN6050)-3),2)=\"--\",0,LOOKUP(10^17,1*RIGHT(LEFT(LN6050,LEN(LN6050)-3),ROW($1:$80))))))","v":""},{"$f":"IF(OR(ISBLANK(LO100),LO6050=\"\"),\"\",IF(ISERROR(LOOKUP(10^17,1*RIGHT(LEFT(LO6050,LEN(LO6050)-3),ROW($1:$80)))),0,IF(RIGHT(LEFT(LO6050,LEN(LO6050)-3),2)=\"--\",0,LOOKUP(10^17,1*RIGHT(LEFT(LO6050,LEN(LO6050)-3),ROW($1:$80))))))","v":""},{"$f":"IF(OR(ISBLANK(LP100),LP6050=\"\"),\"\",IF(ISERROR(LOOKUP(10^17,1*RIGHT(LEFT(LP6050,LEN(LP6050)-3),ROW($1:$80)))),0,IF(RIGHT(LEFT(LP6050,LEN(LP6050)-3),2)=\"--\",0,LOOKUP(10^17,1*RIGHT(LEFT(LP6050,LEN(LP6050)-3),ROW($1:$80))))))","v":""},{"$f":"IF(OR(ISBLANK(LQ100),LQ6050=\"\"),\"\",IF(ISERROR(LOOKUP(10^17,1*RIGHT(LEFT(LQ6050,LEN(LQ6050)-3),ROW($1:$80)))),0,IF(RIGHT(LEFT(LQ6050,LEN(LQ6050)-3),2)=\"--\",0,LOOKUP(10^17,1*RIGHT(LEFT(LQ6050,LEN(LQ6050)-3),ROW($1:$80))))))","v":""},{"$f":"IF(OR(ISBLANK(LR100),LR6050=\"\"),\"\",IF(ISERROR(LOOKUP(10^17,1*RIGHT(LEFT(LR6050,LEN(LR6050)-3),ROW($1:$80)))),0,IF(RIGHT(LEFT(LR6050,LEN(LR6050)-3),2)=\"--\",0,LOOKUP(10^17,1*RIGHT(LEFT(LR6050,LEN(LR6050)-3),ROW($1:$80))))))","v":""},{"$f":"IF(OR(ISBLANK(LS100),LS6050=\"\"),\"\",IF(ISERROR(LOOKUP(10^17,1*RIGHT(LEFT(LS6050,LEN(LS6050)-3),ROW($1:$80)))),0,IF(RIGHT(LEFT(LS6050,LEN(LS6050)-3),2)=\"--\",0,LOOKUP(10^17,1*RIGHT(LEFT(LS6050,LEN(LS6050)-3),ROW($1:$80))))))","v":""},{"$f":"IF(OR(ISBLANK(LT100),LT6050=\"\"),\"\",IF(ISERROR(LOOKUP(10^17,1*RIGHT(LEFT(LT6050,LEN(LT6050)-3),ROW($1:$80)))),0,IF(RIGHT(LEFT(LT6050,LEN(LT6050)-3),2)=\"--\",0,LOOKUP(10^17,1*RIGHT(LEFT(LT6050,LEN(LT6050)-3),ROW($1:$80))))))","v":""},{"$f":"IF(OR(ISBLANK(LU100),LU6050=\"\"),\"\",IF(ISERROR(LOOKUP(10^17,1*RIGHT(LEFT(LU6050,LEN(LU6050)-3),ROW($1:$80)))),0,IF(RIGHT(LEFT(LU6050,LEN(LU6050)-3),2)=\"--\",0,LOOKUP(10^17,1*RIGHT(LEFT(LU6050,LEN(LU6050)-3),ROW($1:$80))))))","v":""},{"$f":"IF(OR(ISBLANK(LV100),LV6050=\"\"),\"\",IF(ISERROR(LOOKUP(10^17,1*RIGHT(LEFT(LV6050,LEN(LV6050)-3),ROW($1:$80)))),0,IF(RIGHT(LEFT(LV6050,LEN(LV6050)-3),2)=\"--\",0,LOOKUP(10^17,1*RIGHT(LEFT(LV6050,LEN(LV6050)-3),ROW($1:$80))))))","v":""},{"$f":"IF(OR(ISBLANK(LW100),LW6050=\"\"),\"\",IF(ISERROR(LOOKUP(10^17,1*RIGHT(LEFT(LW6050,LEN(LW6050)-3),ROW($1:$80)))),0,IF(RIGHT(LEFT(LW6050,LEN(LW6050)-3),2)=\"--\",0,LOOKUP(10^17,1*RIGHT(LEFT(LW6050,LEN(LW6050)-3),ROW($1:$80))))))","v":""},{"$f":"IF(OR(ISBLANK(LX100),LX6050=\"\"),\"\",IF(ISERROR(LOOKUP(10^17,1*RIGHT(LEFT(LX6050,LEN(LX6050)-3),ROW($1:$80)))),0,IF(RIGHT(LEFT(LX6050,LEN(LX6050)-3),2)=\"--\",0,LOOKUP(10^17,1*RIGHT(LEFT(LX6050,LEN(LX6050)-3),ROW($1:$80))))))","v":""},{"$f":"IF(OR(ISBLANK(LY100),LY6050=\"\"),\"\",IF(ISERROR(LOOKUP(10^17,1*RIGHT(LEFT(LY6050,LEN(LY6050)-3),ROW($1:$80)))),0,IF(RIGHT(LEFT(LY6050,LEN(LY6050)-3),2)=\"--\",0,LOOKUP(10^17,1*RIGHT(LEFT(LY6050,LEN(LY6050)-3),ROW($1:$80))))))","v":""},{"$f":"IF(OR(ISBLANK(LZ100),LZ6050=\"\"),\"\",IF(ISERROR(LOOKUP(10^17,1*RIGHT(LEFT(LZ6050,LEN(LZ6050)-3),ROW($1:$80)))),0,IF(RIGHT(LEFT(LZ6050,LEN(LZ6050)-3),2)=\"--\",0,LOOKUP(10^17,1*RIGHT(LEFT(LZ6050,LEN(LZ6050)-3),ROW($1:$80))))))","v":""},{"$f":"IF(OR(ISBLANK(MA100),MA6050=\"\"),\"\",IF(ISERROR(LOOKUP(10^17,1*RIGHT(LEFT(MA6050,LEN(MA6050)-3),ROW($1:$80)))),0,IF(RIGHT(LEFT(MA6050,LEN(MA6050)-3),2)=\"--\",0,LOOKUP(10^17,1*RIGHT(LEFT(MA6050,LEN(MA6050)-3),ROW($1:$80))))))","v":""},{"$f":"IF(OR(ISBLANK(MB100),MB6050=\"\"),\"\",IF(ISERROR(LOOKUP(10^17,1*RIGHT(LEFT(MB6050,LEN(MB6050)-3),ROW($1:$80)))),0,IF(RIGHT(LEFT(MB6050,LEN(MB6050)-3),2)=\"--\",0,LOOKUP(10^17,1*RIGHT(LEFT(MB6050,LEN(MB6050)-3),ROW($1:$80))))))","v":""},{"$f":"IF(OR(ISBLANK(MC100),MC6050=\"\"),\"\",IF(ISERROR(LOOKUP(10^17,1*RIGHT(LEFT(MC6050,LEN(MC6050)-3),ROW($1:$80)))),0,IF(RIGHT(LEFT(MC6050,LEN(MC6050)-3),2)=\"--\",0,LOOKUP(10^17,1*RIGHT(LEFT(MC6050,LEN(MC6050)-3),ROW($1:$80))))))","v":""},{"$f":"IF(OR(ISBLANK(MD100),MD6050=\"\"),\"\",IF(ISERROR(LOOKUP(10^17,1*RIGHT(LEFT(MD6050,LEN(MD6050)-3),ROW($1:$80)))),0,IF(RIGHT(LEFT(MD6050,LEN(MD6050)-3),2)=\"--\",0,LOOKUP(10^17,1*RIGHT(LEFT(MD6050,LEN(MD6050)-3),ROW($1:$80))))))","v":""},{"$f":"IF(OR(ISBLANK(ME100),ME6050=\"\"),\"\",IF(ISERROR(LOOKUP(10^17,1*RIGHT(LEFT(ME6050,LEN(ME6050)-3),ROW($1:$80)))),0,IF(RIGHT(LEFT(ME6050,LEN(ME6050)-3),2)=\"--\",0,LOOKUP(10^17,1*RIGHT(LEFT(ME6050,LEN(ME6050)-3),ROW($1:$80))))))","v":""},{"$f":"IF(OR(ISBLANK(MF100),MF6050=\"\"),\"\",IF(ISERROR(LOOKUP(10^17,1*RIGHT(LEFT(MF6050,LEN(MF6050)-3),ROW($1:$80)))),0,IF(RIGHT(LEFT(MF6050,LEN(MF6050)-3),2)=\"--\",0,LOOKUP(10^17,1*RIGHT(LEFT(MF6050,LEN(MF6050)-3),ROW($1:$80))))))","v":""},{"$f":"IF(OR(ISBLANK(MG100),MG6050=\"\"),\"\",IF(ISERROR(LOOKUP(10^17,1*RIGHT(LEFT(MG6050,LEN(MG6050)-3),ROW($1:$80)))),0,IF(RIGHT(LEFT(MG6050,LEN(MG6050)-3),2)=\"--\",0,LOOKUP(10^17,1*RIGHT(LEFT(MG6050,LEN(MG6050)-3),ROW($1:$80))))))","v":""},{"$f":"IF(OR(ISBLANK(MH100),MH6050=\"\"),\"\",IF(ISERROR(LOOKUP(10^17,1*RIGHT(LEFT(MH6050,LEN(MH6050)-3),ROW($1:$80)))),0,IF(RIGHT(LEFT(MH6050,LEN(MH6050)-3),2)=\"--\",0,LOOKUP(10^17,1*RIGHT(LEFT(MH6050,LEN(MH6050)-3),ROW($1:$80))))))","v":""},{"$f":"IF(OR(ISBLANK(MI100),MI6050=\"\"),\"\",IF(ISERROR(LOOKUP(10^17,1*RIGHT(LEFT(MI6050,LEN(MI6050)-3),ROW($1:$80)))),0,IF(RIGHT(LEFT(MI6050,LEN(MI6050)-3),2)=\"--\",0,LOOKUP(10^17,1*RIGHT(LEFT(MI6050,LEN(MI6050)-3),ROW($1:$80))))))","v":""},{"$f":"IF(OR(ISBLANK(MJ100),MJ6050=\"\"),\"\",IF(ISERROR(LOOKUP(10^17,1*RIGHT(LEFT(MJ6050,LEN(MJ6050)-3),ROW($1:$80)))),0,IF(RIGHT(LEFT(MJ6050,LEN(MJ6050)-3),2)=\"--\",0,LOOKUP(10^17,1*RIGHT(LEFT(MJ6050,LEN(MJ6050)-3),ROW($1:$80))))))","v":""},{"$f":"IF(OR(ISBLANK(MK100),MK6050=\"\"),\"\",IF(ISERROR(LOOKUP(10^17,1*RIGHT(LEFT(MK6050,LEN(MK6050)-3),ROW($1:$80)))),0,IF(RIGHT(LEFT(MK6050,LEN(MK6050)-3),2)=\"--\",0,LOOKUP(10^17,1*RIGHT(LEFT(MK6050,LEN(MK6050)-3),ROW($1:$80))))))","v":""},{"$f":"IF(OR(ISBLANK(ML100),ML6050=\"\"),\"\",IF(ISERROR(LOOKUP(10^17,1*RIGHT(LEFT(ML6050,LEN(ML6050)-3),ROW($1:$80)))),0,IF(RIGHT(LEFT(ML6050,LEN(ML6050)-3),2)=\"--\",0,LOOKUP(10^17,1*RIGHT(LEFT(ML6050,LEN(ML6050)-3),ROW($1:$80))))))","v":""},{"$f":"IF(OR(ISBLANK(MM100),MM6050=\"\"),\"\",IF(ISERROR(LOOKUP(10^17,1*RIGHT(LEFT(MM6050,LEN(MM6050)-3),ROW($1:$80)))),0,IF(RIGHT(LEFT(MM6050,LEN(MM6050)-3),2)=\"--\",0,LOOKUP(10^17,1*RIGHT(LEFT(MM6050,LEN(MM6050)-3),ROW($1:$80))))))","v":""},{"$f":"IF(OR(ISBLANK(MN100),MN6050=\"\"),\"\",IF(ISERROR(LOOKUP(10^17,1*RIGHT(LEFT(MN6050,LEN(MN6050)-3),ROW($1:$80)))),0,IF(RIGHT(LEFT(MN6050,LEN(MN6050)-3),2)=\"--\",0,LOOKUP(10^17,1*RIGHT(LEFT(MN6050,LEN(MN6050)-3),ROW($1:$80))))))","v":""},{"$f":"IF(OR(ISBLANK(MO100),MO6050=\"\"),\"\",IF(ISERROR(LOOKUP(10^17,1*RIGHT(LEFT(MO6050,LEN(MO6050)-3),ROW($1:$80)))),0,IF(RIGHT(LEFT(MO6050,LEN(MO6050)-3),2)=\"--\",0,LOOKUP(10^17,1*RIGHT(LEFT(MO6050,LEN(MO6050)-3),ROW($1:$80))))))","v":""},{"$f":"IF(OR(ISBLANK(MP100),MP6050=\"\"),\"\",IF(ISERROR(LOOKUP(10^17,1*RIGHT(LEFT(MP6050,LEN(MP6050)-3),ROW($1:$80)))),0,IF(RIGHT(LEFT(MP6050,LEN(MP6050)-3),2)=\"--\",0,LOOKUP(10^17,1*RIGHT(LEFT(MP6050,LEN(MP6050)-3),ROW($1:$80))))))","v":""},{"$f":"IF(OR(ISBLANK(MQ100),MQ6050=\"\"),\"\",IF(ISERROR(LOOKUP(10^17,1*RIGHT(LEFT(MQ6050,LEN(MQ6050)-3),ROW($1:$80)))),0,IF(RIGHT(LEFT(MQ6050,LEN(MQ6050)-3),2)=\"--\",0,LOOKUP(10^17,1*RIGHT(LEFT(MQ6050,LEN(MQ6050)-3),ROW($1:$80))))))","v":""},{"$f":"IF(OR(ISBLANK(MR100),MR6050=\"\"),\"\",IF(ISERROR(LOOKUP(10^17,1*RIGHT(LEFT(MR6050,LEN(MR6050)-3),ROW($1:$80)))),0,IF(RIGHT(LEFT(MR6050,LEN(MR6050)-3),2)=\"--\",0,LOOKUP(10^17,1*RIGHT(LEFT(MR6050,LEN(MR6050)-3),ROW($1:$80))))))","v":""},{"$f":"IF(OR(ISBLANK(MS100),MS6050=\"\"),\"\",IF(ISERROR(LOOKUP(10^17,1*RIGHT(LEFT(MS6050,LEN(MS6050)-3),ROW($1:$80)))),0,IF(RIGHT(LEFT(MS6050,LEN(MS6050)-3),2)=\"--\",0,LOOKUP(10^17,1*RIGHT(LEFT(MS6050,LEN(MS6050)-3),ROW($1:$80))))))","v":""},{"$f":"IF(OR(ISBLANK(MT100),MT6050=\"\"),\"\",IF(ISERROR(LOOKUP(10^17,1*RIGHT(LEFT(MT6050,LEN(MT6050)-3),ROW($1:$80)))),0,IF(RIGHT(LEFT(MT6050,LEN(MT6050)-3),2)=\"--\",0,LOOKUP(10^17,1*RIGHT(LEFT(MT6050,LEN(MT6050)-3),ROW($1:$80))))))","v":""},{"$f":"IF(OR(ISBLANK(MU100),MU6050=\"\"),\"\",IF(ISERROR(LOOKUP(10^17,1*RIGHT(LEFT(MU6050,LEN(MU6050)-3),ROW($1:$80)))),0,IF(RIGHT(LEFT(MU6050,LEN(MU6050)-3),2)=\"--\",0,LOOKUP(10^17,1*RIGHT(LEFT(MU6050,LEN(MU6050)-3),ROW($1:$80))))))","v":""},{"$f":"IF(OR(ISBLANK(MV100),MV6050=\"\"),\"\",IF(ISERROR(LOOKUP(10^17,1*RIGHT(LEFT(MV6050,LEN(MV6050)-3),ROW($1:$80)))),0,IF(RIGHT(LEFT(MV6050,LEN(MV6050)-3),2)=\"--\",0,LOOKUP(10^17,1*RIGHT(LEFT(MV6050,LEN(MV6050)-3),ROW($1:$80))))))","v":""},{"$f":"IF(OR(ISBLANK(MW100),MW6050=\"\"),\"\",IF(ISERROR(LOOKUP(10^17,1*RIGHT(LEFT(MW6050,LEN(MW6050)-3),ROW($1:$80)))),0,IF(RIGHT(LEFT(MW6050,LEN(MW6050)-3),2)=\"--\",0,LOOKUP(10^17,1*RIGHT(LEFT(MW6050,LEN(MW6050)-3),ROW($1:$80))))))","v":""},{"$f":"IF(OR(ISBLANK(MX100),MX6050=\"\"),\"\",IF(ISERROR(LOOKUP(10^17,1*RIGHT(LEFT(MX6050,LEN(MX6050)-3),ROW($1:$80)))),0,IF(RIGHT(LEFT(MX6050,LEN(MX6050)-3),2)=\"--\",0,LOOKUP(10^17,1*RIGHT(LEFT(MX6050,LEN(MX6050)-3),ROW($1:$80))))))","v":""},{"$f":"IF(OR(ISBLANK(MY100),MY6050=\"\"),\"\",IF(ISERROR(LOOKUP(10^17,1*RIGHT(LEFT(MY6050,LEN(MY6050)-3),ROW($1:$80)))),0,IF(RIGHT(LEFT(MY6050,LEN(MY6050)-3),2)=\"--\",0,LOOKUP(10^17,1*RIGHT(LEFT(MY6050,LEN(MY6050)-3),ROW($1:$80))))))","v":""},{"$f":"IF(OR(ISBLANK(MZ100),MZ6050=\"\"),\"\",IF(ISERROR(LOOKUP(10^17,1*RIGHT(LEFT(MZ6050,LEN(MZ6050)-3),ROW($1:$80)))),0,IF(RIGHT(LEFT(MZ6050,LEN(MZ6050)-3),2)=\"--\",0,LOOKUP(10^17,1*RIGHT(LEFT(MZ6050,LEN(MZ6050)-3),ROW($1:$80))))))","v":""},{"$f":"IF(OR(ISBLANK(NA100),NA6050=\"\"),\"\",IF(ISERROR(LOOKUP(10^17,1*RIGHT(LEFT(NA6050,LEN(NA6050)-3),ROW($1:$80)))),0,IF(RIGHT(LEFT(NA6050,LEN(NA6050)-3),2)=\"--\",0,LOOKUP(10^17,1*RIGHT(LEFT(NA6050,LEN(NA6050)-3),ROW($1:$80))))))","v":""},{"$f":"IF(OR(ISBLANK(NB100),NB6050=\"\"),\"\",IF(ISERROR(LOOKUP(10^17,1*RIGHT(LEFT(NB6050,LEN(NB6050)-3),ROW($1:$80)))),0,IF(RIGHT(LEFT(NB6050,LEN(NB6050)-3),2)=\"--\",0,LOOKUP(10^17,1*RIGHT(LEFT(NB6050,LEN(NB6050)-3),ROW($1:$80))))))","v":""},{"$f":"IF(OR(ISBLANK(NC100),NC6050=\"\"),\"\",IF(ISERROR(LOOKUP(10^17,1*RIGHT(LEFT(NC6050,LEN(NC6050)-3),ROW($1:$80)))),0,IF(RIGHT(LEFT(NC6050,LEN(NC6050)-3),2)=\"--\",0,LOOKUP(10^17,1*RIGHT(LEFT(NC6050,LEN(NC6050)-3),ROW($1:$80))))))","v":""},{"$f":"IF(OR(ISBLANK(ND100),ND6050=\"\"),\"\",IF(ISERROR(LOOKUP(10^17,1*RIGHT(LEFT(ND6050,LEN(ND6050)-3),ROW($1:$80)))),0,IF(RIGHT(LEFT(ND6050,LEN(ND6050)-3),2)=\"--\",0,LOOKUP(10^17,1*RIGHT(LEFT(ND6050,LEN(ND6050)-3),ROW($1:$80))))))","v":""},{"$f":"IF(OR(ISBLANK(NE100),NE6050=\"\"),\"\",IF(ISERROR(LOOKUP(10^17,1*RIGHT(LEFT(NE6050,LEN(NE6050)-3),ROW($1:$80)))),0,IF(RIGHT(LEFT(NE6050,LEN(NE6050)-3),2)=\"--\",0,LOOKUP(10^17,1*RIGHT(LEFT(NE6050,LEN(NE6050)-3),ROW($1:$80))))))","v":""},{"$f":"IF(OR(ISBLANK(NF100),NF6050=\"\"),\"\",IF(ISERROR(LOOKUP(10^17,1*RIGHT(LEFT(NF6050,LEN(NF6050)-3),ROW($1:$80)))),0,IF(RIGHT(LEFT(NF6050,LEN(NF6050)-3),2)=\"--\",0,LOOKUP(10^17,1*RIGHT(LEFT(NF6050,LEN(NF6050)-3),ROW($1:$80))))))","v":""},{"$f":"IF(OR(ISBLANK(NG100),NG6050=\"\"),\"\",IF(ISERROR(LOOKUP(10^17,1*RIGHT(LEFT(NG6050,LEN(NG6050)-3),ROW($1:$80)))),0,IF(RIGHT(LEFT(NG6050,LEN(NG6050)-3),2)=\"--\",0,LOOKUP(10^17,1*RIGHT(LEFT(NG6050,LEN(NG6050)-3),ROW($1:$80))))))","v":""},{"$f":"IF(OR(ISBLANK(NH100),NH6050=\"\"),\"\",IF(ISERROR(LOOKUP(10^17,1*RIGHT(LEFT(NH6050,LEN(NH6050)-3),ROW($1:$80)))),0,IF(RIGHT(LEFT(NH6050,LEN(NH6050)-3),2)=\"--\",0,LOOKUP(10^17,1*RIGHT(LEFT(NH6050,LEN(NH6050)-3),ROW($1:$80))))))","v":""},{"$f":"IF(OR(ISBLANK(NI100),NI6050=\"\"),\"\",IF(ISERROR(LOOKUP(10^17,1*RIGHT(LEFT(NI6050,LEN(NI6050)-3),ROW($1:$80)))),0,IF(RIGHT(LEFT(NI6050,LEN(NI6050)-3),2)=\"--\",0,LOOKUP(10^17,1*RIGHT(LEFT(NI6050,LEN(NI6050)-3),ROW($1:$80))))))","v":""},{"$f":"IF(OR(ISBLANK(NJ100),NJ6050=\"\"),\"\",IF(ISERROR(LOOKUP(10^17,1*RIGHT(LEFT(NJ6050,LEN(NJ6050)-3),ROW($1:$80)))),0,IF(RIGHT(LEFT(NJ6050,LEN(NJ6050)-3),2)=\"--\",0,LOOKUP(10^17,1*RIGHT(LEFT(NJ6050,LEN(NJ6050)-3),ROW($1:$80))))))","v":""},{"$f":"IF(OR(ISBLANK(NK100),NK6050=\"\"),\"\",IF(ISERROR(LOOKUP(10^17,1*RIGHT(LEFT(NK6050,LEN(NK6050)-3),ROW($1:$80)))),0,IF(RIGHT(LEFT(NK6050,LEN(NK6050)-3),2)=\"--\",0,LOOKUP(10^17,1*RIGHT(LEFT(NK6050,LEN(NK6050)-3),ROW($1:$80))))))","v":""},{"$f":"IF(OR(ISBLANK(NL100),NL6050=\"\"),\"\",IF(ISERROR(LOOKUP(10^17,1*RIGHT(LEFT(NL6050,LEN(NL6050)-3),ROW($1:$80)))),0,IF(RIGHT(LEFT(NL6050,LEN(NL6050)-3),2)=\"--\",0,LOOKUP(10^17,1*RIGHT(LEFT(NL6050,LEN(NL6050)-3),ROW($1:$80))))))","v":""},{"$f":"IF(OR(ISBLANK(NM100),NM6050=\"\"),\"\",IF(ISERROR(LOOKUP(10^17,1*RIGHT(LEFT(NM6050,LEN(NM6050)-3),ROW($1:$80)))),0,IF(RIGHT(LEFT(NM6050,LEN(NM6050)-3),2)=\"--\",0,LOOKUP(10^17,1*RIGHT(LEFT(NM6050,LEN(NM6050)-3),ROW($1:$80))))))","v":""},{"$f":"IF(OR(ISBLANK(NN100),NN6050=\"\"),\"\",IF(ISERROR(LOOKUP(10^17,1*RIGHT(LEFT(NN6050,LEN(NN6050)-3),ROW($1:$80)))),0,IF(RIGHT(LEFT(NN6050,LEN(NN6050)-3),2)=\"--\",0,LOOKUP(10^17,1*RIGHT(LEFT(NN6050,LEN(NN6050)-3),ROW($1:$80))))))","v":""},{"$f":"IF(OR(ISBLANK(NO100),NO6050=\"\"),\"\",IF(ISERROR(LOOKUP(10^17,1*RIGHT(LEFT(NO6050,LEN(NO6050)-3),ROW($1:$80)))),0,IF(RIGHT(LEFT(NO6050,LEN(NO6050)-3),2)=\"--\",0,LOOKUP(10^17,1*RIGHT(LEFT(NO6050,LEN(NO6050)-3),ROW($1:$80))))))","v":""},{"$f":"IF(OR(ISBLANK(NP100),NP6050=\"\"),\"\",IF(ISERROR(LOOKUP(10^17,1*RIGHT(LEFT(NP6050,LEN(NP6050)-3),ROW($1:$80)))),0,IF(RIGHT(LEFT(NP6050,LEN(NP6050)-3),2)=\"--\",0,LOOKUP(10^17,1*RIGHT(LEFT(NP6050,LEN(NP6050)-3),ROW($1:$80))))))","v":""},{"$f":"IF(OR(ISBLANK(NQ100),NQ6050=\"\"),\"\",IF(ISERROR(LOOKUP(10^17,1*RIGHT(LEFT(NQ6050,LEN(NQ6050)-3),ROW($1:$80)))),0,IF(RIGHT(LEFT(NQ6050,LEN(NQ6050)-3),2)=\"--\",0,LOOKUP(10^17,1*RIGHT(LEFT(NQ6050,LEN(NQ6050)-3),ROW($1:$80))))))","v":""},{"$f":"IF(OR(ISBLANK(NR100),NR6050=\"\"),\"\",IF(ISERROR(LOOKUP(10^17,1*RIGHT(LEFT(NR6050,LEN(NR6050)-3),ROW($1:$80)))),0,IF(RIGHT(LEFT(NR6050,LEN(NR6050)-3),2)=\"--\",0,LOOKUP(10^17,1*RIGHT(LEFT(NR6050,LEN(NR6050)-3),ROW($1:$80))))))","v":""},{"$f":"IF(OR(ISBLANK(NS100),NS6050=\"\"),\"\",IF(ISERROR(LOOKUP(10^17,1*RIGHT(LEFT(NS6050,LEN(NS6050)-3),ROW($1:$80)))),0,IF(RIGHT(LEFT(NS6050,LEN(NS6050)-3),2)=\"--\",0,LOOKUP(10^17,1*RIGHT(LEFT(NS6050,LEN(NS6050)-3),ROW($1:$80))))))","v":""},{"$f":"IF(OR(ISBLANK(NT100),NT6050=\"\"),\"\",IF(ISERROR(LOOKUP(10^17,1*RIGHT(LEFT(NT6050,LEN(NT6050)-3),ROW($1:$80)))),0,IF(RIGHT(LEFT(NT6050,LEN(NT6050)-3),2)=\"--\",0,LOOKUP(10^17,1*RIGHT(LEFT(NT6050,LEN(NT6050)-3),ROW($1:$80))))))","v":""},{"$f":"IF(OR(ISBLANK(NU100),NU6050=\"\"),\"\",IF(ISERROR(LOOKUP(10^17,1*RIGHT(LEFT(NU6050,LEN(NU6050)-3),ROW($1:$80)))),0,IF(RIGHT(LEFT(NU6050,LEN(NU6050)-3),2)=\"--\",0,LOOKUP(10^17,1*RIGHT(LEFT(NU6050,LEN(NU6050)-3),ROW($1:$80))))))","v":""},{"$f":"IF(OR(ISBLANK(NV100),NV6050=\"\"),\"\",IF(ISERROR(LOOKUP(10^17,1*RIGHT(LEFT(NV6050,LEN(NV6050)-3),ROW($1:$80)))),0,IF(RIGHT(LEFT(NV6050,LEN(NV6050)-3),2)=\"--\",0,LOOKUP(10^17,1*RIGHT(LEFT(NV6050,LEN(NV6050)-3),ROW($1:$80))))))","v":""},{"$f":"IF(OR(ISBLANK(NW100),NW6050=\"\"),\"\",IF(ISERROR(LOOKUP(10^17,1*RIGHT(LEFT(NW6050,LEN(NW6050)-3),ROW($1:$80)))),0,IF(RIGHT(LEFT(NW6050,LEN(NW6050)-3),2)=\"--\",0,LOOKUP(10^17,1*RIGHT(LEFT(NW6050,LEN(NW6050)-3),ROW($1:$80))))))","v":""},{"$f":"IF(OR(ISBLANK(NX100),NX6050=\"\"),\"\",IF(ISERROR(LOOKUP(10^17,1*RIGHT(LEFT(NX6050,LEN(NX6050)-3),ROW($1:$80)))),0,IF(RIGHT(LEFT(NX6050,LEN(NX6050)-3),2)=\"--\",0,LOOKUP(10^17,1*RIGHT(LEFT(NX6050,LEN(NX6050)-3),ROW($1:$80))))))","v":""},{"$f":"IF(OR(ISBLANK(NY100),NY6050=\"\"),\"\",IF(ISERROR(LOOKUP(10^17,1*RIGHT(LEFT(NY6050,LEN(NY6050)-3),ROW($1:$80)))),0,IF(RIGHT(LEFT(NY6050,LEN(NY6050)-3),2)=\"--\",0,LOOKUP(10^17,1*RIGHT(LEFT(NY6050,LEN(NY6050)-3),ROW($1:$80))))))","v":""},{"$f":"IF(OR(ISBLANK(NZ100),NZ6050=\"\"),\"\",IF(ISERROR(LOOKUP(10^17,1*RIGHT(LEFT(NZ6050,LEN(NZ6050)-3),ROW($1:$80)))),0,IF(RIGHT(LEFT(NZ6050,LEN(NZ6050)-3),2)=\"--\",0,LOOKUP(10^17,1*RIGHT(LEFT(NZ6050,LEN(NZ6050)-3),ROW($1:$80))))))","v":""},{"$f":"IF(OR(ISBLANK(OA100),OA6050=\"\"),\"\",IF(ISERROR(LOOKUP(10^17,1*RIGHT(LEFT(OA6050,LEN(OA6050)-3),ROW($1:$80)))),0,IF(RIGHT(LEFT(OA6050,LEN(OA6050)-3),2)=\"--\",0,LOOKUP(10^17,1*RIGHT(LEFT(OA6050,LEN(OA6050)-3),ROW($1:$80))))))","v":""},{"$f":"IF(OR(ISBLANK(OB100),OB6050=\"\"),\"\",IF(ISERROR(LOOKUP(10^17,1*RIGHT(LEFT(OB6050,LEN(OB6050)-3),ROW($1:$80)))),0,IF(RIGHT(LEFT(OB6050,LEN(OB6050)-3),2)=\"--\",0,LOOKUP(10^17,1*RIGHT(LEFT(OB6050,LEN(OB6050)-3),ROW($1:$80))))))","v":""},{"$f":"IF(OR(ISBLANK(OC100),OC6050=\"\"),\"\",IF(ISERROR(LOOKUP(10^17,1*RIGHT(LEFT(OC6050,LEN(OC6050)-3),ROW($1:$80)))),0,IF(RIGHT(LEFT(OC6050,LEN(OC6050)-3),2)=\"--\",0,LOOKUP(10^17,1*RIGHT(LEFT(OC6050,LEN(OC6050)-3),ROW($1:$80))))))","v":""},{"$f":"IF(OR(ISBLANK(OD100),OD6050=\"\"),\"\",IF(ISERROR(LOOKUP(10^17,1*RIGHT(LEFT(OD6050,LEN(OD6050)-3),ROW($1:$80)))),0,IF(RIGHT(LEFT(OD6050,LEN(OD6050)-3),2)=\"--\",0,LOOKUP(10^17,1*RIGHT(LEFT(OD6050,LEN(OD6050)-3),ROW($1:$80))))))","v":""},{"$f":"IF(OR(ISBLANK(OE100),OE6050=\"\"),\"\",IF(ISERROR(LOOKUP(10^17,1*RIGHT(LEFT(OE6050,LEN(OE6050)-3),ROW($1:$80)))),0,IF(RIGHT(LEFT(OE6050,LEN(OE6050)-3),2)=\"--\",0,LOOKUP(10^17,1*RIGHT(LEFT(OE6050,LEN(OE6050)-3),ROW($1:$80))))))","v":""},{"$f":"IF(OR(ISBLANK(OF100),OF6050=\"\"),\"\",IF(ISERROR(LOOKUP(10^17,1*RIGHT(LEFT(OF6050,LEN(OF6050)-3),ROW($1:$80)))),0,IF(RIGHT(LEFT(OF6050,LEN(OF6050)-3),2)=\"--\",0,LOOKUP(10^17,1*RIGHT(LEFT(OF6050,LEN(OF6050)-3),ROW($1:$80))))))","v":""},{"$f":"IF(OR(ISBLANK(OG100),OG6050=\"\"),\"\",IF(ISERROR(LOOKUP(10^17,1*RIGHT(LEFT(OG6050,LEN(OG6050)-3),ROW($1:$80)))),0,IF(RIGHT(LEFT(OG6050,LEN(OG6050)-3),2)=\"--\",0,LOOKUP(10^17,1*RIGHT(LEFT(OG6050,LEN(OG6050)-3),ROW($1:$80))))))","v":""},{"$f":"IF(OR(ISBLANK(OH100),OH6050=\"\"),\"\",IF(ISERROR(LOOKUP(10^17,1*RIGHT(LEFT(OH6050,LEN(OH6050)-3),ROW($1:$80)))),0,IF(RIGHT(LEFT(OH6050,LEN(OH6050)-3),2)=\"--\",0,LOOKUP(10^17,1*RIGHT(LEFT(OH6050,LEN(OH6050)-3),ROW($1:$80))))))","v":""},{"$f":"IF(OR(ISBLANK(OI100),OI6050=\"\"),\"\",IF(ISERROR(LOOKUP(10^17,1*RIGHT(LEFT(OI6050,LEN(OI6050)-3),ROW($1:$80)))),0,IF(RIGHT(LEFT(OI6050,LEN(OI6050)-3),2)=\"--\",0,LOOKUP(10^17,1*RIGHT(LEFT(OI6050,LEN(OI6050)-3),ROW($1:$80))))))","v":""},{"$f":"IF(OR(ISBLANK(OJ100),OJ6050=\"\"),\"\",IF(ISERROR(LOOKUP(10^17,1*RIGHT(LEFT(OJ6050,LEN(OJ6050)-3),ROW($1:$80)))),0,IF(RIGHT(LEFT(OJ6050,LEN(OJ6050)-3),2)=\"--\",0,LOOKUP(10^17,1*RIGHT(LEFT(OJ6050,LEN(OJ6050)-3),ROW($1:$80))))))","v":""},{"$f":"IF(OR(ISBLANK(OK100),OK6050=\"\"),\"\",IF(ISERROR(LOOKUP(10^17,1*RIGHT(LEFT(OK6050,LEN(OK6050)-3),ROW($1:$80)))),0,IF(RIGHT(LEFT(OK6050,LEN(OK6050)-3),2)=\"--\",0,LOOKUP(10^17,1*RIGHT(LEFT(OK6050,LEN(OK6050)-3),ROW($1:$80))))))","v":""},{"$f":"IF(OR(ISBLANK(OL100),OL6050=\"\"),\"\",IF(ISERROR(LOOKUP(10^17,1*RIGHT(LEFT(OL6050,LEN(OL6050)-3),ROW($1:$80)))),0,IF(RIGHT(LEFT(OL6050,LEN(OL6050)-3),2)=\"--\",0,LOOKUP(10^17,1*RIGHT(LEFT(OL6050,LEN(OL6050)-3),ROW($1:$80))))))","v":""},{"$f":"IF(OR(ISBLANK(OM100),OM6050=\"\"),\"\",IF(ISERROR(LOOKUP(10^17,1*RIGHT(LEFT(OM6050,LEN(OM6050)-3),ROW($1:$80)))),0,IF(RIGHT(LEFT(OM6050,LEN(OM6050)-3),2)=\"--\",0,LOOKUP(10^17,1*RIGHT(LEFT(OM6050,LEN(OM6050)-3),ROW($1:$80))))))","v":""},{"$f":"IF(OR(ISBLANK(ON100),ON6050=\"\"),\"\",IF(ISERROR(LOOKUP(10^17,1*RIGHT(LEFT(ON6050,LEN(ON6050)-3),ROW($1:$80)))),0,IF(RIGHT(LEFT(ON6050,LEN(ON6050)-3),2)=\"--\",0,LOOKUP(10^17,1*RIGHT(LEFT(ON6050,LEN(ON6050)-3),ROW($1:$80))))))","v":""},{"$f":"IF(OR(ISBLANK(OO100),OO6050=\"\"),\"\",IF(ISERROR(LOOKUP(10^17,1*RIGHT(LEFT(OO6050,LEN(OO6050)-3),ROW($1:$80)))),0,IF(RIGHT(LEFT(OO6050,LEN(OO6050)-3),2)=\"--\",0,LOOKUP(10^17,1*RIGHT(LEFT(OO6050,LEN(OO6050)-3),ROW($1:$80))))))","v":""},{"$f":"IF(OR(ISBLANK(OP100),OP6050=\"\"),\"\",IF(ISERROR(LOOKUP(10^17,1*RIGHT(LEFT(OP6050,LEN(OP6050)-3),ROW($1:$80)))),0,IF(RIGHT(LEFT(OP6050,LEN(OP6050)-3),2)=\"--\",0,LOOKUP(10^17,1*RIGHT(LEFT(OP6050,LEN(OP6050)-3),ROW($1:$80))))))","v":""},{"$f":"IF(OR(ISBLANK(OQ100),OQ6050=\"\"),\"\",IF(ISERROR(LOOKUP(10^17,1*RIGHT(LEFT(OQ6050,LEN(OQ6050)-3),ROW($1:$80)))),0,IF(RIGHT(LEFT(OQ6050,LEN(OQ6050)-3),2)=\"--\",0,LOOKUP(10^17,1*RIGHT(LEFT(OQ6050,LEN(OQ6050)-3),ROW($1:$80))))))","v":""}]
[null,null,null,null,"全体表示","共用部表示","CGS控除量",{"$f":"IF(OR(ISBLANK(H100),H6073=\"\"),\"\",IF(ISERROR(LOOKUP(10^17,1*RIGHT(LEFT(H6073,LEN(H6073)-3),ROW($1:$80)))),0,IF(RIGHT(LEFT(H6073,LEN(H6073)-3),2)=\"--\",0,LOOKUP(10^17,1*RIGHT(LEFT(H6073,LEN(H6073)-3),ROW($1:$80))))))","v":""},{"$f":"IF(OR(ISBLANK(I100),I6073=\"\"),\"\",IF(ISERROR(LOOKUP(10^17,1*RIGHT(LEFT(I6073,LEN(I6073)-3),ROW($1:$80)))),0,IF(RIGHT(LEFT(I6073,LEN(I6073)-3),2)=\"--\",0,LOOKUP(10^17,1*RIGHT(LEFT(I6073,LEN(I6073)-3),ROW($1:$80))))))","v":""},{"$f":"IF(OR(ISBLANK(J100),J6073=\"\"),\"\",IF(ISERROR(LOOKUP(10^17,1*RIGHT(LEFT(J6073,LEN(J6073)-3),ROW($1:$80)))),0,IF(RIGHT(LEFT(J6073,LEN(J6073)-3),2)=\"--\",0,LOOKUP(10^17,1*RIGHT(LEFT(J6073,LEN(J6073)-3),ROW($1:$80))))))","v":""},{"$f":"IF(OR(ISBLANK(K100),K6073=\"\"),\"\",IF(ISERROR(LOOKUP(10^17,1*RIGHT(LEFT(K6073,LEN(K6073)-3),ROW($1:$80)))),0,IF(RIGHT(LEFT(K6073,LEN(K6073)-3),2)=\"--\",0,LOOKUP(10^17,1*RIGHT(LEFT(K6073,LEN(K6073)-3),ROW($1:$80))))))","v":""},{"$f":"IF(OR(ISBLANK(L100),L6073=\"\"),\"\",IF(ISERROR(LOOKUP(10^17,1*RIGHT(LEFT(L6073,LEN(L6073)-3),ROW($1:$80)))),0,IF(RIGHT(LEFT(L6073,LEN(L6073)-3),2)=\"--\",0,LOOKUP(10^17,1*RIGHT(LEFT(L6073,LEN(L6073)-3),ROW($1:$80))))))","v":""},{"$f":"IF(OR(ISBLANK(M100),M6073=\"\"),\"\",IF(ISERROR(LOOKUP(10^17,1*RIGHT(LEFT(M6073,LEN(M6073)-3),ROW($1:$80)))),0,IF(RIGHT(LEFT(M6073,LEN(M6073)-3),2)=\"--\",0,LOOKUP(10^17,1*RIGHT(LEFT(M6073,LEN(M6073)-3),ROW($1:$80))))))","v":""},{"$f":"IF(OR(ISBLANK(N100),N6073=\"\"),\"\",IF(ISERROR(LOOKUP(10^17,1*RIGHT(LEFT(N6073,LEN(N6073)-3),ROW($1:$80)))),0,IF(RIGHT(LEFT(N6073,LEN(N6073)-3),2)=\"--\",0,LOOKUP(10^17,1*RIGHT(LEFT(N6073,LEN(N6073)-3),ROW($1:$80))))))","v":""},{"$f":"IF(OR(ISBLANK(O100),O6073=\"\"),\"\",IF(ISERROR(LOOKUP(10^17,1*RIGHT(LEFT(O6073,LEN(O6073)-3),ROW($1:$80)))),0,IF(RIGHT(LEFT(O6073,LEN(O6073)-3),2)=\"--\",0,LOOKUP(10^17,1*RIGHT(LEFT(O6073,LEN(O6073)-3),ROW($1:$80))))))","v":""},{"$f":"IF(OR(ISBLANK(P100),P6073=\"\"),\"\",IF(ISERROR(LOOKUP(10^17,1*RIGHT(LEFT(P6073,LEN(P6073)-3),ROW($1:$80)))),0,IF(RIGHT(LEFT(P6073,LEN(P6073)-3),2)=\"--\",0,LOOKUP(10^17,1*RIGHT(LEFT(P6073,LEN(P6073)-3),ROW($1:$80))))))","v":""},{"$f":"IF(OR(ISBLANK(Q100),Q6073=\"\"),\"\",IF(ISERROR(LOOKUP(10^17,1*RIGHT(LEFT(Q6073,LEN(Q6073)-3),ROW($1:$80)))),0,IF(RIGHT(LEFT(Q6073,LEN(Q6073)-3),2)=\"--\",0,LOOKUP(10^17,1*RIGHT(LEFT(Q6073,LEN(Q6073)-3),ROW($1:$80))))))","v":""},{"$f":"IF(OR(ISBLANK(R100),R6073=\"\"),\"\",IF(ISERROR(LOOKUP(10^17,1*RIGHT(LEFT(R6073,LEN(R6073)-3),ROW($1:$80)))),0,IF(RIGHT(LEFT(R6073,LEN(R6073)-3),2)=\"--\",0,LOOKUP(10^17,1*RIGHT(LEFT(R6073,LEN(R6073)-3),ROW($1:$80))))))","v":""},{"$f":"IF(OR(ISBLANK(S100),S6073=\"\"),\"\",IF(ISERROR(LOOKUP(10^17,1*RIGHT(LEFT(S6073,LEN(S6073)-3),ROW($1:$80)))),0,IF(RIGHT(LEFT(S6073,LEN(S6073)-3),2)=\"--\",0,LOOKUP(10^17,1*RIGHT(LEFT(S6073,LEN(S6073)-3),ROW($1:$80))))))","v":""},{"$f":"IF(OR(ISBLANK(T100),T6073=\"\"),\"\",IF(ISERROR(LOOKUP(10^17,1*RIGHT(LEFT(T6073,LEN(T6073)-3),ROW($1:$80)))),0,IF(RIGHT(LEFT(T6073,LEN(T6073)-3),2)=\"--\",0,LOOKUP(10^17,1*RIGHT(LEFT(T6073,LEN(T6073)-3),ROW($1:$80))))))","v":""},{"$f":"IF(OR(ISBLANK(U100),U6073=\"\"),\"\",IF(ISERROR(LOOKUP(10^17,1*RIGHT(LEFT(U6073,LEN(U6073)-3),ROW($1:$80)))),0,IF(RIGHT(LEFT(U6073,LEN(U6073)-3),2)=\"--\",0,LOOKUP(10^17,1*RIGHT(LEFT(U6073,LEN(U6073)-3),ROW($1:$80))))))","v":""},{"$f":"IF(OR(ISBLANK(V100),V6073=\"\"),\"\",IF(ISERROR(LOOKUP(10^17,1*RIGHT(LEFT(V6073,LEN(V6073)-3),ROW($1:$80)))),0,IF(RIGHT(LEFT(V6073,LEN(V6073)-3),2)=\"--\",0,LOOKUP(10^17,1*RIGHT(LEFT(V6073,LEN(V6073)-3),ROW($1:$80))))))","v":""},{"$f":"IF(OR(ISBLANK(W100),W6073=\"\"),\"\",IF(ISERROR(LOOKUP(10^17,1*RIGHT(LEFT(W6073,LEN(W6073)-3),ROW($1:$80)))),0,IF(RIGHT(LEFT(W6073,LEN(W6073)-3),2)=\"--\",0,LOOKUP(10^17,1*RIGHT(LEFT(W6073,LEN(W6073)-3),ROW($1:$80))))))","v":""},{"$f":"IF(OR(ISBLANK(X100),X6073=\"\"),\"\",IF(ISERROR(LOOKUP(10^17,1*RIGHT(LEFT(X6073,LEN(X6073)-3),ROW($1:$80)))),0,IF(RIGHT(LEFT(X6073,LEN(X6073)-3),2)=\"--\",0,LOOKUP(10^17,1*RIGHT(LEFT(X6073,LEN(X6073)-3),ROW($1:$80))))))","v":""},{"$f":"IF(OR(ISBLANK(Y100),Y6073=\"\"),\"\",IF(ISERROR(LOOKUP(10^17,1*RIGHT(LEFT(Y6073,LEN(Y6073)-3),ROW($1:$80)))),0,IF(RIGHT(LEFT(Y6073,LEN(Y6073)-3),2)=\"--\",0,LOOKUP(10^17,1*RIGHT(LEFT(Y6073,LEN(Y6073)-3),ROW($1:$80))))))","v":""},{"$f":"IF(OR(ISBLANK(Z100),Z6073=\"\"),\"\",IF(ISERROR(LOOKUP(10^17,1*RIGHT(LEFT(Z6073,LEN(Z6073)-3),ROW($1:$80)))),0,IF(RIGHT(LEFT(Z6073,LEN(Z6073)-3),2)=\"--\",0,LOOKUP(10^17,1*RIGHT(LEFT(Z6073,LEN(Z6073)-3),ROW($1:$80))))))","v":""},{"$f":"IF(OR(ISBLANK(AA100),AA6073=\"\"),\"\",IF(ISERROR(LOOKUP(10^17,1*RIGHT(LEFT(AA6073,LEN(AA6073)-3),ROW($1:$80)))),0,IF(RIGHT(LEFT(AA6073,LEN(AA6073)-3),2)=\"--\",0,LOOKUP(10^17,1*RIGHT(LEFT(AA6073,LEN(AA6073)-3),ROW($1:$80))))))","v":""},{"$f":"IF(OR(ISBLANK(AB100),AB6073=\"\"),\"\",IF(ISERROR(LOOKUP(10^17,1*RIGHT(LEFT(AB6073,LEN(AB6073)-3),ROW($1:$80)))),0,IF(RIGHT(LEFT(AB6073,LEN(AB6073)-3),2)=\"--\",0,LOOKUP(10^17,1*RIGHT(LEFT(AB6073,LEN(AB6073)-3),ROW($1:$80))))))","v":""},{"$f":"IF(OR(ISBLANK(AC100),AC6073=\"\"),\"\",IF(ISERROR(LOOKUP(10^17,1*RIGHT(LEFT(AC6073,LEN(AC6073)-3),ROW($1:$80)))),0,IF(RIGHT(LEFT(AC6073,LEN(AC6073)-3),2)=\"--\",0,LOOKUP(10^17,1*RIGHT(LEFT(AC6073,LEN(AC6073)-3),ROW($1:$80))))))","v":""},{"$f":"IF(OR(ISBLANK(AD100),AD6073=\"\"),\"\",IF(ISERROR(LOOKUP(10^17,1*RIGHT(LEFT(AD6073,LEN(AD6073)-3),ROW($1:$80)))),0,IF(RIGHT(LEFT(AD6073,LEN(AD6073)-3),2)=\"--\",0,LOOKUP(10^17,1*RIGHT(LEFT(AD6073,LEN(AD6073)-3),ROW($1:$80))))))","v":""},{"$f":"IF(OR(ISBLANK(AE100),AE6073=\"\"),\"\",IF(ISERROR(LOOKUP(10^17,1*RIGHT(LEFT(AE6073,LEN(AE6073)-3),ROW($1:$80)))),0,IF(RIGHT(LEFT(AE6073,LEN(AE6073)-3),2)=\"--\",0,LOOKUP(10^17,1*RIGHT(LEFT(AE6073,LEN(AE6073)-3),ROW($1:$80))))))","v":""},{"$f":"IF(OR(ISBLANK(AF100),AF6073=\"\"),\"\",IF(ISERROR(LOOKUP(10^17,1*RIGHT(LEFT(AF6073,LEN(AF6073)-3),ROW($1:$80)))),0,IF(RIGHT(LEFT(AF6073,LEN(AF6073)-3),2)=\"--\",0,LOOKUP(10^17,1*RIGHT(LEFT(AF6073,LEN(AF6073)-3),ROW($1:$80))))))","v":""},{"$f":"IF(OR(ISBLANK(AG100),AG6073=\"\"),\"\",IF(ISERROR(LOOKUP(10^17,1*RIGHT(LEFT(AG6073,LEN(AG6073)-3),ROW($1:$80)))),0,IF(RIGHT(LEFT(AG6073,LEN(AG6073)-3),2)=\"--\",0,LOOKUP(10^17,1*RIGHT(LEFT(AG6073,LEN(AG6073)-3),ROW($1:$80))))))","v":""},{"$f":"IF(OR(ISBLANK(AH100),AH6073=\"\"),\"\",IF(ISERROR(LOOKUP(10^17,1*RIGHT(LEFT(AH6073,LEN(AH6073)-3),ROW($1:$80)))),0,IF(RIGHT(LEFT(AH6073,LEN(AH6073)-3),2)=\"--\",0,LOOKUP(10^17,1*RIGHT(LEFT(AH6073,LEN(AH6073)-3),ROW($1:$80))))))","v":""},{"$f":"IF(OR(ISBLANK(AI100),AI6073=\"\"),\"\",IF(ISERROR(LOOKUP(10^17,1*RIGHT(LEFT(AI6073,LEN(AI6073)-3),ROW($1:$80)))),0,IF(RIGHT(LEFT(AI6073,LEN(AI6073)-3),2)=\"--\",0,LOOKUP(10^17,1*RIGHT(LEFT(AI6073,LEN(AI6073)-3),ROW($1:$80))))))","v":""},{"$f":"IF(OR(ISBLANK(AJ100),AJ6073=\"\"),\"\",IF(ISERROR(LOOKUP(10^17,1*RIGHT(LEFT(AJ6073,LEN(AJ6073)-3),ROW($1:$80)))),0,IF(RIGHT(LEFT(AJ6073,LEN(AJ6073)-3),2)=\"--\",0,LOOKUP(10^17,1*RIGHT(LEFT(AJ6073,LEN(AJ6073)-3),ROW($1:$80))))))","v":""},{"$f":"IF(OR(ISBLANK(AK100),AK6073=\"\"),\"\",IF(ISERROR(LOOKUP(10^17,1*RIGHT(LEFT(AK6073,LEN(AK6073)-3),ROW($1:$80)))),0,IF(RIGHT(LEFT(AK6073,LEN(AK6073)-3),2)=\"--\",0,LOOKUP(10^17,1*RIGHT(LEFT(AK6073,LEN(AK6073)-3),ROW($1:$80))))))","v":""},{"$f":"IF(OR(ISBLANK(AL100),AL6073=\"\"),\"\",IF(ISERROR(LOOKUP(10^17,1*RIGHT(LEFT(AL6073,LEN(AL6073)-3),ROW($1:$80)))),0,IF(RIGHT(LEFT(AL6073,LEN(AL6073)-3),2)=\"--\",0,LOOKUP(10^17,1*RIGHT(LEFT(AL6073,LEN(AL6073)-3),ROW($1:$80))))))","v":""},{"$f":"IF(OR(ISBLANK(AM100),AM6073=\"\"),\"\",IF(ISERROR(LOOKUP(10^17,1*RIGHT(LEFT(AM6073,LEN(AM6073)-3),ROW($1:$80)))),0,IF(RIGHT(LEFT(AM6073,LEN(AM6073)-3),2)=\"--\",0,LOOKUP(10^17,1*RIGHT(LEFT(AM6073,LEN(AM6073)-3),ROW($1:$80))))))","v":""},{"$f":"IF(OR(ISBLANK(AN100),AN6073=\"\"),\"\",IF(ISERROR(LOOKUP(10^17,1*RIGHT(LEFT(AN6073,LEN(AN6073)-3),ROW($1:$80)))),0,IF(RIGHT(LEFT(AN6073,LEN(AN6073)-3),2)=\"--\",0,LOOKUP(10^17,1*RIGHT(LEFT(AN6073,LEN(AN6073)-3),ROW($1:$80))))))","v":""},{"$f":"IF(OR(ISBLANK(AO100),AO6073=\"\"),\"\",IF(ISERROR(LOOKUP(10^17,1*RIGHT(LEFT(AO6073,LEN(AO6073)-3),ROW($1:$80)))),0,IF(RIGHT(LEFT(AO6073,LEN(AO6073)-3),2)=\"--\",0,LOOKUP(10^17,1*RIGHT(LEFT(AO6073,LEN(AO6073)-3),ROW($1:$80))))))","v":""},{"$f":"IF(OR(ISBLANK(AP100),AP6073=\"\"),\"\",IF(ISERROR(LOOKUP(10^17,1*RIGHT(LEFT(AP6073,LEN(AP6073)-3),ROW($1:$80)))),0,IF(RIGHT(LEFT(AP6073,LEN(AP6073)-3),2)=\"--\",0,LOOKUP(10^17,1*RIGHT(LEFT(AP6073,LEN(AP6073)-3),ROW($1:$80))))))","v":""},{"$f":"IF(OR(ISBLANK(AQ100),AQ6073=\"\"),\"\",IF(ISERROR(LOOKUP(10^17,1*RIGHT(LEFT(AQ6073,LEN(AQ6073)-3),ROW($1:$80)))),0,IF(RIGHT(LEFT(AQ6073,LEN(AQ6073)-3),2)=\"--\",0,LOOKUP(10^17,1*RIGHT(LEFT(AQ6073,LEN(AQ6073)-3),ROW($1:$80))))))","v":""},{"$f":"IF(OR(ISBLANK(AR100),AR6073=\"\"),\"\",IF(ISERROR(LOOKUP(10^17,1*RIGHT(LEFT(AR6073,LEN(AR6073)-3),ROW($1:$80)))),0,IF(RIGHT(LEFT(AR6073,LEN(AR6073)-3),2)=\"--\",0,LOOKUP(10^17,1*RIGHT(LEFT(AR6073,LEN(AR6073)-3),ROW($1:$80))))))","v":""},{"$f":"IF(OR(ISBLANK(AS100),AS6073=\"\"),\"\",IF(ISERROR(LOOKUP(10^17,1*RIGHT(LEFT(AS6073,LEN(AS6073)-3),ROW($1:$80)))),0,IF(RIGHT(LEFT(AS6073,LEN(AS6073)-3),2)=\"--\",0,LOOKUP(10^17,1*RIGHT(LEFT(AS6073,LEN(AS6073)-3),ROW($1:$80))))))","v":""},{"$f":"IF(OR(ISBLANK(AT100),AT6073=\"\"),\"\",IF(ISERROR(LOOKUP(10^17,1*RIGHT(LEFT(AT6073,LEN(AT6073)-3),ROW($1:$80)))),0,IF(RIGHT(LEFT(AT6073,LEN(AT6073)-3),2)=\"--\",0,LOOKUP(10^17,1*RIGHT(LEFT(AT6073,LEN(AT6073)-3),ROW($1:$80))))))","v":""},{"$f":"IF(OR(ISBLANK(AU100),AU6073=\"\"),\"\",IF(ISERROR(LOOKUP(10^17,1*RIGHT(LEFT(AU6073,LEN(AU6073)-3),ROW($1:$80)))),0,IF(RIGHT(LEFT(AU6073,LEN(AU6073)-3),2)=\"--\",0,LOOKUP(10^17,1*RIGHT(LEFT(AU6073,LEN(AU6073)-3),ROW($1:$80))))))","v":""},{"$f":"IF(OR(ISBLANK(AV100),AV6073=\"\"),\"\",IF(ISERROR(LOOKUP(10^17,1*RIGHT(LEFT(AV6073,LEN(AV6073)-3),ROW($1:$80)))),0,IF(RIGHT(LEFT(AV6073,LEN(AV6073)-3),2)=\"--\",0,LOOKUP(10^17,1*RIGHT(LEFT(AV6073,LEN(AV6073)-3),ROW($1:$80))))))","v":""},{"$f":"IF(OR(ISBLANK(AW100),AW6073=\"\"),\"\",IF(ISERROR(LOOKUP(10^17,1*RIGHT(LEFT(AW6073,LEN(AW6073)-3),ROW($1:$80)))),0,IF(RIGHT(LEFT(AW6073,LEN(AW6073)-3),2)=\"--\",0,LOOKUP(10^17,1*RIGHT(LEFT(AW6073,LEN(AW6073)-3),ROW($1:$80))))))","v":""},{"$f":"IF(OR(ISBLANK(AX100),AX6073=\"\"),\"\",IF(ISERROR(LOOKUP(10^17,1*RIGHT(LEFT(AX6073,LEN(AX6073)-3),ROW($1:$80)))),0,IF(RIGHT(LEFT(AX6073,LEN(AX6073)-3),2)=\"--\",0,LOOKUP(10^17,1*RIGHT(LEFT(AX6073,LEN(AX6073)-3),ROW($1:$80))))))","v":""},{"$f":"IF(OR(ISBLANK(AY100),AY6073=\"\"),\"\",IF(ISERROR(LOOKUP(10^17,1*RIGHT(LEFT(AY6073,LEN(AY6073)-3),ROW($1:$80)))),0,IF(RIGHT(LEFT(AY6073,LEN(AY6073)-3),2)=\"--\",0,LOOKUP(10^17,1*RIGHT(LEFT(AY6073,LEN(AY6073)-3),ROW($1:$80))))))","v":""},{"$f":"IF(OR(ISBLANK(AZ100),AZ6073=\"\"),\"\",IF(ISERROR(LOOKUP(10^17,1*RIGHT(LEFT(AZ6073,LEN(AZ6073)-3),ROW($1:$80)))),0,IF(RIGHT(LEFT(AZ6073,LEN(AZ6073)-3),2)=\"--\",0,LOOKUP(10^17,1*RIGHT(LEFT(AZ6073,LEN(AZ6073)-3),ROW($1:$80))))))","v":""},{"$f":"IF(OR(ISBLANK(BA100),BA6073=\"\"),\"\",IF(ISERROR(LOOKUP(10^17,1*RIGHT(LEFT(BA6073,LEN(BA6073)-3),ROW($1:$80)))),0,IF(RIGHT(LEFT(BA6073,LEN(BA6073)-3),2)=\"--\",0,LOOKUP(10^17,1*RIGHT(LEFT(BA6073,LEN(BA6073)-3),ROW($1:$80))))))","v":""},{"$f":"IF(OR(ISBLANK(BB100),BB6073=\"\"),\"\",IF(ISERROR(LOOKUP(10^17,1*RIGHT(LEFT(BB6073,LEN(BB6073)-3),ROW($1:$80)))),0,IF(RIGHT(LEFT(BB6073,LEN(BB6073)-3),2)=\"--\",0,LOOKUP(10^17,1*RIGHT(LEFT(BB6073,LEN(BB6073)-3),ROW($1:$80))))))","v":""},{"$f":"IF(OR(ISBLANK(BC100),BC6073=\"\"),\"\",IF(ISERROR(LOOKUP(10^17,1*RIGHT(LEFT(BC6073,LEN(BC6073)-3),ROW($1:$80)))),0,IF(RIGHT(LEFT(BC6073,LEN(BC6073)-3),2)=\"--\",0,LOOKUP(10^17,1*RIGHT(LEFT(BC6073,LEN(BC6073)-3),ROW($1:$80))))))","v":""},{"$f":"IF(OR(ISBLANK(BD100),BD6073=\"\"),\"\",IF(ISERROR(LOOKUP(10^17,1*RIGHT(LEFT(BD6073,LEN(BD6073)-3),ROW($1:$80)))),0,IF(RIGHT(LEFT(BD6073,LEN(BD6073)-3),2)=\"--\",0,LOOKUP(10^17,1*RIGHT(LEFT(BD6073,LEN(BD6073)-3),ROW($1:$80))))))","v":""},{"$f":"IF(OR(ISBLANK(BE100),BE6073=\"\"),\"\",IF(ISERROR(LOOKUP(10^17,1*RIGHT(LEFT(BE6073,LEN(BE6073)-3),ROW($1:$80)))),0,IF(RIGHT(LEFT(BE6073,LEN(BE6073)-3),2)=\"--\",0,LOOKUP(10^17,1*RIGHT(LEFT(BE6073,LEN(BE6073)-3),ROW($1:$80))))))","v":""},{"$f":"IF(OR(ISBLANK(BF100),BF6073=\"\"),\"\",IF(ISERROR(LOOKUP(10^17,1*RIGHT(LEFT(BF6073,LEN(BF6073)-3),ROW($1:$80)))),0,IF(RIGHT(LEFT(BF6073,LEN(BF6073)-3),2)=\"--\",0,LOOKUP(10^17,1*RIGHT(LEFT(BF6073,LEN(BF6073)-3),ROW($1:$80))))))","v":""},{"$f":"IF(OR(ISBLANK(BG100),BG6073=\"\"),\"\",IF(ISERROR(LOOKUP(10^17,1*RIGHT(LEFT(BG6073,LEN(BG6073)-3),ROW($1:$80)))),0,IF(RIGHT(LEFT(BG6073,LEN(BG6073)-3),2)=\"--\",0,LOOKUP(10^17,1*RIGHT(LEFT(BG6073,LEN(BG6073)-3),ROW($1:$80))))))","v":""},{"$f":"IF(OR(ISBLANK(BH100),BH6073=\"\"),\"\",IF(ISERROR(LOOKUP(10^17,1*RIGHT(LEFT(BH6073,LEN(BH6073)-3),ROW($1:$80)))),0,IF(RIGHT(LEFT(BH6073,LEN(BH6073)-3),2)=\"--\",0,LOOKUP(10^17,1*RIGHT(LEFT(BH6073,LEN(BH6073)-3),ROW($1:$80))))))","v":""},{"$f":"IF(OR(ISBLANK(BI100),BI6073=\"\"),\"\",IF(ISERROR(LOOKUP(10^17,1*RIGHT(LEFT(BI6073,LEN(BI6073)-3),ROW($1:$80)))),0,IF(RIGHT(LEFT(BI6073,LEN(BI6073)-3),2)=\"--\",0,LOOKUP(10^17,1*RIGHT(LEFT(BI6073,LEN(BI6073)-3),ROW($1:$80))))))","v":""},{"$f":"IF(OR(ISBLANK(BJ100),BJ6073=\"\"),\"\",IF(ISERROR(LOOKUP(10^17,1*RIGHT(LEFT(BJ6073,LEN(BJ6073)-3),ROW($1:$80)))),0,IF(RIGHT(LEFT(BJ6073,LEN(BJ6073)-3),2)=\"--\",0,LOOKUP(10^17,1*RIGHT(LEFT(BJ6073,LEN(BJ6073)-3),ROW($1:$80))))))","v":""},{"$f":"IF(OR(ISBLANK(BK100),BK6073=\"\"),\"\",IF(ISERROR(LOOKUP(10^17,1*RIGHT(LEFT(BK6073,LEN(BK6073)-3),ROW($1:$80)))),0,IF(RIGHT(LEFT(BK6073,LEN(BK6073)-3),2)=\"--\",0,LOOKUP(10^17,1*RIGHT(LEFT(BK6073,LEN(BK6073)-3),ROW($1:$80))))))","v":""},{"$f":"IF(OR(ISBLANK(BL100),BL6073=\"\"),\"\",IF(ISERROR(LOOKUP(10^17,1*RIGHT(LEFT(BL6073,LEN(BL6073)-3),ROW($1:$80)))),0,IF(RIGHT(LEFT(BL6073,LEN(BL6073)-3),2)=\"--\",0,LOOKUP(10^17,1*RIGHT(LEFT(BL6073,LEN(BL6073)-3),ROW($1:$80))))))","v":""},{"$f":"IF(OR(ISBLANK(BM100),BM6073=\"\"),\"\",IF(ISERROR(LOOKUP(10^17,1*RIGHT(LEFT(BM6073,LEN(BM6073)-3),ROW($1:$80)))),0,IF(RIGHT(LEFT(BM6073,LEN(BM6073)-3),2)=\"--\",0,LOOKUP(10^17,1*RIGHT(LEFT(BM6073,LEN(BM6073)-3),ROW($1:$80))))))","v":""},{"$f":"IF(OR(ISBLANK(BN100),BN6073=\"\"),\"\",IF(ISERROR(LOOKUP(10^17,1*RIGHT(LEFT(BN6073,LEN(BN6073)-3),ROW($1:$80)))),0,IF(RIGHT(LEFT(BN6073,LEN(BN6073)-3),2)=\"--\",0,LOOKUP(10^17,1*RIGHT(LEFT(BN6073,LEN(BN6073)-3),ROW($1:$80))))))","v":""},{"$f":"IF(OR(ISBLANK(BO100),BO6073=\"\"),\"\",IF(ISERROR(LOOKUP(10^17,1*RIGHT(LEFT(BO6073,LEN(BO6073)-3),ROW($1:$80)))),0,IF(RIGHT(LEFT(BO6073,LEN(BO6073)-3),2)=\"--\",0,LOOKUP(10^17,1*RIGHT(LEFT(BO6073,LEN(BO6073)-3),ROW($1:$80))))))","v":""},{"$f":"IF(OR(ISBLANK(BP100),BP6073=\"\"),\"\",IF(ISERROR(LOOKUP(10^17,1*RIGHT(LEFT(BP6073,LEN(BP6073)-3),ROW($1:$80)))),0,IF(RIGHT(LEFT(BP6073,LEN(BP6073)-3),2)=\"--\",0,LOOKUP(10^17,1*RIGHT(LEFT(BP6073,LEN(BP6073)-3),ROW($1:$80))))))","v":""},{"$f":"IF(OR(ISBLANK(BQ100),BQ6073=\"\"),\"\",IF(ISERROR(LOOKUP(10^17,1*RIGHT(LEFT(BQ6073,LEN(BQ6073)-3),ROW($1:$80)))),0,IF(RIGHT(LEFT(BQ6073,LEN(BQ6073)-3),2)=\"--\",0,LOOKUP(10^17,1*RIGHT(LEFT(BQ6073,LEN(BQ6073)-3),ROW($1:$80))))))","v":""},{"$f":"IF(OR(ISBLANK(BR100),BR6073=\"\"),\"\",IF(ISERROR(LOOKUP(10^17,1*RIGHT(LEFT(BR6073,LEN(BR6073)-3),ROW($1:$80)))),0,IF(RIGHT(LEFT(BR6073,LEN(BR6073)-3),2)=\"--\",0,LOOKUP(10^17,1*RIGHT(LEFT(BR6073,LEN(BR6073)-3),ROW($1:$80))))))","v":""},{"$f":"IF(OR(ISBLANK(BS100),BS6073=\"\"),\"\",IF(ISERROR(LOOKUP(10^17,1*RIGHT(LEFT(BS6073,LEN(BS6073)-3),ROW($1:$80)))),0,IF(RIGHT(LEFT(BS6073,LEN(BS6073)-3),2)=\"--\",0,LOOKUP(10^17,1*RIGHT(LEFT(BS6073,LEN(BS6073)-3),ROW($1:$80))))))","v":""},{"$f":"IF(OR(ISBLANK(BT100),BT6073=\"\"),\"\",IF(ISERROR(LOOKUP(10^17,1*RIGHT(LEFT(BT6073,LEN(BT6073)-3),ROW($1:$80)))),0,IF(RIGHT(LEFT(BT6073,LEN(BT6073)-3),2)=\"--\",0,LOOKUP(10^17,1*RIGHT(LEFT(BT6073,LEN(BT6073)-3),ROW($1:$80))))))","v":""},{"$f":"IF(OR(ISBLANK(BU100),BU6073=\"\"),\"\",IF(ISERROR(LOOKUP(10^17,1*RIGHT(LEFT(BU6073,LEN(BU6073)-3),ROW($1:$80)))),0,IF(RIGHT(LEFT(BU6073,LEN(BU6073)-3),2)=\"--\",0,LOOKUP(10^17,1*RIGHT(LEFT(BU6073,LEN(BU6073)-3),ROW($1:$80))))))","v":""},{"$f":"IF(OR(ISBLANK(BV100),BV6073=\"\"),\"\",IF(ISERROR(LOOKUP(10^17,1*RIGHT(LEFT(BV6073,LEN(BV6073)-3),ROW($1:$80)))),0,IF(RIGHT(LEFT(BV6073,LEN(BV6073)-3),2)=\"--\",0,LOOKUP(10^17,1*RIGHT(LEFT(BV6073,LEN(BV6073)-3),ROW($1:$80))))))","v":""},{"$f":"IF(OR(ISBLANK(BW100),BW6073=\"\"),\"\",IF(ISERROR(LOOKUP(10^17,1*RIGHT(LEFT(BW6073,LEN(BW6073)-3),ROW($1:$80)))),0,IF(RIGHT(LEFT(BW6073,LEN(BW6073)-3),2)=\"--\",0,LOOKUP(10^17,1*RIGHT(LEFT(BW6073,LEN(BW6073)-3),ROW($1:$80))))))","v":""},{"$f":"IF(OR(ISBLANK(BX100),BX6073=\"\"),\"\",IF(ISERROR(LOOKUP(10^17,1*RIGHT(LEFT(BX6073,LEN(BX6073)-3),ROW($1:$80)))),0,IF(RIGHT(LEFT(BX6073,LEN(BX6073)-3),2)=\"--\",0,LOOKUP(10^17,1*RIGHT(LEFT(BX6073,LEN(BX6073)-3),ROW($1:$80))))))","v":""},{"$f":"IF(OR(ISBLANK(BY100),BY6073=\"\"),\"\",IF(ISERROR(LOOKUP(10^17,1*RIGHT(LEFT(BY6073,LEN(BY6073)-3),ROW($1:$80)))),0,IF(RIGHT(LEFT(BY6073,LEN(BY6073)-3),2)=\"--\",0,LOOKUP(10^17,1*RIGHT(LEFT(BY6073,LEN(BY6073)-3),ROW($1:$80))))))","v":""},{"$f":"IF(OR(ISBLANK(BZ100),BZ6073=\"\"),\"\",IF(ISERROR(LOOKUP(10^17,1*RIGHT(LEFT(BZ6073,LEN(BZ6073)-3),ROW($1:$80)))),0,IF(RIGHT(LEFT(BZ6073,LEN(BZ6073)-3),2)=\"--\",0,LOOKUP(10^17,1*RIGHT(LEFT(BZ6073,LEN(BZ6073)-3),ROW($1:$80))))))","v":""},{"$f":"IF(OR(ISBLANK(CA100),CA6073=\"\"),\"\",IF(ISERROR(LOOKUP(10^17,1*RIGHT(LEFT(CA6073,LEN(CA6073)-3),ROW($1:$80)))),0,IF(RIGHT(LEFT(CA6073,LEN(CA6073)-3),2)=\"--\",0,LOOKUP(10^17,1*RIGHT(LEFT(CA6073,LEN(CA6073)-3),ROW($1:$80))))))","v":""},{"$f":"IF(OR(ISBLANK(CB100),CB6073=\"\"),\"\",IF(ISERROR(LOOKUP(10^17,1*RIGHT(LEFT(CB6073,LEN(CB6073)-3),ROW($1:$80)))),0,IF(RIGHT(LEFT(CB6073,LEN(CB6073)-3),2)=\"--\",0,LOOKUP(10^17,1*RIGHT(LEFT(CB6073,LEN(CB6073)-3),ROW($1:$80))))))","v":""},{"$f":"IF(OR(ISBLANK(CC100),CC6073=\"\"),\"\",IF(ISERROR(LOOKUP(10^17,1*RIGHT(LEFT(CC6073,LEN(CC6073)-3),ROW($1:$80)))),0,IF(RIGHT(LEFT(CC6073,LEN(CC6073)-3),2)=\"--\",0,LOOKUP(10^17,1*RIGHT(LEFT(CC6073,LEN(CC6073)-3),ROW($1:$80))))))","v":""},{"$f":"IF(OR(ISBLANK(CD100),CD6073=\"\"),\"\",IF(ISERROR(LOOKUP(10^17,1*RIGHT(LEFT(CD6073,LEN(CD6073)-3),ROW($1:$80)))),0,IF(RIGHT(LEFT(CD6073,LEN(CD6073)-3),2)=\"--\",0,LOOKUP(10^17,1*RIGHT(LEFT(CD6073,LEN(CD6073)-3),ROW($1:$80))))))","v":""},{"$f":"IF(OR(ISBLANK(CE100),CE6073=\"\"),\"\",IF(ISERROR(LOOKUP(10^17,1*RIGHT(LEFT(CE6073,LEN(CE6073)-3),ROW($1:$80)))),0,IF(RIGHT(LEFT(CE6073,LEN(CE6073)-3),2)=\"--\",0,LOOKUP(10^17,1*RIGHT(LEFT(CE6073,LEN(CE6073)-3),ROW($1:$80))))))","v":""},{"$f":"IF(OR(ISBLANK(CF100),CF6073=\"\"),\"\",IF(ISERROR(LOOKUP(10^17,1*RIGHT(LEFT(CF6073,LEN(CF6073)-3),ROW($1:$80)))),0,IF(RIGHT(LEFT(CF6073,LEN(CF6073)-3),2)=\"--\",0,LOOKUP(10^17,1*RIGHT(LEFT(CF6073,LEN(CF6073)-3),ROW($1:$80))))))","v":""},{"$f":"IF(OR(ISBLANK(CG100),CG6073=\"\"),\"\",IF(ISERROR(LOOKUP(10^17,1*RIGHT(LEFT(CG6073,LEN(CG6073)-3),ROW($1:$80)))),0,IF(RIGHT(LEFT(CG6073,LEN(CG6073)-3),2)=\"--\",0,LOOKUP(10^17,1*RIGHT(LEFT(CG6073,LEN(CG6073)-3),ROW($1:$80))))))","v":""},{"$f":"IF(OR(ISBLANK(CH100),CH6073=\"\"),\"\",IF(ISERROR(LOOKUP(10^17,1*RIGHT(LEFT(CH6073,LEN(CH6073)-3),ROW($1:$80)))),0,IF(RIGHT(LEFT(CH6073,LEN(CH6073)-3),2)=\"--\",0,LOOKUP(10^17,1*RIGHT(LEFT(CH6073,LEN(CH6073)-3),ROW($1:$80))))))","v":""},{"$f":"IF(OR(ISBLANK(CI100),CI6073=\"\"),\"\",IF(ISERROR(LOOKUP(10^17,1*RIGHT(LEFT(CI6073,LEN(CI6073)-3),ROW($1:$80)))),0,IF(RIGHT(LEFT(CI6073,LEN(CI6073)-3),2)=\"--\",0,LOOKUP(10^17,1*RIGHT(LEFT(CI6073,LEN(CI6073)-3),ROW($1:$80))))))","v":""},{"$f":"IF(OR(ISBLANK(CJ100),CJ6073=\"\"),\"\",IF(ISERROR(LOOKUP(10^17,1*RIGHT(LEFT(CJ6073,LEN(CJ6073)-3),ROW($1:$80)))),0,IF(RIGHT(LEFT(CJ6073,LEN(CJ6073)-3),2)=\"--\",0,LOOKUP(10^17,1*RIGHT(LEFT(CJ6073,LEN(CJ6073)-3),ROW($1:$80))))))","v":""},{"$f":"IF(OR(ISBLANK(CK100),CK6073=\"\"),\"\",IF(ISERROR(LOOKUP(10^17,1*RIGHT(LEFT(CK6073,LEN(CK6073)-3),ROW($1:$80)))),0,IF(RIGHT(LEFT(CK6073,LEN(CK6073)-3),2)=\"--\",0,LOOKUP(10^17,1*RIGHT(LEFT(CK6073,LEN(CK6073)-3),ROW($1:$80))))))","v":""},{"$f":"IF(OR(ISBLANK(CL100),CL6073=\"\"),\"\",IF(ISERROR(LOOKUP(10^17,1*RIGHT(LEFT(CL6073,LEN(CL6073)-3),ROW($1:$80)))),0,IF(RIGHT(LEFT(CL6073,LEN(CL6073)-3),2)=\"--\",0,LOOKUP(10^17,1*RIGHT(LEFT(CL6073,LEN(CL6073)-3),ROW($1:$80))))))","v":""},{"$f":"IF(OR(ISBLANK(CM100),CM6073=\"\"),\"\",IF(ISERROR(LOOKUP(10^17,1*RIGHT(LEFT(CM6073,LEN(CM6073)-3),ROW($1:$80)))),0,IF(RIGHT(LEFT(CM6073,LEN(CM6073)-3),2)=\"--\",0,LOOKUP(10^17,1*RIGHT(LEFT(CM6073,LEN(CM6073)-3),ROW($1:$80))))))","v":""},{"$f":"IF(OR(ISBLANK(CN100),CN6073=\"\"),\"\",IF(ISERROR(LOOKUP(10^17,1*RIGHT(LEFT(CN6073,LEN(CN6073)-3),ROW($1:$80)))),0,IF(RIGHT(LEFT(CN6073,LEN(CN6073)-3),2)=\"--\",0,LOOKUP(10^17,1*RIGHT(LEFT(CN6073,LEN(CN6073)-3),ROW($1:$80))))))","v":""},{"$f":"IF(OR(ISBLANK(CO100),CO6073=\"\"),\"\",IF(ISERROR(LOOKUP(10^17,1*RIGHT(LEFT(CO6073,LEN(CO6073)-3),ROW($1:$80)))),0,IF(RIGHT(LEFT(CO6073,LEN(CO6073)-3),2)=\"--\",0,LOOKUP(10^17,1*RIGHT(LEFT(CO6073,LEN(CO6073)-3),ROW($1:$80))))))","v":""},{"$f":"IF(OR(ISBLANK(CP100),CP6073=\"\"),\"\",IF(ISERROR(LOOKUP(10^17,1*RIGHT(LEFT(CP6073,LEN(CP6073)-3),ROW($1:$80)))),0,IF(RIGHT(LEFT(CP6073,LEN(CP6073)-3),2)=\"--\",0,LOOKUP(10^17,1*RIGHT(LEFT(CP6073,LEN(CP6073)-3),ROW($1:$80))))))","v":""},{"$f":"IF(OR(ISBLANK(CQ100),CQ6073=\"\"),\"\",IF(ISERROR(LOOKUP(10^17,1*RIGHT(LEFT(CQ6073,LEN(CQ6073)-3),ROW($1:$80)))),0,IF(RIGHT(LEFT(CQ6073,LEN(CQ6073)-3),2)=\"--\",0,LOOKUP(10^17,1*RIGHT(LEFT(CQ6073,LEN(CQ6073)-3),ROW($1:$80))))))","v":""},{"$f":"IF(OR(ISBLANK(CR100),CR6073=\"\"),\"\",IF(ISERROR(LOOKUP(10^17,1*RIGHT(LEFT(CR6073,LEN(CR6073)-3),ROW($1:$80)))),0,IF(RIGHT(LEFT(CR6073,LEN(CR6073)-3),2)=\"--\",0,LOOKUP(10^17,1*RIGHT(LEFT(CR6073,LEN(CR6073)-3),ROW($1:$80))))))","v":""},{"$f":"IF(OR(ISBLANK(CS100),CS6073=\"\"),\"\",IF(ISERROR(LOOKUP(10^17,1*RIGHT(LEFT(CS6073,LEN(CS6073)-3),ROW($1:$80)))),0,IF(RIGHT(LEFT(CS6073,LEN(CS6073)-3),2)=\"--\",0,LOOKUP(10^17,1*RIGHT(LEFT(CS6073,LEN(CS6073)-3),ROW($1:$80))))))","v":""},{"$f":"IF(OR(ISBLANK(CT100),CT6073=\"\"),\"\",IF(ISERROR(LOOKUP(10^17,1*RIGHT(LEFT(CT6073,LEN(CT6073)-3),ROW($1:$80)))),0,IF(RIGHT(LEFT(CT6073,LEN(CT6073)-3),2)=\"--\",0,LOOKUP(10^17,1*RIGHT(LEFT(CT6073,LEN(CT6073)-3),ROW($1:$80))))))","v":""},{"$f":"IF(OR(ISBLANK(CU100),CU6073=\"\"),\"\",IF(ISERROR(LOOKUP(10^17,1*RIGHT(LEFT(CU6073,LEN(CU6073)-3),ROW($1:$80)))),0,IF(RIGHT(LEFT(CU6073,LEN(CU6073)-3),2)=\"--\",0,LOOKUP(10^17,1*RIGHT(LEFT(CU6073,LEN(CU6073)-3),ROW($1:$80))))))","v":""},{"$f":"IF(OR(ISBLANK(CV100),CV6073=\"\"),\"\",IF(ISERROR(LOOKUP(10^17,1*RIGHT(LEFT(CV6073,LEN(CV6073)-3),ROW($1:$80)))),0,IF(RIGHT(LEFT(CV6073,LEN(CV6073)-3),2)=\"--\",0,LOOKUP(10^17,1*RIGHT(LEFT(CV6073,LEN(CV6073)-3),ROW($1:$80))))))","v":""},{"$f":"IF(OR(ISBLANK(CW100),CW6073=\"\"),\"\",IF(ISERROR(LOOKUP(10^17,1*RIGHT(LEFT(CW6073,LEN(CW6073)-3),ROW($1:$80)))),0,IF(RIGHT(LEFT(CW6073,LEN(CW6073)-3),2)=\"--\",0,LOOKUP(10^17,1*RIGHT(LEFT(CW6073,LEN(CW6073)-3),ROW($1:$80))))))","v":""},{"$f":"IF(OR(ISBLANK(CX100),CX6073=\"\"),\"\",IF(ISERROR(LOOKUP(10^17,1*RIGHT(LEFT(CX6073,LEN(CX6073)-3),ROW($1:$80)))),0,IF(RIGHT(LEFT(CX6073,LEN(CX6073)-3),2)=\"--\",0,LOOKUP(10^17,1*RIGHT(LEFT(CX6073,LEN(CX6073)-3),ROW($1:$80))))))","v":""},{"$f":"IF(OR(ISBLANK(CY100),CY6073=\"\"),\"\",IF(ISERROR(LOOKUP(10^17,1*RIGHT(LEFT(CY6073,LEN(CY6073)-3),ROW($1:$80)))),0,IF(RIGHT(LEFT(CY6073,LEN(CY6073)-3),2)=\"--\",0,LOOKUP(10^17,1*RIGHT(LEFT(CY6073,LEN(CY6073)-3),ROW($1:$80))))))","v":""},{"$f":"IF(OR(ISBLANK(CZ100),CZ6073=\"\"),\"\",IF(ISERROR(LOOKUP(10^17,1*RIGHT(LEFT(CZ6073,LEN(CZ6073)-3),ROW($1:$80)))),0,IF(RIGHT(LEFT(CZ6073,LEN(CZ6073)-3),2)=\"--\",0,LOOKUP(10^17,1*RIGHT(LEFT(CZ6073,LEN(CZ6073)-3),ROW($1:$80))))))","v":""},{"$f":"IF(OR(ISBLANK(DA100),DA6073=\"\"),\"\",IF(ISERROR(LOOKUP(10^17,1*RIGHT(LEFT(DA6073,LEN(DA6073)-3),ROW($1:$80)))),0,IF(RIGHT(LEFT(DA6073,LEN(DA6073)-3),2)=\"--\",0,LOOKUP(10^17,1*RIGHT(LEFT(DA6073,LEN(DA6073)-3),ROW($1:$80))))))","v":""},{"$f":"IF(OR(ISBLANK(DB100),DB6073=\"\"),\"\",IF(ISERROR(LOOKUP(10^17,1*RIGHT(LEFT(DB6073,LEN(DB6073)-3),ROW($1:$80)))),0,IF(RIGHT(LEFT(DB6073,LEN(DB6073)-3),2)=\"--\",0,LOOKUP(10^17,1*RIGHT(LEFT(DB6073,LEN(DB6073)-3),ROW($1:$80))))))","v":""},{"$f":"IF(OR(ISBLANK(DC100),DC6073=\"\"),\"\",IF(ISERROR(LOOKUP(10^17,1*RIGHT(LEFT(DC6073,LEN(DC6073)-3),ROW($1:$80)))),0,IF(RIGHT(LEFT(DC6073,LEN(DC6073)-3),2)=\"--\",0,LOOKUP(10^17,1*RIGHT(LEFT(DC6073,LEN(DC6073)-3),ROW($1:$80))))))","v":""},{"$f":"IF(OR(ISBLANK(DD100),DD6073=\"\"),\"\",IF(ISERROR(LOOKUP(10^17,1*RIGHT(LEFT(DD6073,LEN(DD6073)-3),ROW($1:$80)))),0,IF(RIGHT(LEFT(DD6073,LEN(DD6073)-3),2)=\"--\",0,LOOKUP(10^17,1*RIGHT(LEFT(DD6073,LEN(DD6073)-3),ROW($1:$80))))))","v":""},{"$f":"IF(OR(ISBLANK(DE100),DE6073=\"\"),\"\",IF(ISERROR(LOOKUP(10^17,1*RIGHT(LEFT(DE6073,LEN(DE6073)-3),ROW($1:$80)))),0,IF(RIGHT(LEFT(DE6073,LEN(DE6073)-3),2)=\"--\",0,LOOKUP(10^17,1*RIGHT(LEFT(DE6073,LEN(DE6073)-3),ROW($1:$80))))))","v":""},{"$f":"IF(OR(ISBLANK(DF100),DF6073=\"\"),\"\",IF(ISERROR(LOOKUP(10^17,1*RIGHT(LEFT(DF6073,LEN(DF6073)-3),ROW($1:$80)))),0,IF(RIGHT(LEFT(DF6073,LEN(DF6073)-3),2)=\"--\",0,LOOKUP(10^17,1*RIGHT(LEFT(DF6073,LEN(DF6073)-3),ROW($1:$80))))))","v":""},{"$f":"IF(OR(ISBLANK(DG100),DG6073=\"\"),\"\",IF(ISERROR(LOOKUP(10^17,1*RIGHT(LEFT(DG6073,LEN(DG6073)-3),ROW($1:$80)))),0,IF(RIGHT(LEFT(DG6073,LEN(DG6073)-3),2)=\"--\",0,LOOKUP(10^17,1*RIGHT(LEFT(DG6073,LEN(DG6073)-3),ROW($1:$80))))))","v":""},{"$f":"IF(OR(ISBLANK(DH100),DH6073=\"\"),\"\",IF(ISERROR(LOOKUP(10^17,1*RIGHT(LEFT(DH6073,LEN(DH6073)-3),ROW($1:$80)))),0,IF(RIGHT(LEFT(DH6073,LEN(DH6073)-3),2)=\"--\",0,LOOKUP(10^17,1*RIGHT(LEFT(DH6073,LEN(DH6073)-3),ROW($1:$80))))))","v":""},{"$f":"IF(OR(ISBLANK(DI100),DI6073=\"\"),\"\",IF(ISERROR(LOOKUP(10^17,1*RIGHT(LEFT(DI6073,LEN(DI6073)-3),ROW($1:$80)))),0,IF(RIGHT(LEFT(DI6073,LEN(DI6073)-3),2)=\"--\",0,LOOKUP(10^17,1*RIGHT(LEFT(DI6073,LEN(DI6073)-3),ROW($1:$80))))))","v":""},{"$f":"IF(OR(ISBLANK(DJ100),DJ6073=\"\"),\"\",IF(ISERROR(LOOKUP(10^17,1*RIGHT(LEFT(DJ6073,LEN(DJ6073)-3),ROW($1:$80)))),0,IF(RIGHT(LEFT(DJ6073,LEN(DJ6073)-3),2)=\"--\",0,LOOKUP(10^17,1*RIGHT(LEFT(DJ6073,LEN(DJ6073)-3),ROW($1:$80))))))","v":""},{"$f":"IF(OR(ISBLANK(DK100),DK6073=\"\"),\"\",IF(ISERROR(LOOKUP(10^17,1*RIGHT(LEFT(DK6073,LEN(DK6073)-3),ROW($1:$80)))),0,IF(RIGHT(LEFT(DK6073,LEN(DK6073)-3),2)=\"--\",0,LOOKUP(10^17,1*RIGHT(LEFT(DK6073,LEN(DK6073)-3),ROW($1:$80))))))","v":""},{"$f":"IF(OR(ISBLANK(DL100),DL6073=\"\"),\"\",IF(ISERROR(LOOKUP(10^17,1*RIGHT(LEFT(DL6073,LEN(DL6073)-3),ROW($1:$80)))),0,IF(RIGHT(LEFT(DL6073,LEN(DL6073)-3),2)=\"--\",0,LOOKUP(10^17,1*RIGHT(LEFT(DL6073,LEN(DL6073)-3),ROW($1:$80))))))","v":""},{"$f":"IF(OR(ISBLANK(DM100),DM6073=\"\"),\"\",IF(ISERROR(LOOKUP(10^17,1*RIGHT(LEFT(DM6073,LEN(DM6073)-3),ROW($1:$80)))),0,IF(RIGHT(LEFT(DM6073,LEN(DM6073)-3),2)=\"--\",0,LOOKUP(10^17,1*RIGHT(LEFT(DM6073,LEN(DM6073)-3),ROW($1:$80))))))","v":""},{"$f":"IF(OR(ISBLANK(DN100),DN6073=\"\"),\"\",IF(ISERROR(LOOKUP(10^17,1*RIGHT(LEFT(DN6073,LEN(DN6073)-3),ROW($1:$80)))),0,IF(RIGHT(LEFT(DN6073,LEN(DN6073)-3),2)=\"--\",0,LOOKUP(10^17,1*RIGHT(LEFT(DN6073,LEN(DN6073)-3),ROW($1:$80))))))","v":""},{"$f":"IF(OR(ISBLANK(DO100),DO6073=\"\"),\"\",IF(ISERROR(LOOKUP(10^17,1*RIGHT(LEFT(DO6073,LEN(DO6073)-3),ROW($1:$80)))),0,IF(RIGHT(LEFT(DO6073,LEN(DO6073)-3),2)=\"--\",0,LOOKUP(10^17,1*RIGHT(LEFT(DO6073,LEN(DO6073)-3),ROW($1:$80))))))","v":""},{"$f":"IF(OR(ISBLANK(DP100),DP6073=\"\"),\"\",IF(ISERROR(LOOKUP(10^17,1*RIGHT(LEFT(DP6073,LEN(DP6073)-3),ROW($1:$80)))),0,IF(RIGHT(LEFT(DP6073,LEN(DP6073)-3),2)=\"--\",0,LOOKUP(10^17,1*RIGHT(LEFT(DP6073,LEN(DP6073)-3),ROW($1:$80))))))","v":""},{"$f":"IF(OR(ISBLANK(DQ100),DQ6073=\"\"),\"\",IF(ISERROR(LOOKUP(10^17,1*RIGHT(LEFT(DQ6073,LEN(DQ6073)-3),ROW($1:$80)))),0,IF(RIGHT(LEFT(DQ6073,LEN(DQ6073)-3),2)=\"--\",0,LOOKUP(10^17,1*RIGHT(LEFT(DQ6073,LEN(DQ6073)-3),ROW($1:$80))))))","v":""},{"$f":"IF(OR(ISBLANK(DR100),DR6073=\"\"),\"\",IF(ISERROR(LOOKUP(10^17,1*RIGHT(LEFT(DR6073,LEN(DR6073)-3),ROW($1:$80)))),0,IF(RIGHT(LEFT(DR6073,LEN(DR6073)-3),2)=\"--\",0,LOOKUP(10^17,1*RIGHT(LEFT(DR6073,LEN(DR6073)-3),ROW($1:$80))))))","v":""},{"$f":"IF(OR(ISBLANK(DS100),DS6073=\"\"),\"\",IF(ISERROR(LOOKUP(10^17,1*RIGHT(LEFT(DS6073,LEN(DS6073)-3),ROW($1:$80)))),0,IF(RIGHT(LEFT(DS6073,LEN(DS6073)-3),2)=\"--\",0,LOOKUP(10^17,1*RIGHT(LEFT(DS6073,LEN(DS6073)-3),ROW($1:$80))))))","v":""},{"$f":"IF(OR(ISBLANK(DT100),DT6073=\"\"),\"\",IF(ISERROR(LOOKUP(10^17,1*RIGHT(LEFT(DT6073,LEN(DT6073)-3),ROW($1:$80)))),0,IF(RIGHT(LEFT(DT6073,LEN(DT6073)-3),2)=\"--\",0,LOOKUP(10^17,1*RIGHT(LEFT(DT6073,LEN(DT6073)-3),ROW($1:$80))))))","v":""},{"$f":"IF(OR(ISBLANK(DU100),DU6073=\"\"),\"\",IF(ISERROR(LOOKUP(10^17,1*RIGHT(LEFT(DU6073,LEN(DU6073)-3),ROW($1:$80)))),0,IF(RIGHT(LEFT(DU6073,LEN(DU6073)-3),2)=\"--\",0,LOOKUP(10^17,1*RIGHT(LEFT(DU6073,LEN(DU6073)-3),ROW($1:$80))))))","v":""},{"$f":"IF(OR(ISBLANK(DV100),DV6073=\"\"),\"\",IF(ISERROR(LOOKUP(10^17,1*RIGHT(LEFT(DV6073,LEN(DV6073)-3),ROW($1:$80)))),0,IF(RIGHT(LEFT(DV6073,LEN(DV6073)-3),2)=\"--\",0,LOOKUP(10^17,1*RIGHT(LEFT(DV6073,LEN(DV6073)-3),ROW($1:$80))))))","v":""},{"$f":"IF(OR(ISBLANK(DW100),DW6073=\"\"),\"\",IF(ISERROR(LOOKUP(10^17,1*RIGHT(LEFT(DW6073,LEN(DW6073)-3),ROW($1:$80)))),0,IF(RIGHT(LEFT(DW6073,LEN(DW6073)-3),2)=\"--\",0,LOOKUP(10^17,1*RIGHT(LEFT(DW6073,LEN(DW6073)-3),ROW($1:$80))))))","v":""},{"$f":"IF(OR(ISBLANK(DX100),DX6073=\"\"),\"\",IF(ISERROR(LOOKUP(10^17,1*RIGHT(LEFT(DX6073,LEN(DX6073)-3),ROW($1:$80)))),0,IF(RIGHT(LEFT(DX6073,LEN(DX6073)-3),2)=\"--\",0,LOOKUP(10^17,1*RIGHT(LEFT(DX6073,LEN(DX6073)-3),ROW($1:$80))))))","v":""},{"$f":"IF(OR(ISBLANK(DY100),DY6073=\"\"),\"\",IF(ISERROR(LOOKUP(10^17,1*RIGHT(LEFT(DY6073,LEN(DY6073)-3),ROW($1:$80)))),0,IF(RIGHT(LEFT(DY6073,LEN(DY6073)-3),2)=\"--\",0,LOOKUP(10^17,1*RIGHT(LEFT(DY6073,LEN(DY6073)-3),ROW($1:$80))))))","v":""},{"$f":"IF(OR(ISBLANK(DZ100),DZ6073=\"\"),\"\",IF(ISERROR(LOOKUP(10^17,1*RIGHT(LEFT(DZ6073,LEN(DZ6073)-3),ROW($1:$80)))),0,IF(RIGHT(LEFT(DZ6073,LEN(DZ6073)-3),2)=\"--\",0,LOOKUP(10^17,1*RIGHT(LEFT(DZ6073,LEN(DZ6073)-3),ROW($1:$80))))))","v":""},{"$f":"IF(OR(ISBLANK(EA100),EA6073=\"\"),\"\",IF(ISERROR(LOOKUP(10^17,1*RIGHT(LEFT(EA6073,LEN(EA6073)-3),ROW($1:$80)))),0,IF(RIGHT(LEFT(EA6073,LEN(EA6073)-3),2)=\"--\",0,LOOKUP(10^17,1*RIGHT(LEFT(EA6073,LEN(EA6073)-3),ROW($1:$80))))))","v":""},{"$f":"IF(OR(ISBLANK(EB100),EB6073=\"\"),\"\",IF(ISERROR(LOOKUP(10^17,1*RIGHT(LEFT(EB6073,LEN(EB6073)-3),ROW($1:$80)))),0,IF(RIGHT(LEFT(EB6073,LEN(EB6073)-3),2)=\"--\",0,LOOKUP(10^17,1*RIGHT(LEFT(EB6073,LEN(EB6073)-3),ROW($1:$80))))))","v":""},{"$f":"IF(OR(ISBLANK(EC100),EC6073=\"\"),\"\",IF(ISERROR(LOOKUP(10^17,1*RIGHT(LEFT(EC6073,LEN(EC6073)-3),ROW($1:$80)))),0,IF(RIGHT(LEFT(EC6073,LEN(EC6073)-3),2)=\"--\",0,LOOKUP(10^17,1*RIGHT(LEFT(EC6073,LEN(EC6073)-3),ROW($1:$80))))))","v":""},{"$f":"IF(OR(ISBLANK(ED100),ED6073=\"\"),\"\",IF(ISERROR(LOOKUP(10^17,1*RIGHT(LEFT(ED6073,LEN(ED6073)-3),ROW($1:$80)))),0,IF(RIGHT(LEFT(ED6073,LEN(ED6073)-3),2)=\"--\",0,LOOKUP(10^17,1*RIGHT(LEFT(ED6073,LEN(ED6073)-3),ROW($1:$80))))))","v":""},{"$f":"IF(OR(ISBLANK(EE100),EE6073=\"\"),\"\",IF(ISERROR(LOOKUP(10^17,1*RIGHT(LEFT(EE6073,LEN(EE6073)-3),ROW($1:$80)))),0,IF(RIGHT(LEFT(EE6073,LEN(EE6073)-3),2)=\"--\",0,LOOKUP(10^17,1*RIGHT(LEFT(EE6073,LEN(EE6073)-3),ROW($1:$80))))))","v":""},{"$f":"IF(OR(ISBLANK(EF100),EF6073=\"\"),\"\",IF(ISERROR(LOOKUP(10^17,1*RIGHT(LEFT(EF6073,LEN(EF6073)-3),ROW($1:$80)))),0,IF(RIGHT(LEFT(EF6073,LEN(EF6073)-3),2)=\"--\",0,LOOKUP(10^17,1*RIGHT(LEFT(EF6073,LEN(EF6073)-3),ROW($1:$80))))))","v":""},{"$f":"IF(OR(ISBLANK(EG100),EG6073=\"\"),\"\",IF(ISERROR(LOOKUP(10^17,1*RIGHT(LEFT(EG6073,LEN(EG6073)-3),ROW($1:$80)))),0,IF(RIGHT(LEFT(EG6073,LEN(EG6073)-3),2)=\"--\",0,LOOKUP(10^17,1*RIGHT(LEFT(EG6073,LEN(EG6073)-3),ROW($1:$80))))))","v":""},{"$f":"IF(OR(ISBLANK(EH100),EH6073=\"\"),\"\",IF(ISERROR(LOOKUP(10^17,1*RIGHT(LEFT(EH6073,LEN(EH6073)-3),ROW($1:$80)))),0,IF(RIGHT(LEFT(EH6073,LEN(EH6073)-3),2)=\"--\",0,LOOKUP(10^17,1*RIGHT(LEFT(EH6073,LEN(EH6073)-3),ROW($1:$80))))))","v":""},{"$f":"IF(OR(ISBLANK(EI100),EI6073=\"\"),\"\",IF(ISERROR(LOOKUP(10^17,1*RIGHT(LEFT(EI6073,LEN(EI6073)-3),ROW($1:$80)))),0,IF(RIGHT(LEFT(EI6073,LEN(EI6073)-3),2)=\"--\",0,LOOKUP(10^17,1*RIGHT(LEFT(EI6073,LEN(EI6073)-3),ROW($1:$80))))))","v":""},{"$f":"IF(OR(ISBLANK(EJ100),EJ6073=\"\"),\"\",IF(ISERROR(LOOKUP(10^17,1*RIGHT(LEFT(EJ6073,LEN(EJ6073)-3),ROW($1:$80)))),0,IF(RIGHT(LEFT(EJ6073,LEN(EJ6073)-3),2)=\"--\",0,LOOKUP(10^17,1*RIGHT(LEFT(EJ6073,LEN(EJ6073)-3),ROW($1:$80))))))","v":""},{"$f":"IF(OR(ISBLANK(EK100),EK6073=\"\"),\"\",IF(ISERROR(LOOKUP(10^17,1*RIGHT(LEFT(EK6073,LEN(EK6073)-3),ROW($1:$80)))),0,IF(RIGHT(LEFT(EK6073,LEN(EK6073)-3),2)=\"--\",0,LOOKUP(10^17,1*RIGHT(LEFT(EK6073,LEN(EK6073)-3),ROW($1:$80))))))","v":""},{"$f":"IF(OR(ISBLANK(EL100),EL6073=\"\"),\"\",IF(ISERROR(LOOKUP(10^17,1*RIGHT(LEFT(EL6073,LEN(EL6073)-3),ROW($1:$80)))),0,IF(RIGHT(LEFT(EL6073,LEN(EL6073)-3),2)=\"--\",0,LOOKUP(10^17,1*RIGHT(LEFT(EL6073,LEN(EL6073)-3),ROW($1:$80))))))","v":""},{"$f":"IF(OR(ISBLANK(EM100),EM6073=\"\"),\"\",IF(ISERROR(LOOKUP(10^17,1*RIGHT(LEFT(EM6073,LEN(EM6073)-3),ROW($1:$80)))),0,IF(RIGHT(LEFT(EM6073,LEN(EM6073)-3),2)=\"--\",0,LOOKUP(10^17,1*RIGHT(LEFT(EM6073,LEN(EM6073)-3),ROW($1:$80))))))","v":""},{"$f":"IF(OR(ISBLANK(EN100),EN6073=\"\"),\"\",IF(ISERROR(LOOKUP(10^17,1*RIGHT(LEFT(EN6073,LEN(EN6073)-3),ROW($1:$80)))),0,IF(RIGHT(LEFT(EN6073,LEN(EN6073)-3),2)=\"--\",0,LOOKUP(10^17,1*RIGHT(LEFT(EN6073,LEN(EN6073)-3),ROW($1:$80))))))","v":""},{"$f":"IF(OR(ISBLANK(EO100),EO6073=\"\"),\"\",IF(ISERROR(LOOKUP(10^17,1*RIGHT(LEFT(EO6073,LEN(EO6073)-3),ROW($1:$80)))),0,IF(RIGHT(LEFT(EO6073,LEN(EO6073)-3),2)=\"--\",0,LOOKUP(10^17,1*RIGHT(LEFT(EO6073,LEN(EO6073)-3),ROW($1:$80))))))","v":""},{"$f":"IF(OR(ISBLANK(EP100),EP6073=\"\"),\"\",IF(ISERROR(LOOKUP(10^17,1*RIGHT(LEFT(EP6073,LEN(EP6073)-3),ROW($1:$80)))),0,IF(RIGHT(LEFT(EP6073,LEN(EP6073)-3),2)=\"--\",0,LOOKUP(10^17,1*RIGHT(LEFT(EP6073,LEN(EP6073)-3),ROW($1:$80))))))","v":""},{"$f":"IF(OR(ISBLANK(EQ100),EQ6073=\"\"),\"\",IF(ISERROR(LOOKUP(10^17,1*RIGHT(LEFT(EQ6073,LEN(EQ6073)-3),ROW($1:$80)))),0,IF(RIGHT(LEFT(EQ6073,LEN(EQ6073)-3),2)=\"--\",0,LOOKUP(10^17,1*RIGHT(LEFT(EQ6073,LEN(EQ6073)-3),ROW($1:$80))))))","v":""},{"$f":"IF(OR(ISBLANK(ER100),ER6073=\"\"),\"\",IF(ISERROR(LOOKUP(10^17,1*RIGHT(LEFT(ER6073,LEN(ER6073)-3),ROW($1:$80)))),0,IF(RIGHT(LEFT(ER6073,LEN(ER6073)-3),2)=\"--\",0,LOOKUP(10^17,1*RIGHT(LEFT(ER6073,LEN(ER6073)-3),ROW($1:$80))))))","v":""},{"$f":"IF(OR(ISBLANK(ES100),ES6073=\"\"),\"\",IF(ISERROR(LOOKUP(10^17,1*RIGHT(LEFT(ES6073,LEN(ES6073)-3),ROW($1:$80)))),0,IF(RIGHT(LEFT(ES6073,LEN(ES6073)-3),2)=\"--\",0,LOOKUP(10^17,1*RIGHT(LEFT(ES6073,LEN(ES6073)-3),ROW($1:$80))))))","v":""},{"$f":"IF(OR(ISBLANK(ET100),ET6073=\"\"),\"\",IF(ISERROR(LOOKUP(10^17,1*RIGHT(LEFT(ET6073,LEN(ET6073)-3),ROW($1:$80)))),0,IF(RIGHT(LEFT(ET6073,LEN(ET6073)-3),2)=\"--\",0,LOOKUP(10^17,1*RIGHT(LEFT(ET6073,LEN(ET6073)-3),ROW($1:$80))))))","v":""},{"$f":"IF(OR(ISBLANK(EU100),EU6073=\"\"),\"\",IF(ISERROR(LOOKUP(10^17,1*RIGHT(LEFT(EU6073,LEN(EU6073)-3),ROW($1:$80)))),0,IF(RIGHT(LEFT(EU6073,LEN(EU6073)-3),2)=\"--\",0,LOOKUP(10^17,1*RIGHT(LEFT(EU6073,LEN(EU6073)-3),ROW($1:$80))))))","v":""},{"$f":"IF(OR(ISBLANK(EV100),EV6073=\"\"),\"\",IF(ISERROR(LOOKUP(10^17,1*RIGHT(LEFT(EV6073,LEN(EV6073)-3),ROW($1:$80)))),0,IF(RIGHT(LEFT(EV6073,LEN(EV6073)-3),2)=\"--\",0,LOOKUP(10^17,1*RIGHT(LEFT(EV6073,LEN(EV6073)-3),ROW($1:$80))))))","v":""},{"$f":"IF(OR(ISBLANK(EW100),EW6073=\"\"),\"\",IF(ISERROR(LOOKUP(10^17,1*RIGHT(LEFT(EW6073,LEN(EW6073)-3),ROW($1:$80)))),0,IF(RIGHT(LEFT(EW6073,LEN(EW6073)-3),2)=\"--\",0,LOOKUP(10^17,1*RIGHT(LEFT(EW6073,LEN(EW6073)-3),ROW($1:$80))))))","v":""},{"$f":"IF(OR(ISBLANK(EX100),EX6073=\"\"),\"\",IF(ISERROR(LOOKUP(10^17,1*RIGHT(LEFT(EX6073,LEN(EX6073)-3),ROW($1:$80)))),0,IF(RIGHT(LEFT(EX6073,LEN(EX6073)-3),2)=\"--\",0,LOOKUP(10^17,1*RIGHT(LEFT(EX6073,LEN(EX6073)-3),ROW($1:$80))))))","v":""},{"$f":"IF(OR(ISBLANK(EY100),EY6073=\"\"),\"\",IF(ISERROR(LOOKUP(10^17,1*RIGHT(LEFT(EY6073,LEN(EY6073)-3),ROW($1:$80)))),0,IF(RIGHT(LEFT(EY6073,LEN(EY6073)-3),2)=\"--\",0,LOOKUP(10^17,1*RIGHT(LEFT(EY6073,LEN(EY6073)-3),ROW($1:$80))))))","v":""},{"$f":"IF(OR(ISBLANK(EZ100),EZ6073=\"\"),\"\",IF(ISERROR(LOOKUP(10^17,1*RIGHT(LEFT(EZ6073,LEN(EZ6073)-3),ROW($1:$80)))),0,IF(RIGHT(LEFT(EZ6073,LEN(EZ6073)-3),2)=\"--\",0,LOOKUP(10^17,1*RIGHT(LEFT(EZ6073,LEN(EZ6073)-3),ROW($1:$80))))))","v":""},{"$f":"IF(OR(ISBLANK(FA100),FA6073=\"\"),\"\",IF(ISERROR(LOOKUP(10^17,1*RIGHT(LEFT(FA6073,LEN(FA6073)-3),ROW($1:$80)))),0,IF(RIGHT(LEFT(FA6073,LEN(FA6073)-3),2)=\"--\",0,LOOKUP(10^17,1*RIGHT(LEFT(FA6073,LEN(FA6073)-3),ROW($1:$80))))))","v":""},{"$f":"IF(OR(ISBLANK(FB100),FB6073=\"\"),\"\",IF(ISERROR(LOOKUP(10^17,1*RIGHT(LEFT(FB6073,LEN(FB6073)-3),ROW($1:$80)))),0,IF(RIGHT(LEFT(FB6073,LEN(FB6073)-3),2)=\"--\",0,LOOKUP(10^17,1*RIGHT(LEFT(FB6073,LEN(FB6073)-3),ROW($1:$80))))))","v":""},{"$f":"IF(OR(ISBLANK(FC100),FC6073=\"\"),\"\",IF(ISERROR(LOOKUP(10^17,1*RIGHT(LEFT(FC6073,LEN(FC6073)-3),ROW($1:$80)))),0,IF(RIGHT(LEFT(FC6073,LEN(FC6073)-3),2)=\"--\",0,LOOKUP(10^17,1*RIGHT(LEFT(FC6073,LEN(FC6073)-3),ROW($1:$80))))))","v":""},{"$f":"IF(OR(ISBLANK(FD100),FD6073=\"\"),\"\",IF(ISERROR(LOOKUP(10^17,1*RIGHT(LEFT(FD6073,LEN(FD6073)-3),ROW($1:$80)))),0,IF(RIGHT(LEFT(FD6073,LEN(FD6073)-3),2)=\"--\",0,LOOKUP(10^17,1*RIGHT(LEFT(FD6073,LEN(FD6073)-3),ROW($1:$80))))))","v":""},{"$f":"IF(OR(ISBLANK(FE100),FE6073=\"\"),\"\",IF(ISERROR(LOOKUP(10^17,1*RIGHT(LEFT(FE6073,LEN(FE6073)-3),ROW($1:$80)))),0,IF(RIGHT(LEFT(FE6073,LEN(FE6073)-3),2)=\"--\",0,LOOKUP(10^17,1*RIGHT(LEFT(FE6073,LEN(FE6073)-3),ROW($1:$80))))))","v":""},{"$f":"IF(OR(ISBLANK(FF100),FF6073=\"\"),\"\",IF(ISERROR(LOOKUP(10^17,1*RIGHT(LEFT(FF6073,LEN(FF6073)-3),ROW($1:$80)))),0,IF(RIGHT(LEFT(FF6073,LEN(FF6073)-3),2)=\"--\",0,LOOKUP(10^17,1*RIGHT(LEFT(FF6073,LEN(FF6073)-3),ROW($1:$80))))))","v":""},{"$f":"IF(OR(ISBLANK(FG100),FG6073=\"\"),\"\",IF(ISERROR(LOOKUP(10^17,1*RIGHT(LEFT(FG6073,LEN(FG6073)-3),ROW($1:$80)))),0,IF(RIGHT(LEFT(FG6073,LEN(FG6073)-3),2)=\"--\",0,LOOKUP(10^17,1*RIGHT(LEFT(FG6073,LEN(FG6073)-3),ROW($1:$80))))))","v":""},{"$f":"IF(OR(ISBLANK(FH100),FH6073=\"\"),\"\",IF(ISERROR(LOOKUP(10^17,1*RIGHT(LEFT(FH6073,LEN(FH6073)-3),ROW($1:$80)))),0,IF(RIGHT(LEFT(FH6073,LEN(FH6073)-3),2)=\"--\",0,LOOKUP(10^17,1*RIGHT(LEFT(FH6073,LEN(FH6073)-3),ROW($1:$80))))))","v":""},{"$f":"IF(OR(ISBLANK(FI100),FI6073=\"\"),\"\",IF(ISERROR(LOOKUP(10^17,1*RIGHT(LEFT(FI6073,LEN(FI6073)-3),ROW($1:$80)))),0,IF(RIGHT(LEFT(FI6073,LEN(FI6073)-3),2)=\"--\",0,LOOKUP(10^17,1*RIGHT(LEFT(FI6073,LEN(FI6073)-3),ROW($1:$80))))))","v":""},{"$f":"IF(OR(ISBLANK(FJ100),FJ6073=\"\"),\"\",IF(ISERROR(LOOKUP(10^17,1*RIGHT(LEFT(FJ6073,LEN(FJ6073)-3),ROW($1:$80)))),0,IF(RIGHT(LEFT(FJ6073,LEN(FJ6073)-3),2)=\"--\",0,LOOKUP(10^17,1*RIGHT(LEFT(FJ6073,LEN(FJ6073)-3),ROW($1:$80))))))","v":""},{"$f":"IF(OR(ISBLANK(FK100),FK6073=\"\"),\"\",IF(ISERROR(LOOKUP(10^17,1*RIGHT(LEFT(FK6073,LEN(FK6073)-3),ROW($1:$80)))),0,IF(RIGHT(LEFT(FK6073,LEN(FK6073)-3),2)=\"--\",0,LOOKUP(10^17,1*RIGHT(LEFT(FK6073,LEN(FK6073)-3),ROW($1:$80))))))","v":""},{"$f":"IF(OR(ISBLANK(FL100),FL6073=\"\"),\"\",IF(ISERROR(LOOKUP(10^17,1*RIGHT(LEFT(FL6073,LEN(FL6073)-3),ROW($1:$80)))),0,IF(RIGHT(LEFT(FL6073,LEN(FL6073)-3),2)=\"--\",0,LOOKUP(10^17,1*RIGHT(LEFT(FL6073,LEN(FL6073)-3),ROW($1:$80))))))","v":""},{"$f":"IF(OR(ISBLANK(FM100),FM6073=\"\"),\"\",IF(ISERROR(LOOKUP(10^17,1*RIGHT(LEFT(FM6073,LEN(FM6073)-3),ROW($1:$80)))),0,IF(RIGHT(LEFT(FM6073,LEN(FM6073)-3),2)=\"--\",0,LOOKUP(10^17,1*RIGHT(LEFT(FM6073,LEN(FM6073)-3),ROW($1:$80))))))","v":""},{"$f":"IF(OR(ISBLANK(FN100),FN6073=\"\"),\"\",IF(ISERROR(LOOKUP(10^17,1*RIGHT(LEFT(FN6073,LEN(FN6073)-3),ROW($1:$80)))),0,IF(RIGHT(LEFT(FN6073,LEN(FN6073)-3),2)=\"--\",0,LOOKUP(10^17,1*RIGHT(LEFT(FN6073,LEN(FN6073)-3),ROW($1:$80))))))","v":""},{"$f":"IF(OR(ISBLANK(FO100),FO6073=\"\"),\"\",IF(ISERROR(LOOKUP(10^17,1*RIGHT(LEFT(FO6073,LEN(FO6073)-3),ROW($1:$80)))),0,IF(RIGHT(LEFT(FO6073,LEN(FO6073)-3),2)=\"--\",0,LOOKUP(10^17,1*RIGHT(LEFT(FO6073,LEN(FO6073)-3),ROW($1:$80))))))","v":""},{"$f":"IF(OR(ISBLANK(FP100),FP6073=\"\"),\"\",IF(ISERROR(LOOKUP(10^17,1*RIGHT(LEFT(FP6073,LEN(FP6073)-3),ROW($1:$80)))),0,IF(RIGHT(LEFT(FP6073,LEN(FP6073)-3),2)=\"--\",0,LOOKUP(10^17,1*RIGHT(LEFT(FP6073,LEN(FP6073)-3),ROW($1:$80))))))","v":""},{"$f":"IF(OR(ISBLANK(FQ100),FQ6073=\"\"),\"\",IF(ISERROR(LOOKUP(10^17,1*RIGHT(LEFT(FQ6073,LEN(FQ6073)-3),ROW($1:$80)))),0,IF(RIGHT(LEFT(FQ6073,LEN(FQ6073)-3),2)=\"--\",0,LOOKUP(10^17,1*RIGHT(LEFT(FQ6073,LEN(FQ6073)-3),ROW($1:$80))))))","v":""},{"$f":"IF(OR(ISBLANK(FR100),FR6073=\"\"),\"\",IF(ISERROR(LOOKUP(10^17,1*RIGHT(LEFT(FR6073,LEN(FR6073)-3),ROW($1:$80)))),0,IF(RIGHT(LEFT(FR6073,LEN(FR6073)-3),2)=\"--\",0,LOOKUP(10^17,1*RIGHT(LEFT(FR6073,LEN(FR6073)-3),ROW($1:$80))))))","v":""},{"$f":"IF(OR(ISBLANK(FS100),FS6073=\"\"),\"\",IF(ISERROR(LOOKUP(10^17,1*RIGHT(LEFT(FS6073,LEN(FS6073)-3),ROW($1:$80)))),0,IF(RIGHT(LEFT(FS6073,LEN(FS6073)-3),2)=\"--\",0,LOOKUP(10^17,1*RIGHT(LEFT(FS6073,LEN(FS6073)-3),ROW($1:$80))))))","v":""},{"$f":"IF(OR(ISBLANK(FT100),FT6073=\"\"),\"\",IF(ISERROR(LOOKUP(10^17,1*RIGHT(LEFT(FT6073,LEN(FT6073)-3),ROW($1:$80)))),0,IF(RIGHT(LEFT(FT6073,LEN(FT6073)-3),2)=\"--\",0,LOOKUP(10^17,1*RIGHT(LEFT(FT6073,LEN(FT6073)-3),ROW($1:$80))))))","v":""},{"$f":"IF(OR(ISBLANK(FU100),FU6073=\"\"),\"\",IF(ISERROR(LOOKUP(10^17,1*RIGHT(LEFT(FU6073,LEN(FU6073)-3),ROW($1:$80)))),0,IF(RIGHT(LEFT(FU6073,LEN(FU6073)-3),2)=\"--\",0,LOOKUP(10^17,1*RIGHT(LEFT(FU6073,LEN(FU6073)-3),ROW($1:$80))))))","v":""},{"$f":"IF(OR(ISBLANK(FV100),FV6073=\"\"),\"\",IF(ISERROR(LOOKUP(10^17,1*RIGHT(LEFT(FV6073,LEN(FV6073)-3),ROW($1:$80)))),0,IF(RIGHT(LEFT(FV6073,LEN(FV6073)-3),2)=\"--\",0,LOOKUP(10^17,1*RIGHT(LEFT(FV6073,LEN(FV6073)-3),ROW($1:$80))))))","v":""},{"$f":"IF(OR(ISBLANK(FW100),FW6073=\"\"),\"\",IF(ISERROR(LOOKUP(10^17,1*RIGHT(LEFT(FW6073,LEN(FW6073)-3),ROW($1:$80)))),0,IF(RIGHT(LEFT(FW6073,LEN(FW6073)-3),2)=\"--\",0,LOOKUP(10^17,1*RIGHT(LEFT(FW6073,LEN(FW6073)-3),ROW($1:$80))))))","v":""},{"$f":"IF(OR(ISBLANK(FX100),FX6073=\"\"),\"\",IF(ISERROR(LOOKUP(10^17,1*RIGHT(LEFT(FX6073,LEN(FX6073)-3),ROW($1:$80)))),0,IF(RIGHT(LEFT(FX6073,LEN(FX6073)-3),2)=\"--\",0,LOOKUP(10^17,1*RIGHT(LEFT(FX6073,LEN(FX6073)-3),ROW($1:$80))))))","v":""},{"$f":"IF(OR(ISBLANK(FY100),FY6073=\"\"),\"\",IF(ISERROR(LOOKUP(10^17,1*RIGHT(LEFT(FY6073,LEN(FY6073)-3),ROW($1:$80)))),0,IF(RIGHT(LEFT(FY6073,LEN(FY6073)-3),2)=\"--\",0,LOOKUP(10^17,1*RIGHT(LEFT(FY6073,LEN(FY6073)-3),ROW($1:$80))))))","v":""},{"$f":"IF(OR(ISBLANK(FZ100),FZ6073=\"\"),\"\",IF(ISERROR(LOOKUP(10^17,1*RIGHT(LEFT(FZ6073,LEN(FZ6073)-3),ROW($1:$80)))),0,IF(RIGHT(LEFT(FZ6073,LEN(FZ6073)-3),2)=\"--\",0,LOOKUP(10^17,1*RIGHT(LEFT(FZ6073,LEN(FZ6073)-3),ROW($1:$80))))))","v":""},{"$f":"IF(OR(ISBLANK(GA100),GA6073=\"\"),\"\",IF(ISERROR(LOOKUP(10^17,1*RIGHT(LEFT(GA6073,LEN(GA6073)-3),ROW($1:$80)))),0,IF(RIGHT(LEFT(GA6073,LEN(GA6073)-3),2)=\"--\",0,LOOKUP(10^17,1*RIGHT(LEFT(GA6073,LEN(GA6073)-3),ROW($1:$80))))))","v":""},{"$f":"IF(OR(ISBLANK(GB100),GB6073=\"\"),\"\",IF(ISERROR(LOOKUP(10^17,1*RIGHT(LEFT(GB6073,LEN(GB6073)-3),ROW($1:$80)))),0,IF(RIGHT(LEFT(GB6073,LEN(GB6073)-3),2)=\"--\",0,LOOKUP(10^17,1*RIGHT(LEFT(GB6073,LEN(GB6073)-3),ROW($1:$80))))))","v":""},{"$f":"IF(OR(ISBLANK(GC100),GC6073=\"\"),\"\",IF(ISERROR(LOOKUP(10^17,1*RIGHT(LEFT(GC6073,LEN(GC6073)-3),ROW($1:$80)))),0,IF(RIGHT(LEFT(GC6073,LEN(GC6073)-3),2)=\"--\",0,LOOKUP(10^17,1*RIGHT(LEFT(GC6073,LEN(GC6073)-3),ROW($1:$80))))))","v":""},{"$f":"IF(OR(ISBLANK(GD100),GD6073=\"\"),\"\",IF(ISERROR(LOOKUP(10^17,1*RIGHT(LEFT(GD6073,LEN(GD6073)-3),ROW($1:$80)))),0,IF(RIGHT(LEFT(GD6073,LEN(GD6073)-3),2)=\"--\",0,LOOKUP(10^17,1*RIGHT(LEFT(GD6073,LEN(GD6073)-3),ROW($1:$80))))))","v":""},{"$f":"IF(OR(ISBLANK(GE100),GE6073=\"\"),\"\",IF(ISERROR(LOOKUP(10^17,1*RIGHT(LEFT(GE6073,LEN(GE6073)-3),ROW($1:$80)))),0,IF(RIGHT(LEFT(GE6073,LEN(GE6073)-3),2)=\"--\",0,LOOKUP(10^17,1*RIGHT(LEFT(GE6073,LEN(GE6073)-3),ROW($1:$80))))))","v":""},{"$f":"IF(OR(ISBLANK(GF100),GF6073=\"\"),\"\",IF(ISERROR(LOOKUP(10^17,1*RIGHT(LEFT(GF6073,LEN(GF6073)-3),ROW($1:$80)))),0,IF(RIGHT(LEFT(GF6073,LEN(GF6073)-3),2)=\"--\",0,LOOKUP(10^17,1*RIGHT(LEFT(GF6073,LEN(GF6073)-3),ROW($1:$80))))))","v":""},{"$f":"IF(OR(ISBLANK(GG100),GG6073=\"\"),\"\",IF(ISERROR(LOOKUP(10^17,1*RIGHT(LEFT(GG6073,LEN(GG6073)-3),ROW($1:$80)))),0,IF(RIGHT(LEFT(GG6073,LEN(GG6073)-3),2)=\"--\",0,LOOKUP(10^17,1*RIGHT(LEFT(GG6073,LEN(GG6073)-3),ROW($1:$80))))))","v":""},{"$f":"IF(OR(ISBLANK(GH100),GH6073=\"\"),\"\",IF(ISERROR(LOOKUP(10^17,1*RIGHT(LEFT(GH6073,LEN(GH6073)-3),ROW($1:$80)))),0,IF(RIGHT(LEFT(GH6073,LEN(GH6073)-3),2)=\"--\",0,LOOKUP(10^17,1*RIGHT(LEFT(GH6073,LEN(GH6073)-3),ROW($1:$80))))))","v":""},{"$f":"IF(OR(ISBLANK(GI100),GI6073=\"\"),\"\",IF(ISERROR(LOOKUP(10^17,1*RIGHT(LEFT(GI6073,LEN(GI6073)-3),ROW($1:$80)))),0,IF(RIGHT(LEFT(GI6073,LEN(GI6073)-3),2)=\"--\",0,LOOKUP(10^17,1*RIGHT(LEFT(GI6073,LEN(GI6073)-3),ROW($1:$80))))))","v":""},{"$f":"IF(OR(ISBLANK(GJ100),GJ6073=\"\"),\"\",IF(ISERROR(LOOKUP(10^17,1*RIGHT(LEFT(GJ6073,LEN(GJ6073)-3),ROW($1:$80)))),0,IF(RIGHT(LEFT(GJ6073,LEN(GJ6073)-3),2)=\"--\",0,LOOKUP(10^17,1*RIGHT(LEFT(GJ6073,LEN(GJ6073)-3),ROW($1:$80))))))","v":""},{"$f":"IF(OR(ISBLANK(GK100),GK6073=\"\"),\"\",IF(ISERROR(LOOKUP(10^17,1*RIGHT(LEFT(GK6073,LEN(GK6073)-3),ROW($1:$80)))),0,IF(RIGHT(LEFT(GK6073,LEN(GK6073)-3),2)=\"--\",0,LOOKUP(10^17,1*RIGHT(LEFT(GK6073,LEN(GK6073)-3),ROW($1:$80))))))","v":""},{"$f":"IF(OR(ISBLANK(GL100),GL6073=\"\"),\"\",IF(ISERROR(LOOKUP(10^17,1*RIGHT(LEFT(GL6073,LEN(GL6073)-3),ROW($1:$80)))),0,IF(RIGHT(LEFT(GL6073,LEN(GL6073)-3),2)=\"--\",0,LOOKUP(10^17,1*RIGHT(LEFT(GL6073,LEN(GL6073)-3),ROW($1:$80))))))","v":""},{"$f":"IF(OR(ISBLANK(GM100),GM6073=\"\"),\"\",IF(ISERROR(LOOKUP(10^17,1*RIGHT(LEFT(GM6073,LEN(GM6073)-3),ROW($1:$80)))),0,IF(RIGHT(LEFT(GM6073,LEN(GM6073)-3),2)=\"--\",0,LOOKUP(10^17,1*RIGHT(LEFT(GM6073,LEN(GM6073)-3),ROW($1:$80))))))","v":""},{"$f":"IF(OR(ISBLANK(GN100),GN6073=\"\"),\"\",IF(ISERROR(LOOKUP(10^17,1*RIGHT(LEFT(GN6073,LEN(GN6073)-3),ROW($1:$80)))),0,IF(RIGHT(LEFT(GN6073,LEN(GN6073)-3),2)=\"--\",0,LOOKUP(10^17,1*RIGHT(LEFT(GN6073,LEN(GN6073)-3),ROW($1:$80))))))","v":""},{"$f":"IF(OR(ISBLANK(GO100),GO6073=\"\"),\"\",IF(ISERROR(LOOKUP(10^17,1*RIGHT(LEFT(GO6073,LEN(GO6073)-3),ROW($1:$80)))),0,IF(RIGHT(LEFT(GO6073,LEN(GO6073)-3),2)=\"--\",0,LOOKUP(10^17,1*RIGHT(LEFT(GO6073,LEN(GO6073)-3),ROW($1:$80))))))","v":""},{"$f":"IF(OR(ISBLANK(GP100),GP6073=\"\"),\"\",IF(ISERROR(LOOKUP(10^17,1*RIGHT(LEFT(GP6073,LEN(GP6073)-3),ROW($1:$80)))),0,IF(RIGHT(LEFT(GP6073,LEN(GP6073)-3),2)=\"--\",0,LOOKUP(10^17,1*RIGHT(LEFT(GP6073,LEN(GP6073)-3),ROW($1:$80))))))","v":""},{"$f":"IF(OR(ISBLANK(GQ100),GQ6073=\"\"),\"\",IF(ISERROR(LOOKUP(10^17,1*RIGHT(LEFT(GQ6073,LEN(GQ6073)-3),ROW($1:$80)))),0,IF(RIGHT(LEFT(GQ6073,LEN(GQ6073)-3),2)=\"--\",0,LOOKUP(10^17,1*RIGHT(LEFT(GQ6073,LEN(GQ6073)-3),ROW($1:$80))))))","v":""},{"$f":"IF(OR(ISBLANK(GR100),GR6073=\"\"),\"\",IF(ISERROR(LOOKUP(10^17,1*RIGHT(LEFT(GR6073,LEN(GR6073)-3),ROW($1:$80)))),0,IF(RIGHT(LEFT(GR6073,LEN(GR6073)-3),2)=\"--\",0,LOOKUP(10^17,1*RIGHT(LEFT(GR6073,LEN(GR6073)-3),ROW($1:$80))))))","v":""},{"$f":"IF(OR(ISBLANK(GS100),GS6073=\"\"),\"\",IF(ISERROR(LOOKUP(10^17,1*RIGHT(LEFT(GS6073,LEN(GS6073)-3),ROW($1:$80)))),0,IF(RIGHT(LEFT(GS6073,LEN(GS6073)-3),2)=\"--\",0,LOOKUP(10^17,1*RIGHT(LEFT(GS6073,LEN(GS6073)-3),ROW($1:$80))))))","v":""},{"$f":"IF(OR(ISBLANK(GT100),GT6073=\"\"),\"\",IF(ISERROR(LOOKUP(10^17,1*RIGHT(LEFT(GT6073,LEN(GT6073)-3),ROW($1:$80)))),0,IF(RIGHT(LEFT(GT6073,LEN(GT6073)-3),2)=\"--\",0,LOOKUP(10^17,1*RIGHT(LEFT(GT6073,LEN(GT6073)-3),ROW($1:$80))))))","v":""},{"$f":"IF(OR(ISBLANK(GU100),GU6073=\"\"),\"\",IF(ISERROR(LOOKUP(10^17,1*RIGHT(LEFT(GU6073,LEN(GU6073)-3),ROW($1:$80)))),0,IF(RIGHT(LEFT(GU6073,LEN(GU6073)-3),2)=\"--\",0,LOOKUP(10^17,1*RIGHT(LEFT(GU6073,LEN(GU6073)-3),ROW($1:$80))))))","v":""},{"$f":"IF(OR(ISBLANK(GV100),GV6073=\"\"),\"\",IF(ISERROR(LOOKUP(10^17,1*RIGHT(LEFT(GV6073,LEN(GV6073)-3),ROW($1:$80)))),0,IF(RIGHT(LEFT(GV6073,LEN(GV6073)-3),2)=\"--\",0,LOOKUP(10^17,1*RIGHT(LEFT(GV6073,LEN(GV6073)-3),ROW($1:$80))))))","v":""},{"$f":"IF(OR(ISBLANK(GW100),GW6073=\"\"),\"\",IF(ISERROR(LOOKUP(10^17,1*RIGHT(LEFT(GW6073,LEN(GW6073)-3),ROW($1:$80)))),0,IF(RIGHT(LEFT(GW6073,LEN(GW6073)-3),2)=\"--\",0,LOOKUP(10^17,1*RIGHT(LEFT(GW6073,LEN(GW6073)-3),ROW($1:$80))))))","v":""},{"$f":"IF(OR(ISBLANK(GX100),GX6073=\"\"),\"\",IF(ISERROR(LOOKUP(10^17,1*RIGHT(LEFT(GX6073,LEN(GX6073)-3),ROW($1:$80)))),0,IF(RIGHT(LEFT(GX6073,LEN(GX6073)-3),2)=\"--\",0,LOOKUP(10^17,1*RIGHT(LEFT(GX6073,LEN(GX6073)-3),ROW($1:$80))))))","v":""},{"$f":"IF(OR(ISBLANK(GY100),GY6073=\"\"),\"\",IF(ISERROR(LOOKUP(10^17,1*RIGHT(LEFT(GY6073,LEN(GY6073)-3),ROW($1:$80)))),0,IF(RIGHT(LEFT(GY6073,LEN(GY6073)-3),2)=\"--\",0,LOOKUP(10^17,1*RIGHT(LEFT(GY6073,LEN(GY6073)-3),ROW($1:$80))))))","v":""},{"$f":"IF(OR(ISBLANK(GZ100),GZ6073=\"\"),\"\",IF(ISERROR(LOOKUP(10^17,1*RIGHT(LEFT(GZ6073,LEN(GZ6073)-3),ROW($1:$80)))),0,IF(RIGHT(LEFT(GZ6073,LEN(GZ6073)-3),2)=\"--\",0,LOOKUP(10^17,1*RIGHT(LEFT(GZ6073,LEN(GZ6073)-3),ROW($1:$80))))))","v":""},{"$f":"IF(OR(ISBLANK(HA100),HA6073=\"\"),\"\",IF(ISERROR(LOOKUP(10^17,1*RIGHT(LEFT(HA6073,LEN(HA6073)-3),ROW($1:$80)))),0,IF(RIGHT(LEFT(HA6073,LEN(HA6073)-3),2)=\"--\",0,LOOKUP(10^17,1*RIGHT(LEFT(HA6073,LEN(HA6073)-3),ROW($1:$80))))))","v":""},{"$f":"IF(OR(ISBLANK(HB100),HB6073=\"\"),\"\",IF(ISERROR(LOOKUP(10^17,1*RIGHT(LEFT(HB6073,LEN(HB6073)-3),ROW($1:$80)))),0,IF(RIGHT(LEFT(HB6073,LEN(HB6073)-3),2)=\"--\",0,LOOKUP(10^17,1*RIGHT(LEFT(HB6073,LEN(HB6073)-3),ROW($1:$80))))))","v":""},{"$f":"IF(OR(ISBLANK(HC100),HC6073=\"\"),\"\",IF(ISERROR(LOOKUP(10^17,1*RIGHT(LEFT(HC6073,LEN(HC6073)-3),ROW($1:$80)))),0,IF(RIGHT(LEFT(HC6073,LEN(HC6073)-3),2)=\"--\",0,LOOKUP(10^17,1*RIGHT(LEFT(HC6073,LEN(HC6073)-3),ROW($1:$80))))))","v":""},{"$f":"IF(OR(ISBLANK(HD100),HD6073=\"\"),\"\",IF(ISERROR(LOOKUP(10^17,1*RIGHT(LEFT(HD6073,LEN(HD6073)-3),ROW($1:$80)))),0,IF(RIGHT(LEFT(HD6073,LEN(HD6073)-3),2)=\"--\",0,LOOKUP(10^17,1*RIGHT(LEFT(HD6073,LEN(HD6073)-3),ROW($1:$80))))))","v":""},{"$f":"IF(OR(ISBLANK(HE100),HE6073=\"\"),\"\",IF(ISERROR(LOOKUP(10^17,1*RIGHT(LEFT(HE6073,LEN(HE6073)-3),ROW($1:$80)))),0,IF(RIGHT(LEFT(HE6073,LEN(HE6073)-3),2)=\"--\",0,LOOKUP(10^17,1*RIGHT(LEFT(HE6073,LEN(HE6073)-3),ROW($1:$80))))))","v":""},{"$f":"IF(OR(ISBLANK(HF100),HF6073=\"\"),\"\",IF(ISERROR(LOOKUP(10^17,1*RIGHT(LEFT(HF6073,LEN(HF6073)-3),ROW($1:$80)))),0,IF(RIGHT(LEFT(HF6073,LEN(HF6073)-3),2)=\"--\",0,LOOKUP(10^17,1*RIGHT(LEFT(HF6073,LEN(HF6073)-3),ROW($1:$80))))))","v":""},{"$f":"IF(OR(ISBLANK(HG100),HG6073=\"\"),\"\",IF(ISERROR(LOOKUP(10^17,1*RIGHT(LEFT(HG6073,LEN(HG6073)-3),ROW($1:$80)))),0,IF(RIGHT(LEFT(HG6073,LEN(HG6073)-3),2)=\"--\",0,LOOKUP(10^17,1*RIGHT(LEFT(HG6073,LEN(HG6073)-3),ROW($1:$80))))))","v":""},{"$f":"IF(OR(ISBLANK(HH100),HH6073=\"\"),\"\",IF(ISERROR(LOOKUP(10^17,1*RIGHT(LEFT(HH6073,LEN(HH6073)-3),ROW($1:$80)))),0,IF(RIGHT(LEFT(HH6073,LEN(HH6073)-3),2)=\"--\",0,LOOKUP(10^17,1*RIGHT(LEFT(HH6073,LEN(HH6073)-3),ROW($1:$80))))))","v":""},{"$f":"IF(OR(ISBLANK(HI100),HI6073=\"\"),\"\",IF(ISERROR(LOOKUP(10^17,1*RIGHT(LEFT(HI6073,LEN(HI6073)-3),ROW($1:$80)))),0,IF(RIGHT(LEFT(HI6073,LEN(HI6073)-3),2)=\"--\",0,LOOKUP(10^17,1*RIGHT(LEFT(HI6073,LEN(HI6073)-3),ROW($1:$80))))))","v":""},{"$f":"IF(OR(ISBLANK(HJ100),HJ6073=\"\"),\"\",IF(ISERROR(LOOKUP(10^17,1*RIGHT(LEFT(HJ6073,LEN(HJ6073)-3),ROW($1:$80)))),0,IF(RIGHT(LEFT(HJ6073,LEN(HJ6073)-3),2)=\"--\",0,LOOKUP(10^17,1*RIGHT(LEFT(HJ6073,LEN(HJ6073)-3),ROW($1:$80))))))","v":""},{"$f":"IF(OR(ISBLANK(HK100),HK6073=\"\"),\"\",IF(ISERROR(LOOKUP(10^17,1*RIGHT(LEFT(HK6073,LEN(HK6073)-3),ROW($1:$80)))),0,IF(RIGHT(LEFT(HK6073,LEN(HK6073)-3),2)=\"--\",0,LOOKUP(10^17,1*RIGHT(LEFT(HK6073,LEN(HK6073)-3),ROW($1:$80))))))","v":""},{"$f":"IF(OR(ISBLANK(HL100),HL6073=\"\"),\"\",IF(ISERROR(LOOKUP(10^17,1*RIGHT(LEFT(HL6073,LEN(HL6073)-3),ROW($1:$80)))),0,IF(RIGHT(LEFT(HL6073,LEN(HL6073)-3),2)=\"--\",0,LOOKUP(10^17,1*RIGHT(LEFT(HL6073,LEN(HL6073)-3),ROW($1:$80))))))","v":""},{"$f":"IF(OR(ISBLANK(HM100),HM6073=\"\"),\"\",IF(ISERROR(LOOKUP(10^17,1*RIGHT(LEFT(HM6073,LEN(HM6073)-3),ROW($1:$80)))),0,IF(RIGHT(LEFT(HM6073,LEN(HM6073)-3),2)=\"--\",0,LOOKUP(10^17,1*RIGHT(LEFT(HM6073,LEN(HM6073)-3),ROW($1:$80))))))","v":""},{"$f":"IF(OR(ISBLANK(HN100),HN6073=\"\"),\"\",IF(ISERROR(LOOKUP(10^17,1*RIGHT(LEFT(HN6073,LEN(HN6073)-3),ROW($1:$80)))),0,IF(RIGHT(LEFT(HN6073,LEN(HN6073)-3),2)=\"--\",0,LOOKUP(10^17,1*RIGHT(LEFT(HN6073,LEN(HN6073)-3),ROW($1:$80))))))","v":""},{"$f":"IF(OR(ISBLANK(HO100),HO6073=\"\"),\"\",IF(ISERROR(LOOKUP(10^17,1*RIGHT(LEFT(HO6073,LEN(HO6073)-3),ROW($1:$80)))),0,IF(RIGHT(LEFT(HO6073,LEN(HO6073)-3),2)=\"--\",0,LOOKUP(10^17,1*RIGHT(LEFT(HO6073,LEN(HO6073)-3),ROW($1:$80))))))","v":""},{"$f":"IF(OR(ISBLANK(HP100),HP6073=\"\"),\"\",IF(ISERROR(LOOKUP(10^17,1*RIGHT(LEFT(HP6073,LEN(HP6073)-3),ROW($1:$80)))),0,IF(RIGHT(LEFT(HP6073,LEN(HP6073)-3),2)=\"--\",0,LOOKUP(10^17,1*RIGHT(LEFT(HP6073,LEN(HP6073)-3),ROW($1:$80))))))","v":""},{"$f":"IF(OR(ISBLANK(HQ100),HQ6073=\"\"),\"\",IF(ISERROR(LOOKUP(10^17,1*RIGHT(LEFT(HQ6073,LEN(HQ6073)-3),ROW($1:$80)))),0,IF(RIGHT(LEFT(HQ6073,LEN(HQ6073)-3),2)=\"--\",0,LOOKUP(10^17,1*RIGHT(LEFT(HQ6073,LEN(HQ6073)-3),ROW($1:$80))))))","v":""},{"$f":"IF(OR(ISBLANK(HR100),HR6073=\"\"),\"\",IF(ISERROR(LOOKUP(10^17,1*RIGHT(LEFT(HR6073,LEN(HR6073)-3),ROW($1:$80)))),0,IF(RIGHT(LEFT(HR6073,LEN(HR6073)-3),2)=\"--\",0,LOOKUP(10^17,1*RIGHT(LEFT(HR6073,LEN(HR6073)-3),ROW($1:$80))))))","v":""},{"$f":"IF(OR(ISBLANK(HS100),HS6073=\"\"),\"\",IF(ISERROR(LOOKUP(10^17,1*RIGHT(LEFT(HS6073,LEN(HS6073)-3),ROW($1:$80)))),0,IF(RIGHT(LEFT(HS6073,LEN(HS6073)-3),2)=\"--\",0,LOOKUP(10^17,1*RIGHT(LEFT(HS6073,LEN(HS6073)-3),ROW($1:$80))))))","v":""},{"$f":"IF(OR(ISBLANK(HT100),HT6073=\"\"),\"\",IF(ISERROR(LOOKUP(10^17,1*RIGHT(LEFT(HT6073,LEN(HT6073)-3),ROW($1:$80)))),0,IF(RIGHT(LEFT(HT6073,LEN(HT6073)-3),2)=\"--\",0,LOOKUP(10^17,1*RIGHT(LEFT(HT6073,LEN(HT6073)-3),ROW($1:$80))))))","v":""},{"$f":"IF(OR(ISBLANK(HU100),HU6073=\"\"),\"\",IF(ISERROR(LOOKUP(10^17,1*RIGHT(LEFT(HU6073,LEN(HU6073)-3),ROW($1:$80)))),0,IF(RIGHT(LEFT(HU6073,LEN(HU6073)-3),2)=\"--\",0,LOOKUP(10^17,1*RIGHT(LEFT(HU6073,LEN(HU6073)-3),ROW($1:$80))))))","v":""},{"$f":"IF(OR(ISBLANK(HV100),HV6073=\"\"),\"\",IF(ISERROR(LOOKUP(10^17,1*RIGHT(LEFT(HV6073,LEN(HV6073)-3),ROW($1:$80)))),0,IF(RIGHT(LEFT(HV6073,LEN(HV6073)-3),2)=\"--\",0,LOOKUP(10^17,1*RIGHT(LEFT(HV6073,LEN(HV6073)-3),ROW($1:$80))))))","v":""},{"$f":"IF(OR(ISBLANK(HW100),HW6073=\"\"),\"\",IF(ISERROR(LOOKUP(10^17,1*RIGHT(LEFT(HW6073,LEN(HW6073)-3),ROW($1:$80)))),0,IF(RIGHT(LEFT(HW6073,LEN(HW6073)-3),2)=\"--\",0,LOOKUP(10^17,1*RIGHT(LEFT(HW6073,LEN(HW6073)-3),ROW($1:$80))))))","v":""},{"$f":"IF(OR(ISBLANK(HX100),HX6073=\"\"),\"\",IF(ISERROR(LOOKUP(10^17,1*RIGHT(LEFT(HX6073,LEN(HX6073)-3),ROW($1:$80)))),0,IF(RIGHT(LEFT(HX6073,LEN(HX6073)-3),2)=\"--\",0,LOOKUP(10^17,1*RIGHT(LEFT(HX6073,LEN(HX6073)-3),ROW($1:$80))))))","v":""},{"$f":"IF(OR(ISBLANK(HY100),HY6073=\"\"),\"\",IF(ISERROR(LOOKUP(10^17,1*RIGHT(LEFT(HY6073,LEN(HY6073)-3),ROW($1:$80)))),0,IF(RIGHT(LEFT(HY6073,LEN(HY6073)-3),2)=\"--\",0,LOOKUP(10^17,1*RIGHT(LEFT(HY6073,LEN(HY6073)-3),ROW($1:$80))))))","v":""},{"$f":"IF(OR(ISBLANK(HZ100),HZ6073=\"\"),\"\",IF(ISERROR(LOOKUP(10^17,1*RIGHT(LEFT(HZ6073,LEN(HZ6073)-3),ROW($1:$80)))),0,IF(RIGHT(LEFT(HZ6073,LEN(HZ6073)-3),2)=\"--\",0,LOOKUP(10^17,1*RIGHT(LEFT(HZ6073,LEN(HZ6073)-3),ROW($1:$80))))))","v":""},{"$f":"IF(OR(ISBLANK(IA100),IA6073=\"\"),\"\",IF(ISERROR(LOOKUP(10^17,1*RIGHT(LEFT(IA6073,LEN(IA6073)-3),ROW($1:$80)))),0,IF(RIGHT(LEFT(IA6073,LEN(IA6073)-3),2)=\"--\",0,LOOKUP(10^17,1*RIGHT(LEFT(IA6073,LEN(IA6073)-3),ROW($1:$80))))))","v":""},{"$f":"IF(OR(ISBLANK(IB100),IB6073=\"\"),\"\",IF(ISERROR(LOOKUP(10^17,1*RIGHT(LEFT(IB6073,LEN(IB6073)-3),ROW($1:$80)))),0,IF(RIGHT(LEFT(IB6073,LEN(IB6073)-3),2)=\"--\",0,LOOKUP(10^17,1*RIGHT(LEFT(IB6073,LEN(IB6073)-3),ROW($1:$80))))))","v":""},{"$f":"IF(OR(ISBLANK(IC100),IC6073=\"\"),\"\",IF(ISERROR(LOOKUP(10^17,1*RIGHT(LEFT(IC6073,LEN(IC6073)-3),ROW($1:$80)))),0,IF(RIGHT(LEFT(IC6073,LEN(IC6073)-3),2)=\"--\",0,LOOKUP(10^17,1*RIGHT(LEFT(IC6073,LEN(IC6073)-3),ROW($1:$80))))))","v":""},{"$f":"IF(OR(ISBLANK(ID100),ID6073=\"\"),\"\",IF(ISERROR(LOOKUP(10^17,1*RIGHT(LEFT(ID6073,LEN(ID6073)-3),ROW($1:$80)))),0,IF(RIGHT(LEFT(ID6073,LEN(ID6073)-3),2)=\"--\",0,LOOKUP(10^17,1*RIGHT(LEFT(ID6073,LEN(ID6073)-3),ROW($1:$80))))))","v":""},{"$f":"IF(OR(ISBLANK(IE100),IE6073=\"\"),\"\",IF(ISERROR(LOOKUP(10^17,1*RIGHT(LEFT(IE6073,LEN(IE6073)-3),ROW($1:$80)))),0,IF(RIGHT(LEFT(IE6073,LEN(IE6073)-3),2)=\"--\",0,LOOKUP(10^17,1*RIGHT(LEFT(IE6073,LEN(IE6073)-3),ROW($1:$80))))))","v":""},{"$f":"IF(OR(ISBLANK(IF100),IF6073=\"\"),\"\",IF(ISERROR(LOOKUP(10^17,1*RIGHT(LEFT(IF6073,LEN(IF6073)-3),ROW($1:$80)))),0,IF(RIGHT(LEFT(IF6073,LEN(IF6073)-3),2)=\"--\",0,LOOKUP(10^17,1*RIGHT(LEFT(IF6073,LEN(IF6073)-3),ROW($1:$80))))))","v":""},{"$f":"IF(OR(ISBLANK(IG100),IG6073=\"\"),\"\",IF(ISERROR(LOOKUP(10^17,1*RIGHT(LEFT(IG6073,LEN(IG6073)-3),ROW($1:$80)))),0,IF(RIGHT(LEFT(IG6073,LEN(IG6073)-3),2)=\"--\",0,LOOKUP(10^17,1*RIGHT(LEFT(IG6073,LEN(IG6073)-3),ROW($1:$80))))))","v":""},{"$f":"IF(OR(ISBLANK(IH100),IH6073=\"\"),\"\",IF(ISERROR(LOOKUP(10^17,1*RIGHT(LEFT(IH6073,LEN(IH6073)-3),ROW($1:$80)))),0,IF(RIGHT(LEFT(IH6073,LEN(IH6073)-3),2)=\"--\",0,LOOKUP(10^17,1*RIGHT(LEFT(IH6073,LEN(IH6073)-3),ROW($1:$80))))))","v":""},{"$f":"IF(OR(ISBLANK(II100),II6073=\"\"),\"\",IF(ISERROR(LOOKUP(10^17,1*RIGHT(LEFT(II6073,LEN(II6073)-3),ROW($1:$80)))),0,IF(RIGHT(LEFT(II6073,LEN(II6073)-3),2)=\"--\",0,LOOKUP(10^17,1*RIGHT(LEFT(II6073,LEN(II6073)-3),ROW($1:$80))))))","v":""},{"$f":"IF(OR(ISBLANK(IJ100),IJ6073=\"\"),\"\",IF(ISERROR(LOOKUP(10^17,1*RIGHT(LEFT(IJ6073,LEN(IJ6073)-3),ROW($1:$80)))),0,IF(RIGHT(LEFT(IJ6073,LEN(IJ6073)-3),2)=\"--\",0,LOOKUP(10^17,1*RIGHT(LEFT(IJ6073,LEN(IJ6073)-3),ROW($1:$80))))))","v":""},{"$f":"IF(OR(ISBLANK(IK100),IK6073=\"\"),\"\",IF(ISERROR(LOOKUP(10^17,1*RIGHT(LEFT(IK6073,LEN(IK6073)-3),ROW($1:$80)))),0,IF(RIGHT(LEFT(IK6073,LEN(IK6073)-3),2)=\"--\",0,LOOKUP(10^17,1*RIGHT(LEFT(IK6073,LEN(IK6073)-3),ROW($1:$80))))))","v":""},{"$f":"IF(OR(ISBLANK(IL100),IL6073=\"\"),\"\",IF(ISERROR(LOOKUP(10^17,1*RIGHT(LEFT(IL6073,LEN(IL6073)-3),ROW($1:$80)))),0,IF(RIGHT(LEFT(IL6073,LEN(IL6073)-3),2)=\"--\",0,LOOKUP(10^17,1*RIGHT(LEFT(IL6073,LEN(IL6073)-3),ROW($1:$80))))))","v":""},{"$f":"IF(OR(ISBLANK(IM100),IM6073=\"\"),\"\",IF(ISERROR(LOOKUP(10^17,1*RIGHT(LEFT(IM6073,LEN(IM6073)-3),ROW($1:$80)))),0,IF(RIGHT(LEFT(IM6073,LEN(IM6073)-3),2)=\"--\",0,LOOKUP(10^17,1*RIGHT(LEFT(IM6073,LEN(IM6073)-3),ROW($1:$80))))))","v":""},{"$f":"IF(OR(ISBLANK(IN100),IN6073=\"\"),\"\",IF(ISERROR(LOOKUP(10^17,1*RIGHT(LEFT(IN6073,LEN(IN6073)-3),ROW($1:$80)))),0,IF(RIGHT(LEFT(IN6073,LEN(IN6073)-3),2)=\"--\",0,LOOKUP(10^17,1*RIGHT(LEFT(IN6073,LEN(IN6073)-3),ROW($1:$80))))))","v":""},{"$f":"IF(OR(ISBLANK(IO100),IO6073=\"\"),\"\",IF(ISERROR(LOOKUP(10^17,1*RIGHT(LEFT(IO6073,LEN(IO6073)-3),ROW($1:$80)))),0,IF(RIGHT(LEFT(IO6073,LEN(IO6073)-3),2)=\"--\",0,LOOKUP(10^17,1*RIGHT(LEFT(IO6073,LEN(IO6073)-3),ROW($1:$80))))))","v":""},{"$f":"IF(OR(ISBLANK(IP100),IP6073=\"\"),\"\",IF(ISERROR(LOOKUP(10^17,1*RIGHT(LEFT(IP6073,LEN(IP6073)-3),ROW($1:$80)))),0,IF(RIGHT(LEFT(IP6073,LEN(IP6073)-3),2)=\"--\",0,LOOKUP(10^17,1*RIGHT(LEFT(IP6073,LEN(IP6073)-3),ROW($1:$80))))))","v":""},{"$f":"IF(OR(ISBLANK(IQ100),IQ6073=\"\"),\"\",IF(ISERROR(LOOKUP(10^17,1*RIGHT(LEFT(IQ6073,LEN(IQ6073)-3),ROW($1:$80)))),0,IF(RIGHT(LEFT(IQ6073,LEN(IQ6073)-3),2)=\"--\",0,LOOKUP(10^17,1*RIGHT(LEFT(IQ6073,LEN(IQ6073)-3),ROW($1:$80))))))","v":""},{"$f":"IF(OR(ISBLANK(IR100),IR6073=\"\"),\"\",IF(ISERROR(LOOKUP(10^17,1*RIGHT(LEFT(IR6073,LEN(IR6073)-3),ROW($1:$80)))),0,IF(RIGHT(LEFT(IR6073,LEN(IR6073)-3),2)=\"--\",0,LOOKUP(10^17,1*RIGHT(LEFT(IR6073,LEN(IR6073)-3),ROW($1:$80))))))","v":""},{"$f":"IF(OR(ISBLANK(IS100),IS6073=\"\"),\"\",IF(ISERROR(LOOKUP(10^17,1*RIGHT(LEFT(IS6073,LEN(IS6073)-3),ROW($1:$80)))),0,IF(RIGHT(LEFT(IS6073,LEN(IS6073)-3),2)=\"--\",0,LOOKUP(10^17,1*RIGHT(LEFT(IS6073,LEN(IS6073)-3),ROW($1:$80))))))","v":""},{"$f":"IF(OR(ISBLANK(IT100),IT6073=\"\"),\"\",IF(ISERROR(LOOKUP(10^17,1*RIGHT(LEFT(IT6073,LEN(IT6073)-3),ROW($1:$80)))),0,IF(RIGHT(LEFT(IT6073,LEN(IT6073)-3),2)=\"--\",0,LOOKUP(10^17,1*RIGHT(LEFT(IT6073,LEN(IT6073)-3),ROW($1:$80))))))","v":""},{"$f":"IF(OR(ISBLANK(IU100),IU6073=\"\"),\"\",IF(ISERROR(LOOKUP(10^17,1*RIGHT(LEFT(IU6073,LEN(IU6073)-3),ROW($1:$80)))),0,IF(RIGHT(LEFT(IU6073,LEN(IU6073)-3),2)=\"--\",0,LOOKUP(10^17,1*RIGHT(LEFT(IU6073,LEN(IU6073)-3),ROW($1:$80))))))","v":""},{"$f":"IF(OR(ISBLANK(IV100),IV6073=\"\"),\"\",IF(ISERROR(LOOKUP(10^17,1*RIGHT(LEFT(IV6073,LEN(IV6073)-3),ROW($1:$80)))),0,IF(RIGHT(LEFT(IV6073,LEN(IV6073)-3),2)=\"--\",0,LOOKUP(10^17,1*RIGHT(LEFT(IV6073,LEN(IV6073)-3),ROW($1:$80))))))","v":""},{"$f":"IF(OR(ISBLANK(IW100),IW6073=\"\"),\"\",IF(ISERROR(LOOKUP(10^17,1*RIGHT(LEFT(IW6073,LEN(IW6073)-3),ROW($1:$80)))),0,IF(RIGHT(LEFT(IW6073,LEN(IW6073)-3),2)=\"--\",0,LOOKUP(10^17,1*RIGHT(LEFT(IW6073,LEN(IW6073)-3),ROW($1:$80))))))","v":""},{"$f":"IF(OR(ISBLANK(IX100),IX6073=\"\"),\"\",IF(ISERROR(LOOKUP(10^17,1*RIGHT(LEFT(IX6073,LEN(IX6073)-3),ROW($1:$80)))),0,IF(RIGHT(LEFT(IX6073,LEN(IX6073)-3),2)=\"--\",0,LOOKUP(10^17,1*RIGHT(LEFT(IX6073,LEN(IX6073)-3),ROW($1:$80))))))","v":""},{"$f":"IF(OR(ISBLANK(IY100),IY6073=\"\"),\"\",IF(ISERROR(LOOKUP(10^17,1*RIGHT(LEFT(IY6073,LEN(IY6073)-3),ROW($1:$80)))),0,IF(RIGHT(LEFT(IY6073,LEN(IY6073)-3),2)=\"--\",0,LOOKUP(10^17,1*RIGHT(LEFT(IY6073,LEN(IY6073)-3),ROW($1:$80))))))","v":""},{"$f":"IF(OR(ISBLANK(IZ100),IZ6073=\"\"),\"\",IF(ISERROR(LOOKUP(10^17,1*RIGHT(LEFT(IZ6073,LEN(IZ6073)-3),ROW($1:$80)))),0,IF(RIGHT(LEFT(IZ6073,LEN(IZ6073)-3),2)=\"--\",0,LOOKUP(10^17,1*RIGHT(LEFT(IZ6073,LEN(IZ6073)-3),ROW($1:$80))))))","v":""},{"$f":"IF(OR(ISBLANK(JA100),JA6073=\"\"),\"\",IF(ISERROR(LOOKUP(10^17,1*RIGHT(LEFT(JA6073,LEN(JA6073)-3),ROW($1:$80)))),0,IF(RIGHT(LEFT(JA6073,LEN(JA6073)-3),2)=\"--\",0,LOOKUP(10^17,1*RIGHT(LEFT(JA6073,LEN(JA6073)-3),ROW($1:$80))))))","v":""},{"$f":"IF(OR(ISBLANK(JB100),JB6073=\"\"),\"\",IF(ISERROR(LOOKUP(10^17,1*RIGHT(LEFT(JB6073,LEN(JB6073)-3),ROW($1:$80)))),0,IF(RIGHT(LEFT(JB6073,LEN(JB6073)-3),2)=\"--\",0,LOOKUP(10^17,1*RIGHT(LEFT(JB6073,LEN(JB6073)-3),ROW($1:$80))))))","v":""},{"$f":"IF(OR(ISBLANK(JC100),JC6073=\"\"),\"\",IF(ISERROR(LOOKUP(10^17,1*RIGHT(LEFT(JC6073,LEN(JC6073)-3),ROW($1:$80)))),0,IF(RIGHT(LEFT(JC6073,LEN(JC6073)-3),2)=\"--\",0,LOOKUP(10^17,1*RIGHT(LEFT(JC6073,LEN(JC6073)-3),ROW($1:$80))))))","v":""},{"$f":"IF(OR(ISBLANK(JD100),JD6073=\"\"),\"\",IF(ISERROR(LOOKUP(10^17,1*RIGHT(LEFT(JD6073,LEN(JD6073)-3),ROW($1:$80)))),0,IF(RIGHT(LEFT(JD6073,LEN(JD6073)-3),2)=\"--\",0,LOOKUP(10^17,1*RIGHT(LEFT(JD6073,LEN(JD6073)-3),ROW($1:$80))))))","v":""},{"$f":"IF(OR(ISBLANK(JE100),JE6073=\"\"),\"\",IF(ISERROR(LOOKUP(10^17,1*RIGHT(LEFT(JE6073,LEN(JE6073)-3),ROW($1:$80)))),0,IF(RIGHT(LEFT(JE6073,LEN(JE6073)-3),2)=\"--\",0,LOOKUP(10^17,1*RIGHT(LEFT(JE6073,LEN(JE6073)-3),ROW($1:$80))))))","v":""},{"$f":"IF(OR(ISBLANK(JF100),JF6073=\"\"),\"\",IF(ISERROR(LOOKUP(10^17,1*RIGHT(LEFT(JF6073,LEN(JF6073)-3),ROW($1:$80)))),0,IF(RIGHT(LEFT(JF6073,LEN(JF6073)-3),2)=\"--\",0,LOOKUP(10^17,1*RIGHT(LEFT(JF6073,LEN(JF6073)-3),ROW($1:$80))))))","v":""},{"$f":"IF(OR(ISBLANK(JG100),JG6073=\"\"),\"\",IF(ISERROR(LOOKUP(10^17,1*RIGHT(LEFT(JG6073,LEN(JG6073)-3),ROW($1:$80)))),0,IF(RIGHT(LEFT(JG6073,LEN(JG6073)-3),2)=\"--\",0,LOOKUP(10^17,1*RIGHT(LEFT(JG6073,LEN(JG6073)-3),ROW($1:$80))))))","v":""},{"$f":"IF(OR(ISBLANK(JH100),JH6073=\"\"),\"\",IF(ISERROR(LOOKUP(10^17,1*RIGHT(LEFT(JH6073,LEN(JH6073)-3),ROW($1:$80)))),0,IF(RIGHT(LEFT(JH6073,LEN(JH6073)-3),2)=\"--\",0,LOOKUP(10^17,1*RIGHT(LEFT(JH6073,LEN(JH6073)-3),ROW($1:$80))))))","v":""},{"$f":"IF(OR(ISBLANK(JI100),JI6073=\"\"),\"\",IF(ISERROR(LOOKUP(10^17,1*RIGHT(LEFT(JI6073,LEN(JI6073)-3),ROW($1:$80)))),0,IF(RIGHT(LEFT(JI6073,LEN(JI6073)-3),2)=\"--\",0,LOOKUP(10^17,1*RIGHT(LEFT(JI6073,LEN(JI6073)-3),ROW($1:$80))))))","v":""},{"$f":"IF(OR(ISBLANK(JJ100),JJ6073=\"\"),\"\",IF(ISERROR(LOOKUP(10^17,1*RIGHT(LEFT(JJ6073,LEN(JJ6073)-3),ROW($1:$80)))),0,IF(RIGHT(LEFT(JJ6073,LEN(JJ6073)-3),2)=\"--\",0,LOOKUP(10^17,1*RIGHT(LEFT(JJ6073,LEN(JJ6073)-3),ROW($1:$80))))))","v":""},{"$f":"IF(OR(ISBLANK(JK100),JK6073=\"\"),\"\",IF(ISERROR(LOOKUP(10^17,1*RIGHT(LEFT(JK6073,LEN(JK6073)-3),ROW($1:$80)))),0,IF(RIGHT(LEFT(JK6073,LEN(JK6073)-3),2)=\"--\",0,LOOKUP(10^17,1*RIGHT(LEFT(JK6073,LEN(JK6073)-3),ROW($1:$80))))))","v":""},{"$f":"IF(OR(ISBLANK(JL100),JL6073=\"\"),\"\",IF(ISERROR(LOOKUP(10^17,1*RIGHT(LEFT(JL6073,LEN(JL6073)-3),ROW($1:$80)))),0,IF(RIGHT(LEFT(JL6073,LEN(JL6073)-3),2)=\"--\",0,LOOKUP(10^17,1*RIGHT(LEFT(JL6073,LEN(JL6073)-3),ROW($1:$80))))))","v":""},{"$f":"IF(OR(ISBLANK(JM100),JM6073=\"\"),\"\",IF(ISERROR(LOOKUP(10^17,1*RIGHT(LEFT(JM6073,LEN(JM6073)-3),ROW($1:$80)))),0,IF(RIGHT(LEFT(JM6073,LEN(JM6073)-3),2)=\"--\",0,LOOKUP(10^17,1*RIGHT(LEFT(JM6073,LEN(JM6073)-3),ROW($1:$80))))))","v":""},{"$f":"IF(OR(ISBLANK(JN100),JN6073=\"\"),\"\",IF(ISERROR(LOOKUP(10^17,1*RIGHT(LEFT(JN6073,LEN(JN6073)-3),ROW($1:$80)))),0,IF(RIGHT(LEFT(JN6073,LEN(JN6073)-3),2)=\"--\",0,LOOKUP(10^17,1*RIGHT(LEFT(JN6073,LEN(JN6073)-3),ROW($1:$80))))))","v":""},{"$f":"IF(OR(ISBLANK(JO100),JO6073=\"\"),\"\",IF(ISERROR(LOOKUP(10^17,1*RIGHT(LEFT(JO6073,LEN(JO6073)-3),ROW($1:$80)))),0,IF(RIGHT(LEFT(JO6073,LEN(JO6073)-3),2)=\"--\",0,LOOKUP(10^17,1*RIGHT(LEFT(JO6073,LEN(JO6073)-3),ROW($1:$80))))))","v":""},{"$f":"IF(OR(ISBLANK(JP100),JP6073=\"\"),\"\",IF(ISERROR(LOOKUP(10^17,1*RIGHT(LEFT(JP6073,LEN(JP6073)-3),ROW($1:$80)))),0,IF(RIGHT(LEFT(JP6073,LEN(JP6073)-3),2)=\"--\",0,LOOKUP(10^17,1*RIGHT(LEFT(JP6073,LEN(JP6073)-3),ROW($1:$80))))))","v":""},{"$f":"IF(OR(ISBLANK(JQ100),JQ6073=\"\"),\"\",IF(ISERROR(LOOKUP(10^17,1*RIGHT(LEFT(JQ6073,LEN(JQ6073)-3),ROW($1:$80)))),0,IF(RIGHT(LEFT(JQ6073,LEN(JQ6073)-3),2)=\"--\",0,LOOKUP(10^17,1*RIGHT(LEFT(JQ6073,LEN(JQ6073)-3),ROW($1:$80))))))","v":""},{"$f":"IF(OR(ISBLANK(JR100),JR6073=\"\"),\"\",IF(ISERROR(LOOKUP(10^17,1*RIGHT(LEFT(JR6073,LEN(JR6073)-3),ROW($1:$80)))),0,IF(RIGHT(LEFT(JR6073,LEN(JR6073)-3),2)=\"--\",0,LOOKUP(10^17,1*RIGHT(LEFT(JR6073,LEN(JR6073)-3),ROW($1:$80))))))","v":""},{"$f":"IF(OR(ISBLANK(JS100),JS6073=\"\"),\"\",IF(ISERROR(LOOKUP(10^17,1*RIGHT(LEFT(JS6073,LEN(JS6073)-3),ROW($1:$80)))),0,IF(RIGHT(LEFT(JS6073,LEN(JS6073)-3),2)=\"--\",0,LOOKUP(10^17,1*RIGHT(LEFT(JS6073,LEN(JS6073)-3),ROW($1:$80))))))","v":""},{"$f":"IF(OR(ISBLANK(JT100),JT6073=\"\"),\"\",IF(ISERROR(LOOKUP(10^17,1*RIGHT(LEFT(JT6073,LEN(JT6073)-3),ROW($1:$80)))),0,IF(RIGHT(LEFT(JT6073,LEN(JT6073)-3),2)=\"--\",0,LOOKUP(10^17,1*RIGHT(LEFT(JT6073,LEN(JT6073)-3),ROW($1:$80))))))","v":""},{"$f":"IF(OR(ISBLANK(JU100),JU6073=\"\"),\"\",IF(ISERROR(LOOKUP(10^17,1*RIGHT(LEFT(JU6073,LEN(JU6073)-3),ROW($1:$80)))),0,IF(RIGHT(LEFT(JU6073,LEN(JU6073)-3),2)=\"--\",0,LOOKUP(10^17,1*RIGHT(LEFT(JU6073,LEN(JU6073)-3),ROW($1:$80))))))","v":""},{"$f":"IF(OR(ISBLANK(JV100),JV6073=\"\"),\"\",IF(ISERROR(LOOKUP(10^17,1*RIGHT(LEFT(JV6073,LEN(JV6073)-3),ROW($1:$80)))),0,IF(RIGHT(LEFT(JV6073,LEN(JV6073)-3),2)=\"--\",0,LOOKUP(10^17,1*RIGHT(LEFT(JV6073,LEN(JV6073)-3),ROW($1:$80))))))","v":""},{"$f":"IF(OR(ISBLANK(JW100),JW6073=\"\"),\"\",IF(ISERROR(LOOKUP(10^17,1*RIGHT(LEFT(JW6073,LEN(JW6073)-3),ROW($1:$80)))),0,IF(RIGHT(LEFT(JW6073,LEN(JW6073)-3),2)=\"--\",0,LOOKUP(10^17,1*RIGHT(LEFT(JW6073,LEN(JW6073)-3),ROW($1:$80))))))","v":""},{"$f":"IF(OR(ISBLANK(JX100),JX6073=\"\"),\"\",IF(ISERROR(LOOKUP(10^17,1*RIGHT(LEFT(JX6073,LEN(JX6073)-3),ROW($1:$80)))),0,IF(RIGHT(LEFT(JX6073,LEN(JX6073)-3),2)=\"--\",0,LOOKUP(10^17,1*RIGHT(LEFT(JX6073,LEN(JX6073)-3),ROW($1:$80))))))","v":""},{"$f":"IF(OR(ISBLANK(JY100),JY6073=\"\"),\"\",IF(ISERROR(LOOKUP(10^17,1*RIGHT(LEFT(JY6073,LEN(JY6073)-3),ROW($1:$80)))),0,IF(RIGHT(LEFT(JY6073,LEN(JY6073)-3),2)=\"--\",0,LOOKUP(10^17,1*RIGHT(LEFT(JY6073,LEN(JY6073)-3),ROW($1:$80))))))","v":""},{"$f":"IF(OR(ISBLANK(JZ100),JZ6073=\"\"),\"\",IF(ISERROR(LOOKUP(10^17,1*RIGHT(LEFT(JZ6073,LEN(JZ6073)-3),ROW($1:$80)))),0,IF(RIGHT(LEFT(JZ6073,LEN(JZ6073)-3),2)=\"--\",0,LOOKUP(10^17,1*RIGHT(LEFT(JZ6073,LEN(JZ6073)-3),ROW($1:$80))))))","v":""},{"$f":"IF(OR(ISBLANK(KA100),KA6073=\"\"),\"\",IF(ISERROR(LOOKUP(10^17,1*RIGHT(LEFT(KA6073,LEN(KA6073)-3),ROW($1:$80)))),0,IF(RIGHT(LEFT(KA6073,LEN(KA6073)-3),2)=\"--\",0,LOOKUP(10^17,1*RIGHT(LEFT(KA6073,LEN(KA6073)-3),ROW($1:$80))))))","v":""},{"$f":"IF(OR(ISBLANK(KB100),KB6073=\"\"),\"\",IF(ISERROR(LOOKUP(10^17,1*RIGHT(LEFT(KB6073,LEN(KB6073)-3),ROW($1:$80)))),0,IF(RIGHT(LEFT(KB6073,LEN(KB6073)-3),2)=\"--\",0,LOOKUP(10^17,1*RIGHT(LEFT(KB6073,LEN(KB6073)-3),ROW($1:$80))))))","v":""},{"$f":"IF(OR(ISBLANK(KC100),KC6073=\"\"),\"\",IF(ISERROR(LOOKUP(10^17,1*RIGHT(LEFT(KC6073,LEN(KC6073)-3),ROW($1:$80)))),0,IF(RIGHT(LEFT(KC6073,LEN(KC6073)-3),2)=\"--\",0,LOOKUP(10^17,1*RIGHT(LEFT(KC6073,LEN(KC6073)-3),ROW($1:$80))))))","v":""},{"$f":"IF(OR(ISBLANK(KD100),KD6073=\"\"),\"\",IF(ISERROR(LOOKUP(10^17,1*RIGHT(LEFT(KD6073,LEN(KD6073)-3),ROW($1:$80)))),0,IF(RIGHT(LEFT(KD6073,LEN(KD6073)-3),2)=\"--\",0,LOOKUP(10^17,1*RIGHT(LEFT(KD6073,LEN(KD6073)-3),ROW($1:$80))))))","v":""},{"$f":"IF(OR(ISBLANK(KE100),KE6073=\"\"),\"\",IF(ISERROR(LOOKUP(10^17,1*RIGHT(LEFT(KE6073,LEN(KE6073)-3),ROW($1:$80)))),0,IF(RIGHT(LEFT(KE6073,LEN(KE6073)-3),2)=\"--\",0,LOOKUP(10^17,1*RIGHT(LEFT(KE6073,LEN(KE6073)-3),ROW($1:$80))))))","v":""},{"$f":"IF(OR(ISBLANK(KF100),KF6073=\"\"),\"\",IF(ISERROR(LOOKUP(10^17,1*RIGHT(LEFT(KF6073,LEN(KF6073)-3),ROW($1:$80)))),0,IF(RIGHT(LEFT(KF6073,LEN(KF6073)-3),2)=\"--\",0,LOOKUP(10^17,1*RIGHT(LEFT(KF6073,LEN(KF6073)-3),ROW($1:$80))))))","v":""},{"$f":"IF(OR(ISBLANK(KG100),KG6073=\"\"),\"\",IF(ISERROR(LOOKUP(10^17,1*RIGHT(LEFT(KG6073,LEN(KG6073)-3),ROW($1:$80)))),0,IF(RIGHT(LEFT(KG6073,LEN(KG6073)-3),2)=\"--\",0,LOOKUP(10^17,1*RIGHT(LEFT(KG6073,LEN(KG6073)-3),ROW($1:$80))))))","v":""},{"$f":"IF(OR(ISBLANK(KH100),KH6073=\"\"),\"\",IF(ISERROR(LOOKUP(10^17,1*RIGHT(LEFT(KH6073,LEN(KH6073)-3),ROW($1:$80)))),0,IF(RIGHT(LEFT(KH6073,LEN(KH6073)-3),2)=\"--\",0,LOOKUP(10^17,1*RIGHT(LEFT(KH6073,LEN(KH6073)-3),ROW($1:$80))))))","v":""},{"$f":"IF(OR(ISBLANK(KI100),KI6073=\"\"),\"\",IF(ISERROR(LOOKUP(10^17,1*RIGHT(LEFT(KI6073,LEN(KI6073)-3),ROW($1:$80)))),0,IF(RIGHT(LEFT(KI6073,LEN(KI6073)-3),2)=\"--\",0,LOOKUP(10^17,1*RIGHT(LEFT(KI6073,LEN(KI6073)-3),ROW($1:$80))))))","v":""},{"$f":"IF(OR(ISBLANK(KJ100),KJ6073=\"\"),\"\",IF(ISERROR(LOOKUP(10^17,1*RIGHT(LEFT(KJ6073,LEN(KJ6073)-3),ROW($1:$80)))),0,IF(RIGHT(LEFT(KJ6073,LEN(KJ6073)-3),2)=\"--\",0,LOOKUP(10^17,1*RIGHT(LEFT(KJ6073,LEN(KJ6073)-3),ROW($1:$80))))))","v":""},{"$f":"IF(OR(ISBLANK(KK100),KK6073=\"\"),\"\",IF(ISERROR(LOOKUP(10^17,1*RIGHT(LEFT(KK6073,LEN(KK6073)-3),ROW($1:$80)))),0,IF(RIGHT(LEFT(KK6073,LEN(KK6073)-3),2)=\"--\",0,LOOKUP(10^17,1*RIGHT(LEFT(KK6073,LEN(KK6073)-3),ROW($1:$80))))))","v":""},{"$f":"IF(OR(ISBLANK(KL100),KL6073=\"\"),\"\",IF(ISERROR(LOOKUP(10^17,1*RIGHT(LEFT(KL6073,LEN(KL6073)-3),ROW($1:$80)))),0,IF(RIGHT(LEFT(KL6073,LEN(KL6073)-3),2)=\"--\",0,LOOKUP(10^17,1*RIGHT(LEFT(KL6073,LEN(KL6073)-3),ROW($1:$80))))))","v":""},{"$f":"IF(OR(ISBLANK(KM100),KM6073=\"\"),\"\",IF(ISERROR(LOOKUP(10^17,1*RIGHT(LEFT(KM6073,LEN(KM6073)-3),ROW($1:$80)))),0,IF(RIGHT(LEFT(KM6073,LEN(KM6073)-3),2)=\"--\",0,LOOKUP(10^17,1*RIGHT(LEFT(KM6073,LEN(KM6073)-3),ROW($1:$80))))))","v":""},{"$f":"IF(OR(ISBLANK(KN100),KN6073=\"\"),\"\",IF(ISERROR(LOOKUP(10^17,1*RIGHT(LEFT(KN6073,LEN(KN6073)-3),ROW($1:$80)))),0,IF(RIGHT(LEFT(KN6073,LEN(KN6073)-3),2)=\"--\",0,LOOKUP(10^17,1*RIGHT(LEFT(KN6073,LEN(KN6073)-3),ROW($1:$80))))))","v":""},{"$f":"IF(OR(ISBLANK(KO100),KO6073=\"\"),\"\",IF(ISERROR(LOOKUP(10^17,1*RIGHT(LEFT(KO6073,LEN(KO6073)-3),ROW($1:$80)))),0,IF(RIGHT(LEFT(KO6073,LEN(KO6073)-3),2)=\"--\",0,LOOKUP(10^17,1*RIGHT(LEFT(KO6073,LEN(KO6073)-3),ROW($1:$80))))))","v":""},{"$f":"IF(OR(ISBLANK(KP100),KP6073=\"\"),\"\",IF(ISERROR(LOOKUP(10^17,1*RIGHT(LEFT(KP6073,LEN(KP6073)-3),ROW($1:$80)))),0,IF(RIGHT(LEFT(KP6073,LEN(KP6073)-3),2)=\"--\",0,LOOKUP(10^17,1*RIGHT(LEFT(KP6073,LEN(KP6073)-3),ROW($1:$80))))))","v":""},{"$f":"IF(OR(ISBLANK(KQ100),KQ6073=\"\"),\"\",IF(ISERROR(LOOKUP(10^17,1*RIGHT(LEFT(KQ6073,LEN(KQ6073)-3),ROW($1:$80)))),0,IF(RIGHT(LEFT(KQ6073,LEN(KQ6073)-3),2)=\"--\",0,LOOKUP(10^17,1*RIGHT(LEFT(KQ6073,LEN(KQ6073)-3),ROW($1:$80))))))","v":""},{"$f":"IF(OR(ISBLANK(KR100),KR6073=\"\"),\"\",IF(ISERROR(LOOKUP(10^17,1*RIGHT(LEFT(KR6073,LEN(KR6073)-3),ROW($1:$80)))),0,IF(RIGHT(LEFT(KR6073,LEN(KR6073)-3),2)=\"--\",0,LOOKUP(10^17,1*RIGHT(LEFT(KR6073,LEN(KR6073)-3),ROW($1:$80))))))","v":""},{"$f":"IF(OR(ISBLANK(KS100),KS6073=\"\"),\"\",IF(ISERROR(LOOKUP(10^17,1*RIGHT(LEFT(KS6073,LEN(KS6073)-3),ROW($1:$80)))),0,IF(RIGHT(LEFT(KS6073,LEN(KS6073)-3),2)=\"--\",0,LOOKUP(10^17,1*RIGHT(LEFT(KS6073,LEN(KS6073)-3),ROW($1:$80))))))","v":""},{"$f":"IF(OR(ISBLANK(KT100),KT6073=\"\"),\"\",IF(ISERROR(LOOKUP(10^17,1*RIGHT(LEFT(KT6073,LEN(KT6073)-3),ROW($1:$80)))),0,IF(RIGHT(LEFT(KT6073,LEN(KT6073)-3),2)=\"--\",0,LOOKUP(10^17,1*RIGHT(LEFT(KT6073,LEN(KT6073)-3),ROW($1:$80))))))","v":""},{"$f":"IF(OR(ISBLANK(KU100),KU6073=\"\"),\"\",IF(ISERROR(LOOKUP(10^17,1*RIGHT(LEFT(KU6073,LEN(KU6073)-3),ROW($1:$80)))),0,IF(RIGHT(LEFT(KU6073,LEN(KU6073)-3),2)=\"--\",0,LOOKUP(10^17,1*RIGHT(LEFT(KU6073,LEN(KU6073)-3),ROW($1:$80))))))","v":""},{"$f":"IF(OR(ISBLANK(KV100),KV6073=\"\"),\"\",IF(ISERROR(LOOKUP(10^17,1*RIGHT(LEFT(KV6073,LEN(KV6073)-3),ROW($1:$80)))),0,IF(RIGHT(LEFT(KV6073,LEN(KV6073)-3),2)=\"--\",0,LOOKUP(10^17,1*RIGHT(LEFT(KV6073,LEN(KV6073)-3),ROW($1:$80))))))","v":""},{"$f":"IF(OR(ISBLANK(KW100),KW6073=\"\"),\"\",IF(ISERROR(LOOKUP(10^17,1*RIGHT(LEFT(KW6073,LEN(KW6073)-3),ROW($1:$80)))),0,IF(RIGHT(LEFT(KW6073,LEN(KW6073)-3),2)=\"--\",0,LOOKUP(10^17,1*RIGHT(LEFT(KW6073,LEN(KW6073)-3),ROW($1:$80))))))","v":""},{"$f":"IF(OR(ISBLANK(KX100),KX6073=\"\"),\"\",IF(ISERROR(LOOKUP(10^17,1*RIGHT(LEFT(KX6073,LEN(KX6073)-3),ROW($1:$80)))),0,IF(RIGHT(LEFT(KX6073,LEN(KX6073)-3),2)=\"--\",0,LOOKUP(10^17,1*RIGHT(LEFT(KX6073,LEN(KX6073)-3),ROW($1:$80))))))","v":""},{"$f":"IF(OR(ISBLANK(KY100),KY6073=\"\"),\"\",IF(ISERROR(LOOKUP(10^17,1*RIGHT(LEFT(KY6073,LEN(KY6073)-3),ROW($1:$80)))),0,IF(RIGHT(LEFT(KY6073,LEN(KY6073)-3),2)=\"--\",0,LOOKUP(10^17,1*RIGHT(LEFT(KY6073,LEN(KY6073)-3),ROW($1:$80))))))","v":""},{"$f":"IF(OR(ISBLANK(KZ100),KZ6073=\"\"),\"\",IF(ISERROR(LOOKUP(10^17,1*RIGHT(LEFT(KZ6073,LEN(KZ6073)-3),ROW($1:$80)))),0,IF(RIGHT(LEFT(KZ6073,LEN(KZ6073)-3),2)=\"--\",0,LOOKUP(10^17,1*RIGHT(LEFT(KZ6073,LEN(KZ6073)-3),ROW($1:$80))))))","v":""},{"$f":"IF(OR(ISBLANK(LA100),LA6073=\"\"),\"\",IF(ISERROR(LOOKUP(10^17,1*RIGHT(LEFT(LA6073,LEN(LA6073)-3),ROW($1:$80)))),0,IF(RIGHT(LEFT(LA6073,LEN(LA6073)-3),2)=\"--\",0,LOOKUP(10^17,1*RIGHT(LEFT(LA6073,LEN(LA6073)-3),ROW($1:$80))))))","v":""},{"$f":"IF(OR(ISBLANK(LB100),LB6073=\"\"),\"\",IF(ISERROR(LOOKUP(10^17,1*RIGHT(LEFT(LB6073,LEN(LB6073)-3),ROW($1:$80)))),0,IF(RIGHT(LEFT(LB6073,LEN(LB6073)-3),2)=\"--\",0,LOOKUP(10^17,1*RIGHT(LEFT(LB6073,LEN(LB6073)-3),ROW($1:$80))))))","v":""},{"$f":"IF(OR(ISBLANK(LC100),LC6073=\"\"),\"\",IF(ISERROR(LOOKUP(10^17,1*RIGHT(LEFT(LC6073,LEN(LC6073)-3),ROW($1:$80)))),0,IF(RIGHT(LEFT(LC6073,LEN(LC6073)-3),2)=\"--\",0,LOOKUP(10^17,1*RIGHT(LEFT(LC6073,LEN(LC6073)-3),ROW($1:$80))))))","v":""},{"$f":"IF(OR(ISBLANK(LD100),LD6073=\"\"),\"\",IF(ISERROR(LOOKUP(10^17,1*RIGHT(LEFT(LD6073,LEN(LD6073)-3),ROW($1:$80)))),0,IF(RIGHT(LEFT(LD6073,LEN(LD6073)-3),2)=\"--\",0,LOOKUP(10^17,1*RIGHT(LEFT(LD6073,LEN(LD6073)-3),ROW($1:$80))))))","v":""},{"$f":"IF(OR(ISBLANK(LE100),LE6073=\"\"),\"\",IF(ISERROR(LOOKUP(10^17,1*RIGHT(LEFT(LE6073,LEN(LE6073)-3),ROW($1:$80)))),0,IF(RIGHT(LEFT(LE6073,LEN(LE6073)-3),2)=\"--\",0,LOOKUP(10^17,1*RIGHT(LEFT(LE6073,LEN(LE6073)-3),ROW($1:$80))))))","v":""},{"$f":"IF(OR(ISBLANK(LF100),LF6073=\"\"),\"\",IF(ISERROR(LOOKUP(10^17,1*RIGHT(LEFT(LF6073,LEN(LF6073)-3),ROW($1:$80)))),0,IF(RIGHT(LEFT(LF6073,LEN(LF6073)-3),2)=\"--\",0,LOOKUP(10^17,1*RIGHT(LEFT(LF6073,LEN(LF6073)-3),ROW($1:$80))))))","v":""},{"$f":"IF(OR(ISBLANK(LG100),LG6073=\"\"),\"\",IF(ISERROR(LOOKUP(10^17,1*RIGHT(LEFT(LG6073,LEN(LG6073)-3),ROW($1:$80)))),0,IF(RIGHT(LEFT(LG6073,LEN(LG6073)-3),2)=\"--\",0,LOOKUP(10^17,1*RIGHT(LEFT(LG6073,LEN(LG6073)-3),ROW($1:$80))))))","v":""},{"$f":"IF(OR(ISBLANK(LH100),LH6073=\"\"),\"\",IF(ISERROR(LOOKUP(10^17,1*RIGHT(LEFT(LH6073,LEN(LH6073)-3),ROW($1:$80)))),0,IF(RIGHT(LEFT(LH6073,LEN(LH6073)-3),2)=\"--\",0,LOOKUP(10^17,1*RIGHT(LEFT(LH6073,LEN(LH6073)-3),ROW($1:$80))))))","v":""},{"$f":"IF(OR(ISBLANK(LI100),LI6073=\"\"),\"\",IF(ISERROR(LOOKUP(10^17,1*RIGHT(LEFT(LI6073,LEN(LI6073)-3),ROW($1:$80)))),0,IF(RIGHT(LEFT(LI6073,LEN(LI6073)-3),2)=\"--\",0,LOOKUP(10^17,1*RIGHT(LEFT(LI6073,LEN(LI6073)-3),ROW($1:$80))))))","v":""},{"$f":"IF(OR(ISBLANK(LJ100),LJ6073=\"\"),\"\",IF(ISERROR(LOOKUP(10^17,1*RIGHT(LEFT(LJ6073,LEN(LJ6073)-3),ROW($1:$80)))),0,IF(RIGHT(LEFT(LJ6073,LEN(LJ6073)-3),2)=\"--\",0,LOOKUP(10^17,1*RIGHT(LEFT(LJ6073,LEN(LJ6073)-3),ROW($1:$80))))))","v":""},{"$f":"IF(OR(ISBLANK(LK100),LK6073=\"\"),\"\",IF(ISERROR(LOOKUP(10^17,1*RIGHT(LEFT(LK6073,LEN(LK6073)-3),ROW($1:$80)))),0,IF(RIGHT(LEFT(LK6073,LEN(LK6073)-3),2)=\"--\",0,LOOKUP(10^17,1*RIGHT(LEFT(LK6073,LEN(LK6073)-3),ROW($1:$80))))))","v":""},{"$f":"IF(OR(ISBLANK(LL100),LL6073=\"\"),\"\",IF(ISERROR(LOOKUP(10^17,1*RIGHT(LEFT(LL6073,LEN(LL6073)-3),ROW($1:$80)))),0,IF(RIGHT(LEFT(LL6073,LEN(LL6073)-3),2)=\"--\",0,LOOKUP(10^17,1*RIGHT(LEFT(LL6073,LEN(LL6073)-3),ROW($1:$80))))))","v":""},{"$f":"IF(OR(ISBLANK(LM100),LM6073=\"\"),\"\",IF(ISERROR(LOOKUP(10^17,1*RIGHT(LEFT(LM6073,LEN(LM6073)-3),ROW($1:$80)))),0,IF(RIGHT(LEFT(LM6073,LEN(LM6073)-3),2)=\"--\",0,LOOKUP(10^17,1*RIGHT(LEFT(LM6073,LEN(LM6073)-3),ROW($1:$80))))))","v":""},{"$f":"IF(OR(ISBLANK(LN100),LN6073=\"\"),\"\",IF(ISERROR(LOOKUP(10^17,1*RIGHT(LEFT(LN6073,LEN(LN6073)-3),ROW($1:$80)))),0,IF(RIGHT(LEFT(LN6073,LEN(LN6073)-3),2)=\"--\",0,LOOKUP(10^17,1*RIGHT(LEFT(LN6073,LEN(LN6073)-3),ROW($1:$80))))))","v":""},{"$f":"IF(OR(ISBLANK(LO100),LO6073=\"\"),\"\",IF(ISERROR(LOOKUP(10^17,1*RIGHT(LEFT(LO6073,LEN(LO6073)-3),ROW($1:$80)))),0,IF(RIGHT(LEFT(LO6073,LEN(LO6073)-3),2)=\"--\",0,LOOKUP(10^17,1*RIGHT(LEFT(LO6073,LEN(LO6073)-3),ROW($1:$80))))))","v":""},{"$f":"IF(OR(ISBLANK(LP100),LP6073=\"\"),\"\",IF(ISERROR(LOOKUP(10^17,1*RIGHT(LEFT(LP6073,LEN(LP6073)-3),ROW($1:$80)))),0,IF(RIGHT(LEFT(LP6073,LEN(LP6073)-3),2)=\"--\",0,LOOKUP(10^17,1*RIGHT(LEFT(LP6073,LEN(LP6073)-3),ROW($1:$80))))))","v":""},{"$f":"IF(OR(ISBLANK(LQ100),LQ6073=\"\"),\"\",IF(ISERROR(LOOKUP(10^17,1*RIGHT(LEFT(LQ6073,LEN(LQ6073)-3),ROW($1:$80)))),0,IF(RIGHT(LEFT(LQ6073,LEN(LQ6073)-3),2)=\"--\",0,LOOKUP(10^17,1*RIGHT(LEFT(LQ6073,LEN(LQ6073)-3),ROW($1:$80))))))","v":""},{"$f":"IF(OR(ISBLANK(LR100),LR6073=\"\"),\"\",IF(ISERROR(LOOKUP(10^17,1*RIGHT(LEFT(LR6073,LEN(LR6073)-3),ROW($1:$80)))),0,IF(RIGHT(LEFT(LR6073,LEN(LR6073)-3),2)=\"--\",0,LOOKUP(10^17,1*RIGHT(LEFT(LR6073,LEN(LR6073)-3),ROW($1:$80))))))","v":""},{"$f":"IF(OR(ISBLANK(LS100),LS6073=\"\"),\"\",IF(ISERROR(LOOKUP(10^17,1*RIGHT(LEFT(LS6073,LEN(LS6073)-3),ROW($1:$80)))),0,IF(RIGHT(LEFT(LS6073,LEN(LS6073)-3),2)=\"--\",0,LOOKUP(10^17,1*RIGHT(LEFT(LS6073,LEN(LS6073)-3),ROW($1:$80))))))","v":""},{"$f":"IF(OR(ISBLANK(LT100),LT6073=\"\"),\"\",IF(ISERROR(LOOKUP(10^17,1*RIGHT(LEFT(LT6073,LEN(LT6073)-3),ROW($1:$80)))),0,IF(RIGHT(LEFT(LT6073,LEN(LT6073)-3),2)=\"--\",0,LOOKUP(10^17,1*RIGHT(LEFT(LT6073,LEN(LT6073)-3),ROW($1:$80))))))","v":""},{"$f":"IF(OR(ISBLANK(LU100),LU6073=\"\"),\"\",IF(ISERROR(LOOKUP(10^17,1*RIGHT(LEFT(LU6073,LEN(LU6073)-3),ROW($1:$80)))),0,IF(RIGHT(LEFT(LU6073,LEN(LU6073)-3),2)=\"--\",0,LOOKUP(10^17,1*RIGHT(LEFT(LU6073,LEN(LU6073)-3),ROW($1:$80))))))","v":""},{"$f":"IF(OR(ISBLANK(LV100),LV6073=\"\"),\"\",IF(ISERROR(LOOKUP(10^17,1*RIGHT(LEFT(LV6073,LEN(LV6073)-3),ROW($1:$80)))),0,IF(RIGHT(LEFT(LV6073,LEN(LV6073)-3),2)=\"--\",0,LOOKUP(10^17,1*RIGHT(LEFT(LV6073,LEN(LV6073)-3),ROW($1:$80))))))","v":""},{"$f":"IF(OR(ISBLANK(LW100),LW6073=\"\"),\"\",IF(ISERROR(LOOKUP(10^17,1*RIGHT(LEFT(LW6073,LEN(LW6073)-3),ROW($1:$80)))),0,IF(RIGHT(LEFT(LW6073,LEN(LW6073)-3),2)=\"--\",0,LOOKUP(10^17,1*RIGHT(LEFT(LW6073,LEN(LW6073)-3),ROW($1:$80))))))","v":""},{"$f":"IF(OR(ISBLANK(LX100),LX6073=\"\"),\"\",IF(ISERROR(LOOKUP(10^17,1*RIGHT(LEFT(LX6073,LEN(LX6073)-3),ROW($1:$80)))),0,IF(RIGHT(LEFT(LX6073,LEN(LX6073)-3),2)=\"--\",0,LOOKUP(10^17,1*RIGHT(LEFT(LX6073,LEN(LX6073)-3),ROW($1:$80))))))","v":""},{"$f":"IF(OR(ISBLANK(LY100),LY6073=\"\"),\"\",IF(ISERROR(LOOKUP(10^17,1*RIGHT(LEFT(LY6073,LEN(LY6073)-3),ROW($1:$80)))),0,IF(RIGHT(LEFT(LY6073,LEN(LY6073)-3),2)=\"--\",0,LOOKUP(10^17,1*RIGHT(LEFT(LY6073,LEN(LY6073)-3),ROW($1:$80))))))","v":""},{"$f":"IF(OR(ISBLANK(LZ100),LZ6073=\"\"),\"\",IF(ISERROR(LOOKUP(10^17,1*RIGHT(LEFT(LZ6073,LEN(LZ6073)-3),ROW($1:$80)))),0,IF(RIGHT(LEFT(LZ6073,LEN(LZ6073)-3),2)=\"--\",0,LOOKUP(10^17,1*RIGHT(LEFT(LZ6073,LEN(LZ6073)-3),ROW($1:$80))))))","v":""},{"$f":"IF(OR(ISBLANK(MA100),MA6073=\"\"),\"\",IF(ISERROR(LOOKUP(10^17,1*RIGHT(LEFT(MA6073,LEN(MA6073)-3),ROW($1:$80)))),0,IF(RIGHT(LEFT(MA6073,LEN(MA6073)-3),2)=\"--\",0,LOOKUP(10^17,1*RIGHT(LEFT(MA6073,LEN(MA6073)-3),ROW($1:$80))))))","v":""},{"$f":"IF(OR(ISBLANK(MB100),MB6073=\"\"),\"\",IF(ISERROR(LOOKUP(10^17,1*RIGHT(LEFT(MB6073,LEN(MB6073)-3),ROW($1:$80)))),0,IF(RIGHT(LEFT(MB6073,LEN(MB6073)-3),2)=\"--\",0,LOOKUP(10^17,1*RIGHT(LEFT(MB6073,LEN(MB6073)-3),ROW($1:$80))))))","v":""},{"$f":"IF(OR(ISBLANK(MC100),MC6073=\"\"),\"\",IF(ISERROR(LOOKUP(10^17,1*RIGHT(LEFT(MC6073,LEN(MC6073)-3),ROW($1:$80)))),0,IF(RIGHT(LEFT(MC6073,LEN(MC6073)-3),2)=\"--\",0,LOOKUP(10^17,1*RIGHT(LEFT(MC6073,LEN(MC6073)-3),ROW($1:$80))))))","v":""},{"$f":"IF(OR(ISBLANK(MD100),MD6073=\"\"),\"\",IF(ISERROR(LOOKUP(10^17,1*RIGHT(LEFT(MD6073,LEN(MD6073)-3),ROW($1:$80)))),0,IF(RIGHT(LEFT(MD6073,LEN(MD6073)-3),2)=\"--\",0,LOOKUP(10^17,1*RIGHT(LEFT(MD6073,LEN(MD6073)-3),ROW($1:$80))))))","v":""},{"$f":"IF(OR(ISBLANK(ME100),ME6073=\"\"),\"\",IF(ISERROR(LOOKUP(10^17,1*RIGHT(LEFT(ME6073,LEN(ME6073)-3),ROW($1:$80)))),0,IF(RIGHT(LEFT(ME6073,LEN(ME6073)-3),2)=\"--\",0,LOOKUP(10^17,1*RIGHT(LEFT(ME6073,LEN(ME6073)-3),ROW($1:$80))))))","v":""},{"$f":"IF(OR(ISBLANK(MF100),MF6073=\"\"),\"\",IF(ISERROR(LOOKUP(10^17,1*RIGHT(LEFT(MF6073,LEN(MF6073)-3),ROW($1:$80)))),0,IF(RIGHT(LEFT(MF6073,LEN(MF6073)-3),2)=\"--\",0,LOOKUP(10^17,1*RIGHT(LEFT(MF6073,LEN(MF6073)-3),ROW($1:$80))))))","v":""},{"$f":"IF(OR(ISBLANK(MG100),MG6073=\"\"),\"\",IF(ISERROR(LOOKUP(10^17,1*RIGHT(LEFT(MG6073,LEN(MG6073)-3),ROW($1:$80)))),0,IF(RIGHT(LEFT(MG6073,LEN(MG6073)-3),2)=\"--\",0,LOOKUP(10^17,1*RIGHT(LEFT(MG6073,LEN(MG6073)-3),ROW($1:$80))))))","v":""},{"$f":"IF(OR(ISBLANK(MH100),MH6073=\"\"),\"\",IF(ISERROR(LOOKUP(10^17,1*RIGHT(LEFT(MH6073,LEN(MH6073)-3),ROW($1:$80)))),0,IF(RIGHT(LEFT(MH6073,LEN(MH6073)-3),2)=\"--\",0,LOOKUP(10^17,1*RIGHT(LEFT(MH6073,LEN(MH6073)-3),ROW($1:$80))))))","v":""},{"$f":"IF(OR(ISBLANK(MI100),MI6073=\"\"),\"\",IF(ISERROR(LOOKUP(10^17,1*RIGHT(LEFT(MI6073,LEN(MI6073)-3),ROW($1:$80)))),0,IF(RIGHT(LEFT(MI6073,LEN(MI6073)-3),2)=\"--\",0,LOOKUP(10^17,1*RIGHT(LEFT(MI6073,LEN(MI6073)-3),ROW($1:$80))))))","v":""},{"$f":"IF(OR(ISBLANK(MJ100),MJ6073=\"\"),\"\",IF(ISERROR(LOOKUP(10^17,1*RIGHT(LEFT(MJ6073,LEN(MJ6073)-3),ROW($1:$80)))),0,IF(RIGHT(LEFT(MJ6073,LEN(MJ6073)-3),2)=\"--\",0,LOOKUP(10^17,1*RIGHT(LEFT(MJ6073,LEN(MJ6073)-3),ROW($1:$80))))))","v":""},{"$f":"IF(OR(ISBLANK(MK100),MK6073=\"\"),\"\",IF(ISERROR(LOOKUP(10^17,1*RIGHT(LEFT(MK6073,LEN(MK6073)-3),ROW($1:$80)))),0,IF(RIGHT(LEFT(MK6073,LEN(MK6073)-3),2)=\"--\",0,LOOKUP(10^17,1*RIGHT(LEFT(MK6073,LEN(MK6073)-3),ROW($1:$80))))))","v":""},{"$f":"IF(OR(ISBLANK(ML100),ML6073=\"\"),\"\",IF(ISERROR(LOOKUP(10^17,1*RIGHT(LEFT(ML6073,LEN(ML6073)-3),ROW($1:$80)))),0,IF(RIGHT(LEFT(ML6073,LEN(ML6073)-3),2)=\"--\",0,LOOKUP(10^17,1*RIGHT(LEFT(ML6073,LEN(ML6073)-3),ROW($1:$80))))))","v":""},{"$f":"IF(OR(ISBLANK(MM100),MM6073=\"\"),\"\",IF(ISERROR(LOOKUP(10^17,1*RIGHT(LEFT(MM6073,LEN(MM6073)-3),ROW($1:$80)))),0,IF(RIGHT(LEFT(MM6073,LEN(MM6073)-3),2)=\"--\",0,LOOKUP(10^17,1*RIGHT(LEFT(MM6073,LEN(MM6073)-3),ROW($1:$80))))))","v":""},{"$f":"IF(OR(ISBLANK(MN100),MN6073=\"\"),\"\",IF(ISERROR(LOOKUP(10^17,1*RIGHT(LEFT(MN6073,LEN(MN6073)-3),ROW($1:$80)))),0,IF(RIGHT(LEFT(MN6073,LEN(MN6073)-3),2)=\"--\",0,LOOKUP(10^17,1*RIGHT(LEFT(MN6073,LEN(MN6073)-3),ROW($1:$80))))))","v":""},{"$f":"IF(OR(ISBLANK(MO100),MO6073=\"\"),\"\",IF(ISERROR(LOOKUP(10^17,1*RIGHT(LEFT(MO6073,LEN(MO6073)-3),ROW($1:$80)))),0,IF(RIGHT(LEFT(MO6073,LEN(MO6073)-3),2)=\"--\",0,LOOKUP(10^17,1*RIGHT(LEFT(MO6073,LEN(MO6073)-3),ROW($1:$80))))))","v":""},{"$f":"IF(OR(ISBLANK(MP100),MP6073=\"\"),\"\",IF(ISERROR(LOOKUP(10^17,1*RIGHT(LEFT(MP6073,LEN(MP6073)-3),ROW($1:$80)))),0,IF(RIGHT(LEFT(MP6073,LEN(MP6073)-3),2)=\"--\",0,LOOKUP(10^17,1*RIGHT(LEFT(MP6073,LEN(MP6073)-3),ROW($1:$80))))))","v":""},{"$f":"IF(OR(ISBLANK(MQ100),MQ6073=\"\"),\"\",IF(ISERROR(LOOKUP(10^17,1*RIGHT(LEFT(MQ6073,LEN(MQ6073)-3),ROW($1:$80)))),0,IF(RIGHT(LEFT(MQ6073,LEN(MQ6073)-3),2)=\"--\",0,LOOKUP(10^17,1*RIGHT(LEFT(MQ6073,LEN(MQ6073)-3),ROW($1:$80))))))","v":""},{"$f":"IF(OR(ISBLANK(MR100),MR6073=\"\"),\"\",IF(ISERROR(LOOKUP(10^17,1*RIGHT(LEFT(MR6073,LEN(MR6073)-3),ROW($1:$80)))),0,IF(RIGHT(LEFT(MR6073,LEN(MR6073)-3),2)=\"--\",0,LOOKUP(10^17,1*RIGHT(LEFT(MR6073,LEN(MR6073)-3),ROW($1:$80))))))","v":""},{"$f":"IF(OR(ISBLANK(MS100),MS6073=\"\"),\"\",IF(ISERROR(LOOKUP(10^17,1*RIGHT(LEFT(MS6073,LEN(MS6073)-3),ROW($1:$80)))),0,IF(RIGHT(LEFT(MS6073,LEN(MS6073)-3),2)=\"--\",0,LOOKUP(10^17,1*RIGHT(LEFT(MS6073,LEN(MS6073)-3),ROW($1:$80))))))","v":""},{"$f":"IF(OR(ISBLANK(MT100),MT6073=\"\"),\"\",IF(ISERROR(LOOKUP(10^17,1*RIGHT(LEFT(MT6073,LEN(MT6073)-3),ROW($1:$80)))),0,IF(RIGHT(LEFT(MT6073,LEN(MT6073)-3),2)=\"--\",0,LOOKUP(10^17,1*RIGHT(LEFT(MT6073,LEN(MT6073)-3),ROW($1:$80))))))","v":""},{"$f":"IF(OR(ISBLANK(MU100),MU6073=\"\"),\"\",IF(ISERROR(LOOKUP(10^17,1*RIGHT(LEFT(MU6073,LEN(MU6073)-3),ROW($1:$80)))),0,IF(RIGHT(LEFT(MU6073,LEN(MU6073)-3),2)=\"--\",0,LOOKUP(10^17,1*RIGHT(LEFT(MU6073,LEN(MU6073)-3),ROW($1:$80))))))","v":""},{"$f":"IF(OR(ISBLANK(MV100),MV6073=\"\"),\"\",IF(ISERROR(LOOKUP(10^17,1*RIGHT(LEFT(MV6073,LEN(MV6073)-3),ROW($1:$80)))),0,IF(RIGHT(LEFT(MV6073,LEN(MV6073)-3),2)=\"--\",0,LOOKUP(10^17,1*RIGHT(LEFT(MV6073,LEN(MV6073)-3),ROW($1:$80))))))","v":""},{"$f":"IF(OR(ISBLANK(MW100),MW6073=\"\"),\"\",IF(ISERROR(LOOKUP(10^17,1*RIGHT(LEFT(MW6073,LEN(MW6073)-3),ROW($1:$80)))),0,IF(RIGHT(LEFT(MW6073,LEN(MW6073)-3),2)=\"--\",0,LOOKUP(10^17,1*RIGHT(LEFT(MW6073,LEN(MW6073)-3),ROW($1:$80))))))","v":""},{"$f":"IF(OR(ISBLANK(MX100),MX6073=\"\"),\"\",IF(ISERROR(LOOKUP(10^17,1*RIGHT(LEFT(MX6073,LEN(MX6073)-3),ROW($1:$80)))),0,IF(RIGHT(LEFT(MX6073,LEN(MX6073)-3),2)=\"--\",0,LOOKUP(10^17,1*RIGHT(LEFT(MX6073,LEN(MX6073)-3),ROW($1:$80))))))","v":""},{"$f":"IF(OR(ISBLANK(MY100),MY6073=\"\"),\"\",IF(ISERROR(LOOKUP(10^17,1*RIGHT(LEFT(MY6073,LEN(MY6073)-3),ROW($1:$80)))),0,IF(RIGHT(LEFT(MY6073,LEN(MY6073)-3),2)=\"--\",0,LOOKUP(10^17,1*RIGHT(LEFT(MY6073,LEN(MY6073)-3),ROW($1:$80))))))","v":""},{"$f":"IF(OR(ISBLANK(MZ100),MZ6073=\"\"),\"\",IF(ISERROR(LOOKUP(10^17,1*RIGHT(LEFT(MZ6073,LEN(MZ6073)-3),ROW($1:$80)))),0,IF(RIGHT(LEFT(MZ6073,LEN(MZ6073)-3),2)=\"--\",0,LOOKUP(10^17,1*RIGHT(LEFT(MZ6073,LEN(MZ6073)-3),ROW($1:$80))))))","v":""},{"$f":"IF(OR(ISBLANK(NA100),NA6073=\"\"),\"\",IF(ISERROR(LOOKUP(10^17,1*RIGHT(LEFT(NA6073,LEN(NA6073)-3),ROW($1:$80)))),0,IF(RIGHT(LEFT(NA6073,LEN(NA6073)-3),2)=\"--\",0,LOOKUP(10^17,1*RIGHT(LEFT(NA6073,LEN(NA6073)-3),ROW($1:$80))))))","v":""},{"$f":"IF(OR(ISBLANK(NB100),NB6073=\"\"),\"\",IF(ISERROR(LOOKUP(10^17,1*RIGHT(LEFT(NB6073,LEN(NB6073)-3),ROW($1:$80)))),0,IF(RIGHT(LEFT(NB6073,LEN(NB6073)-3),2)=\"--\",0,LOOKUP(10^17,1*RIGHT(LEFT(NB6073,LEN(NB6073)-3),ROW($1:$80))))))","v":""},{"$f":"IF(OR(ISBLANK(NC100),NC6073=\"\"),\"\",IF(ISERROR(LOOKUP(10^17,1*RIGHT(LEFT(NC6073,LEN(NC6073)-3),ROW($1:$80)))),0,IF(RIGHT(LEFT(NC6073,LEN(NC6073)-3),2)=\"--\",0,LOOKUP(10^17,1*RIGHT(LEFT(NC6073,LEN(NC6073)-3),ROW($1:$80))))))","v":""},{"$f":"IF(OR(ISBLANK(ND100),ND6073=\"\"),\"\",IF(ISERROR(LOOKUP(10^17,1*RIGHT(LEFT(ND6073,LEN(ND6073)-3),ROW($1:$80)))),0,IF(RIGHT(LEFT(ND6073,LEN(ND6073)-3),2)=\"--\",0,LOOKUP(10^17,1*RIGHT(LEFT(ND6073,LEN(ND6073)-3),ROW($1:$80))))))","v":""},{"$f":"IF(OR(ISBLANK(NE100),NE6073=\"\"),\"\",IF(ISERROR(LOOKUP(10^17,1*RIGHT(LEFT(NE6073,LEN(NE6073)-3),ROW($1:$80)))),0,IF(RIGHT(LEFT(NE6073,LEN(NE6073)-3),2)=\"--\",0,LOOKUP(10^17,1*RIGHT(LEFT(NE6073,LEN(NE6073)-3),ROW($1:$80))))))","v":""},{"$f":"IF(OR(ISBLANK(NF100),NF6073=\"\"),\"\",IF(ISERROR(LOOKUP(10^17,1*RIGHT(LEFT(NF6073,LEN(NF6073)-3),ROW($1:$80)))),0,IF(RIGHT(LEFT(NF6073,LEN(NF6073)-3),2)=\"--\",0,LOOKUP(10^17,1*RIGHT(LEFT(NF6073,LEN(NF6073)-3),ROW($1:$80))))))","v":""},{"$f":"IF(OR(ISBLANK(NG100),NG6073=\"\"),\"\",IF(ISERROR(LOOKUP(10^17,1*RIGHT(LEFT(NG6073,LEN(NG6073)-3),ROW($1:$80)))),0,IF(RIGHT(LEFT(NG6073,LEN(NG6073)-3),2)=\"--\",0,LOOKUP(10^17,1*RIGHT(LEFT(NG6073,LEN(NG6073)-3),ROW($1:$80))))))","v":""},{"$f":"IF(OR(ISBLANK(NH100),NH6073=\"\"),\"\",IF(ISERROR(LOOKUP(10^17,1*RIGHT(LEFT(NH6073,LEN(NH6073)-3),ROW($1:$80)))),0,IF(RIGHT(LEFT(NH6073,LEN(NH6073)-3),2)=\"--\",0,LOOKUP(10^17,1*RIGHT(LEFT(NH6073,LEN(NH6073)-3),ROW($1:$80))))))","v":""},{"$f":"IF(OR(ISBLANK(NI100),NI6073=\"\"),\"\",IF(ISERROR(LOOKUP(10^17,1*RIGHT(LEFT(NI6073,LEN(NI6073)-3),ROW($1:$80)))),0,IF(RIGHT(LEFT(NI6073,LEN(NI6073)-3),2)=\"--\",0,LOOKUP(10^17,1*RIGHT(LEFT(NI6073,LEN(NI6073)-3),ROW($1:$80))))))","v":""},{"$f":"IF(OR(ISBLANK(NJ100),NJ6073=\"\"),\"\",IF(ISERROR(LOOKUP(10^17,1*RIGHT(LEFT(NJ6073,LEN(NJ6073)-3),ROW($1:$80)))),0,IF(RIGHT(LEFT(NJ6073,LEN(NJ6073)-3),2)=\"--\",0,LOOKUP(10^17,1*RIGHT(LEFT(NJ6073,LEN(NJ6073)-3),ROW($1:$80))))))","v":""},{"$f":"IF(OR(ISBLANK(NK100),NK6073=\"\"),\"\",IF(ISERROR(LOOKUP(10^17,1*RIGHT(LEFT(NK6073,LEN(NK6073)-3),ROW($1:$80)))),0,IF(RIGHT(LEFT(NK6073,LEN(NK6073)-3),2)=\"--\",0,LOOKUP(10^17,1*RIGHT(LEFT(NK6073,LEN(NK6073)-3),ROW($1:$80))))))","v":""},{"$f":"IF(OR(ISBLANK(NL100),NL6073=\"\"),\"\",IF(ISERROR(LOOKUP(10^17,1*RIGHT(LEFT(NL6073,LEN(NL6073)-3),ROW($1:$80)))),0,IF(RIGHT(LEFT(NL6073,LEN(NL6073)-3),2)=\"--\",0,LOOKUP(10^17,1*RIGHT(LEFT(NL6073,LEN(NL6073)-3),ROW($1:$80))))))","v":""},{"$f":"IF(OR(ISBLANK(NM100),NM6073=\"\"),\"\",IF(ISERROR(LOOKUP(10^17,1*RIGHT(LEFT(NM6073,LEN(NM6073)-3),ROW($1:$80)))),0,IF(RIGHT(LEFT(NM6073,LEN(NM6073)-3),2)=\"--\",0,LOOKUP(10^17,1*RIGHT(LEFT(NM6073,LEN(NM6073)-3),ROW($1:$80))))))","v":""},{"$f":"IF(OR(ISBLANK(NN100),NN6073=\"\"),\"\",IF(ISERROR(LOOKUP(10^17,1*RIGHT(LEFT(NN6073,LEN(NN6073)-3),ROW($1:$80)))),0,IF(RIGHT(LEFT(NN6073,LEN(NN6073)-3),2)=\"--\",0,LOOKUP(10^17,1*RIGHT(LEFT(NN6073,LEN(NN6073)-3),ROW($1:$80))))))","v":""},{"$f":"IF(OR(ISBLANK(NO100),NO6073=\"\"),\"\",IF(ISERROR(LOOKUP(10^17,1*RIGHT(LEFT(NO6073,LEN(NO6073)-3),ROW($1:$80)))),0,IF(RIGHT(LEFT(NO6073,LEN(NO6073)-3),2)=\"--\",0,LOOKUP(10^17,1*RIGHT(LEFT(NO6073,LEN(NO6073)-3),ROW($1:$80))))))","v":""},{"$f":"IF(OR(ISBLANK(NP100),NP6073=\"\"),\"\",IF(ISERROR(LOOKUP(10^17,1*RIGHT(LEFT(NP6073,LEN(NP6073)-3),ROW($1:$80)))),0,IF(RIGHT(LEFT(NP6073,LEN(NP6073)-3),2)=\"--\",0,LOOKUP(10^17,1*RIGHT(LEFT(NP6073,LEN(NP6073)-3),ROW($1:$80))))))","v":""},{"$f":"IF(OR(ISBLANK(NQ100),NQ6073=\"\"),\"\",IF(ISERROR(LOOKUP(10^17,1*RIGHT(LEFT(NQ6073,LEN(NQ6073)-3),ROW($1:$80)))),0,IF(RIGHT(LEFT(NQ6073,LEN(NQ6073)-3),2)=\"--\",0,LOOKUP(10^17,1*RIGHT(LEFT(NQ6073,LEN(NQ6073)-3),ROW($1:$80))))))","v":""},{"$f":"IF(OR(ISBLANK(NR100),NR6073=\"\"),\"\",IF(ISERROR(LOOKUP(10^17,1*RIGHT(LEFT(NR6073,LEN(NR6073)-3),ROW($1:$80)))),0,IF(RIGHT(LEFT(NR6073,LEN(NR6073)-3),2)=\"--\",0,LOOKUP(10^17,1*RIGHT(LEFT(NR6073,LEN(NR6073)-3),ROW($1:$80))))))","v":""},{"$f":"IF(OR(ISBLANK(NS100),NS6073=\"\"),\"\",IF(ISERROR(LOOKUP(10^17,1*RIGHT(LEFT(NS6073,LEN(NS6073)-3),ROW($1:$80)))),0,IF(RIGHT(LEFT(NS6073,LEN(NS6073)-3),2)=\"--\",0,LOOKUP(10^17,1*RIGHT(LEFT(NS6073,LEN(NS6073)-3),ROW($1:$80))))))","v":""},{"$f":"IF(OR(ISBLANK(NT100),NT6073=\"\"),\"\",IF(ISERROR(LOOKUP(10^17,1*RIGHT(LEFT(NT6073,LEN(NT6073)-3),ROW($1:$80)))),0,IF(RIGHT(LEFT(NT6073,LEN(NT6073)-3),2)=\"--\",0,LOOKUP(10^17,1*RIGHT(LEFT(NT6073,LEN(NT6073)-3),ROW($1:$80))))))","v":""},{"$f":"IF(OR(ISBLANK(NU100),NU6073=\"\"),\"\",IF(ISERROR(LOOKUP(10^17,1*RIGHT(LEFT(NU6073,LEN(NU6073)-3),ROW($1:$80)))),0,IF(RIGHT(LEFT(NU6073,LEN(NU6073)-3),2)=\"--\",0,LOOKUP(10^17,1*RIGHT(LEFT(NU6073,LEN(NU6073)-3),ROW($1:$80))))))","v":""},{"$f":"IF(OR(ISBLANK(NV100),NV6073=\"\"),\"\",IF(ISERROR(LOOKUP(10^17,1*RIGHT(LEFT(NV6073,LEN(NV6073)-3),ROW($1:$80)))),0,IF(RIGHT(LEFT(NV6073,LEN(NV6073)-3),2)=\"--\",0,LOOKUP(10^17,1*RIGHT(LEFT(NV6073,LEN(NV6073)-3),ROW($1:$80))))))","v":""},{"$f":"IF(OR(ISBLANK(NW100),NW6073=\"\"),\"\",IF(ISERROR(LOOKUP(10^17,1*RIGHT(LEFT(NW6073,LEN(NW6073)-3),ROW($1:$80)))),0,IF(RIGHT(LEFT(NW6073,LEN(NW6073)-3),2)=\"--\",0,LOOKUP(10^17,1*RIGHT(LEFT(NW6073,LEN(NW6073)-3),ROW($1:$80))))))","v":""},{"$f":"IF(OR(ISBLANK(NX100),NX6073=\"\"),\"\",IF(ISERROR(LOOKUP(10^17,1*RIGHT(LEFT(NX6073,LEN(NX6073)-3),ROW($1:$80)))),0,IF(RIGHT(LEFT(NX6073,LEN(NX6073)-3),2)=\"--\",0,LOOKUP(10^17,1*RIGHT(LEFT(NX6073,LEN(NX6073)-3),ROW($1:$80))))))","v":""},{"$f":"IF(OR(ISBLANK(NY100),NY6073=\"\"),\"\",IF(ISERROR(LOOKUP(10^17,1*RIGHT(LEFT(NY6073,LEN(NY6073)-3),ROW($1:$80)))),0,IF(RIGHT(LEFT(NY6073,LEN(NY6073)-3),2)=\"--\",0,LOOKUP(10^17,1*RIGHT(LEFT(NY6073,LEN(NY6073)-3),ROW($1:$80))))))","v":""},{"$f":"IF(OR(ISBLANK(NZ100),NZ6073=\"\"),\"\",IF(ISERROR(LOOKUP(10^17,1*RIGHT(LEFT(NZ6073,LEN(NZ6073)-3),ROW($1:$80)))),0,IF(RIGHT(LEFT(NZ6073,LEN(NZ6073)-3),2)=\"--\",0,LOOKUP(10^17,1*RIGHT(LEFT(NZ6073,LEN(NZ6073)-3),ROW($1:$80))))))","v":""},{"$f":"IF(OR(ISBLANK(OA100),OA6073=\"\"),\"\",IF(ISERROR(LOOKUP(10^17,1*RIGHT(LEFT(OA6073,LEN(OA6073)-3),ROW($1:$80)))),0,IF(RIGHT(LEFT(OA6073,LEN(OA6073)-3),2)=\"--\",0,LOOKUP(10^17,1*RIGHT(LEFT(OA6073,LEN(OA6073)-3),ROW($1:$80))))))","v":""},{"$f":"IF(OR(ISBLANK(OB100),OB6073=\"\"),\"\",IF(ISERROR(LOOKUP(10^17,1*RIGHT(LEFT(OB6073,LEN(OB6073)-3),ROW($1:$80)))),0,IF(RIGHT(LEFT(OB6073,LEN(OB6073)-3),2)=\"--\",0,LOOKUP(10^17,1*RIGHT(LEFT(OB6073,LEN(OB6073)-3),ROW($1:$80))))))","v":""},{"$f":"IF(OR(ISBLANK(OC100),OC6073=\"\"),\"\",IF(ISERROR(LOOKUP(10^17,1*RIGHT(LEFT(OC6073,LEN(OC6073)-3),ROW($1:$80)))),0,IF(RIGHT(LEFT(OC6073,LEN(OC6073)-3),2)=\"--\",0,LOOKUP(10^17,1*RIGHT(LEFT(OC6073,LEN(OC6073)-3),ROW($1:$80))))))","v":""},{"$f":"IF(OR(ISBLANK(OD100),OD6073=\"\"),\"\",IF(ISERROR(LOOKUP(10^17,1*RIGHT(LEFT(OD6073,LEN(OD6073)-3),ROW($1:$80)))),0,IF(RIGHT(LEFT(OD6073,LEN(OD6073)-3),2)=\"--\",0,LOOKUP(10^17,1*RIGHT(LEFT(OD6073,LEN(OD6073)-3),ROW($1:$80))))))","v":""},{"$f":"IF(OR(ISBLANK(OE100),OE6073=\"\"),\"\",IF(ISERROR(LOOKUP(10^17,1*RIGHT(LEFT(OE6073,LEN(OE6073)-3),ROW($1:$80)))),0,IF(RIGHT(LEFT(OE6073,LEN(OE6073)-3),2)=\"--\",0,LOOKUP(10^17,1*RIGHT(LEFT(OE6073,LEN(OE6073)-3),ROW($1:$80))))))","v":""},{"$f":"IF(OR(ISBLANK(OF100),OF6073=\"\"),\"\",IF(ISERROR(LOOKUP(10^17,1*RIGHT(LEFT(OF6073,LEN(OF6073)-3),ROW($1:$80)))),0,IF(RIGHT(LEFT(OF6073,LEN(OF6073)-3),2)=\"--\",0,LOOKUP(10^17,1*RIGHT(LEFT(OF6073,LEN(OF6073)-3),ROW($1:$80))))))","v":""},{"$f":"IF(OR(ISBLANK(OG100),OG6073=\"\"),\"\",IF(ISERROR(LOOKUP(10^17,1*RIGHT(LEFT(OG6073,LEN(OG6073)-3),ROW($1:$80)))),0,IF(RIGHT(LEFT(OG6073,LEN(OG6073)-3),2)=\"--\",0,LOOKUP(10^17,1*RIGHT(LEFT(OG6073,LEN(OG6073)-3),ROW($1:$80))))))","v":""},{"$f":"IF(OR(ISBLANK(OH100),OH6073=\"\"),\"\",IF(ISERROR(LOOKUP(10^17,1*RIGHT(LEFT(OH6073,LEN(OH6073)-3),ROW($1:$80)))),0,IF(RIGHT(LEFT(OH6073,LEN(OH6073)-3),2)=\"--\",0,LOOKUP(10^17,1*RIGHT(LEFT(OH6073,LEN(OH6073)-3),ROW($1:$80))))))","v":""},{"$f":"IF(OR(ISBLANK(OI100),OI6073=\"\"),\"\",IF(ISERROR(LOOKUP(10^17,1*RIGHT(LEFT(OI6073,LEN(OI6073)-3),ROW($1:$80)))),0,IF(RIGHT(LEFT(OI6073,LEN(OI6073)-3),2)=\"--\",0,LOOKUP(10^17,1*RIGHT(LEFT(OI6073,LEN(OI6073)-3),ROW($1:$80))))))","v":""},{"$f":"IF(OR(ISBLANK(OJ100),OJ6073=\"\"),\"\",IF(ISERROR(LOOKUP(10^17,1*RIGHT(LEFT(OJ6073,LEN(OJ6073)-3),ROW($1:$80)))),0,IF(RIGHT(LEFT(OJ6073,LEN(OJ6073)-3),2)=\"--\",0,LOOKUP(10^17,1*RIGHT(LEFT(OJ6073,LEN(OJ6073)-3),ROW($1:$80))))))","v":""},{"$f":"IF(OR(ISBLANK(OK100),OK6073=\"\"),\"\",IF(ISERROR(LOOKUP(10^17,1*RIGHT(LEFT(OK6073,LEN(OK6073)-3),ROW($1:$80)))),0,IF(RIGHT(LEFT(OK6073,LEN(OK6073)-3),2)=\"--\",0,LOOKUP(10^17,1*RIGHT(LEFT(OK6073,LEN(OK6073)-3),ROW($1:$80))))))","v":""},{"$f":"IF(OR(ISBLANK(OL100),OL6073=\"\"),\"\",IF(ISERROR(LOOKUP(10^17,1*RIGHT(LEFT(OL6073,LEN(OL6073)-3),ROW($1:$80)))),0,IF(RIGHT(LEFT(OL6073,LEN(OL6073)-3),2)=\"--\",0,LOOKUP(10^17,1*RIGHT(LEFT(OL6073,LEN(OL6073)-3),ROW($1:$80))))))","v":""},{"$f":"IF(OR(ISBLANK(OM100),OM6073=\"\"),\"\",IF(ISERROR(LOOKUP(10^17,1*RIGHT(LEFT(OM6073,LEN(OM6073)-3),ROW($1:$80)))),0,IF(RIGHT(LEFT(OM6073,LEN(OM6073)-3),2)=\"--\",0,LOOKUP(10^17,1*RIGHT(LEFT(OM6073,LEN(OM6073)-3),ROW($1:$80))))))","v":""},{"$f":"IF(OR(ISBLANK(ON100),ON6073=\"\"),\"\",IF(ISERROR(LOOKUP(10^17,1*RIGHT(LEFT(ON6073,LEN(ON6073)-3),ROW($1:$80)))),0,IF(RIGHT(LEFT(ON6073,LEN(ON6073)-3),2)=\"--\",0,LOOKUP(10^17,1*RIGHT(LEFT(ON6073,LEN(ON6073)-3),ROW($1:$80))))))","v":""},{"$f":"IF(OR(ISBLANK(OO100),OO6073=\"\"),\"\",IF(ISERROR(LOOKUP(10^17,1*RIGHT(LEFT(OO6073,LEN(OO6073)-3),ROW($1:$80)))),0,IF(RIGHT(LEFT(OO6073,LEN(OO6073)-3),2)=\"--\",0,LOOKUP(10^17,1*RIGHT(LEFT(OO6073,LEN(OO6073)-3),ROW($1:$80))))))","v":""},{"$f":"IF(OR(ISBLANK(OP100),OP6073=\"\"),\"\",IF(ISERROR(LOOKUP(10^17,1*RIGHT(LEFT(OP6073,LEN(OP6073)-3),ROW($1:$80)))),0,IF(RIGHT(LEFT(OP6073,LEN(OP6073)-3),2)=\"--\",0,LOOKUP(10^17,1*RIGHT(LEFT(OP6073,LEN(OP6073)-3),ROW($1:$80))))))","v":""},{"$f":"IF(OR(ISBLANK(OQ100),OQ6073=\"\"),\"\",IF(ISERROR(LOOKUP(10^17,1*RIGHT(LEFT(OQ6073,LEN(OQ6073)-3),ROW($1:$80)))),0,IF(RIGHT(LEFT(OQ6073,LEN(OQ6073)-3),2)=\"--\",0,LOOKUP(10^17,1*RIGHT(LEFT(OQ6073,LEN(OQ6073)-3),ROW($1:$80))))))","v":""}]
[]
[null,null,null,"延べ面積",{"$f":"IF(E$100=\"\",\"\",INDEX(E$100:E$5100,MATCH(\"*\"&D6040&\"*\",E$100:E$5100,0),1))","v":""},null,"地域の区分","",{"$f":"IF(OR(I$100=\"\",ISERROR(INDEX(I$100:I$5100,MATCH(\"*\"&$G6040&\"*\",I$100:I$5100,0),1))),\"\",INDEX(I$100:I$5100,MATCH(\"*\"&$G6040&\"*\",I$100:I$5100,0),1))","v":""},"","","","","","","","","","","","","","","","","","","","","","","","","","","","","","","","","","","","","","","","","","","","","","","","","","","","","","","","","","","","","","","","","","","","","","","","","","","","","","","","","","","","","","","","","","","","","","","","","","","","","","","","","","","","","","","","","","","","","","","","","","","","","","","","","","","","","","","","","","","","","","","","","","","","","","","","","","","","","","","","","","","","","","","","","","","","","","","","","","","","","","","","","","","","","","","","","","","","","","","","","","","","","","","","","","","","","","","","","","","","","","","","","","","","","","","","","","","","","","","","","","","","","","","","","","","","","","","","","","","","","","","","","","","","","","","","","","","","","","","","","","","","","","","","","","","","","","","","","","","","","","","","","","","","","","","","","","","","","","","","","","","","","","","","","","","","","","","","","","","","","","","","","","","","","","","","","","","","","","","","","","","","","","","","","","","","","","","","","","","","","","","","","","","","","","","","","","","","","",""]
[null,{"$f":"MID(E6043,FIND(\"★\",SUBSTITUTE(E6043,\"（ \",\"★\",1))+2,20)","v":{"$error":"#VALUE!"}},{"$f":"MID(E6043,FIND(\"★\",SUBSTITUTE(E6043,\"（ \",\"★\",2))+2,20)","v":{"$error":"#VALUE!"}},"照明設備",{"$f":"IF(E$100=\"\",\"\",IF(E6039=\"１．計算条件\",INDEX(E$100:E$5100,MATCH(\"*\"&D6043&\"*\",E$100:E$5100,0),1),\"\"))","v":""},null,"冷房設備","",{"$f":"IF(OR(I$100=\"\",ISERROR(INDEX(I$100:I$5100,MATCH($G6043&\"*\",I$100:I$5100,0),1))),\"\",INDEX(I$100:I$5100,MATCH($G6043&\"*\",I$100:I$5100,0),1))","v":""},"","","","","","","","","","","","","","","","","","","","","","","","","","","","","","","","","","","","","","","","","","","","","","","","","","","","","","","","","","","","","","","","","","","","","","","","","","","","","","","","","","","","","","","","","","","","","","","","","","","","","","","","","","","","","","","","","","","","","","","","","","","","","","","","","","","","","","","","","","","","","","","","","","","","","","","","","","","","","","","","","","","","","","","","","","","","","","","","","","","","","","","","","","","","","","","","","","","","","","","","","","","","","","","","","","","","","","","","","","","","","","","","","","","","","","","","","","","","","","","","","","","","","","","","","","","","","","","","","","","","","","","","","","","","","","","","","","","","","","","","","","","","","","","","","","","","","","","","","","","","","","","","","","","","","","","","","","","","","","","","","","","","","","","","","","","","","","","","","","","","","","","","","","","","","","","","","","","","","","","","","","","","","","","","","","","","","","","","","","","","","","","","","","","","","","","","","","","","","",""]
[null,null,null,null,null,null,"照明設備","","","","","","","","","","","","","","","","","","","","","","","","","","","","","","","","","","","","","","","","","","","","","","","","","","","","","","","","","","","","","","","","",{"$f":"IF(OR(BT$100=\"\",ISERROR(INDEX(BT$100:BT$5100,MATCH($G6046&\"*\",BT$100:BT$5100,0),1))),\"\",INDEX(BT$100:BT$5100,MATCH($G6046&\"*\",BT$100:BT$5100,0),1))","v":""},"","","","","","","","","","","","","","","","","","","","","","","","","","","","","","","","","","","","","","","","","","","","","","","","","","","","","","","","","","","","","","","",{"$f":"IF(OR(EF$100=\"\",ISERROR(INDEX(EF$100:EF$5100,MATCH($G6046&\"*\",EF$100:EF$5100,0),1))),\"\",INDEX(EF$100:EF$5100,MATCH($G6046&\"*\",EF$100:EF$5100,0),1))","v":""},"","","","","","","","","","","","","","","","","","","","","","","","","","","","","","","","","","","","","","","","","","","","","","","","","","","","","","","","","","","","","","","","","","","","","","","","","","","","","","","",{"$f":"IF(OR(HH$100=\"\",ISERROR(INDEX(HH$100:HH$5100,MATCH($G6046&\"*\",HH$100:HH$5100,0),1))),\"\",INDEX(HH$100:HH$5100,MATCH($G6046&\"*\",HH$100:HH$5100,0),1))","v":""},"","","","","","","","","","","","","","","","","","","","","","","","","","","","","","","","","","","","","","","","","","","","","","","","","","","","","","","","","","","","","","","","","","","","","","","","","","","","","","","","","","","","","","","","","","","","","","","","","","","","","","","","","","","","","","","","","","","","","","","","","","","","","","","",{"$f":"IF(OR(MF$100=\"\",ISERROR(INDEX(MF$100:MF$5100,MATCH($G6046&\"*\",MF$100:MF$5100,0),1))),\"\",INDEX(MF$100:MF$5100,MATCH($G6046&\"*\",MF$100:MF$5100,0),1))","v":""},"","","","","","","","","","","","","","","","","","","","","","","","","","","","","","","","","","","","","","","","","","","","","","","","","","","","","","","","","","","","","","",""]
[null,null,null,"一次エネ（その他含む）",null,null,"合計/CGS消費",{"$f":"IF(OR(H$100=\"\",ISERROR(INDEX(H$100:H$5100,MATCH($G6051&\"*\",H$100:H$5100,0),1))),\"\",INDEX(H$100:H$5100,MATCH($G6051&\"*\",H$100:H$5100,0)-1,1))","v":""},"","","","","","","","","","","","","","","","","","","","","","","","","","","","","","","","","","","","","","","","","","","","","","","","","","","","","","","","","","","","","","","",{"$f":"IF(OR(BT$100=\"\",ISERROR(INDEX(BT$100:BT$5100,MATCH($G6051&\"*\",BT$100:BT$5100,0),1))),\"\",INDEX(BT$100:BT$5100,MATCH($G6051&\"*\",BT$100:BT$5100,0)-1,1))","v":""},"","","","","","","","","","","","","","","","","","","","","","","","","","","","","","","","","","","","","","","","","","","","","","","","","","","","","","","","","","","","","","","",{"$f":"IF(OR(EF$100=\"\",ISERROR(INDEX(EF$100:EF$5100,MATCH($G6051&\"*\",EF$100:EF$5100,0),1))),\"\",INDEX(EF$100:EF$5100,MATCH($G6051&\"*\",EF$100:EF$5100,0)-1,1))","v":""},"","","","","","","","","","","","","","","","","","","","","","","","","","","","","","","","","","","","","","","","","","","","","","","","","","","","","","","","","","","","","","","",{"$f":"IF(OR(GR$100=\"\",ISERROR(INDEX(GR$100:GR$5100,MATCH($G6051&\"*\",GR$100:GR$5100,0),1))),\"\",INDEX(GR$100:GR$5100,MATCH($G6051&\"*\",GR$100:GR$5100,0)-1,1))","v":""},"","","","","","","","","","","","","","","","","","","","","","","","","","","","","","","","","","","","","","","","","","","","","","","","","","","","","","","","","","","","","","","",{"$f":"IF(OR(JD$100=\"\",ISERROR(INDEX(JD$100:JD$5100,MATCH($G6051&\"*\",JD$100:JD$5100,0),1))),\"\",INDEX(JD$100:JD$5100,MATCH($G6051&\"*\",JD$100:JD$5100,0)-1,1))","v":""},"","","","","","","","","","","","","","","","","","","","","","","","","","","","","","","","","","","","","","","","","","","","","","","","","","","","","","","","","","","","","","","",{"$f":"IF(OR(LP$100=\"\",ISERROR(INDEX(LP$100:LP$5100,MATCH($G6051&\"*\",LP$100:LP$5100,0),1))),\"\",INDEX(LP$100:LP$5100,MATCH($G6051&\"*\",LP$100:LP$5100,0)-1,1))","v":""},"","","","","","","","","","","","","","","","","","","","","","","","","","","","","","","","","","","","","","","","","","","","","","","","","","","","","","","","","","","","","","","",{"$f":"IF(OR(OB$100=\"\",ISERROR(INDEX(OB$100:OB$5100,MATCH($G6051&\"*\",OB$100:OB$5100,0),1))),\"\",INDEX(OB$100:OB$5100,MATCH($G6051&\"*\",OB$100:OB$5100,0)-1,1))","v":""},"","","","","","","","","","","","","","",""]
[null,null,null,"基準（省エネ）",{"$f":"IF(E$100=\"\",\"\",IF(E6039=\"１．計算条件\",INDEX(E$100:E$5100,MATCH(\"*\"&D6039&\"*\",E$100:E$5100,0)+1,1),\"\"))","v":""},null,"コージェネレーション設備の売電量に係る控除量",{"$f":"IF(OR(H$100=\"\",ISERROR(INDEX(H$100:H$5100,MATCH($G6051&\"*\",H$100:H$5100,0),1))),\"\",INDEX(H$100:H$5100,MATCH($G6051&\"*\",H$100:H$5100,0),1))","v":""},"","","","","","","","","","","","","","","","","","","","","","","","","","","","","","","","","","","","","","","","","","","","","","","","","","","","","","","","","","","","","","","",{"$f":"IF(OR(BT$100=\"\",ISERROR(INDEX(BT$100:BT$5100,MATCH($G6051&\"*\",BT$100:BT$5100,0),1))),\"\",INDEX(BT$100:BT$5100,MATCH($G6051&\"*\",BT$100:BT$5100,0),1))","v":""},"","","","","","","","","","","","","","","","","","","","","","","","","","","","","","","","","","","","","","","","","","","","","","","","","","","","","","","","","","","","","","","",{"$f":"IF(OR(EF$100=\"\",ISERROR(INDEX(EF$100:EF$5100,MATCH($G6051&\"*\",EF$100:EF$5100,0),1))),\"\",INDEX(EF$100:EF$5100,MATCH($G6051&\"*\",EF$100:EF$5100,0),1))","v":""},"","","","","","","","","","","","","","","","","","","","","","","","","","","","","","","","","","","","","","","","","","","","","","","","","","","","","","","","","","","","","","","",{"$f":"IF(OR(GR$100=\"\",ISERROR(INDEX(GR$100:GR$5100,MATCH($G6051&\"*\",GR$100:GR$5100,0),1))),\"\",INDEX(GR$100:GR$5100,MATCH($G6051&\"*\",GR$100:GR$5100,0),1))","v":""},"","","","","","","","","","","","","","","","","","","","","","","","","","","","","","","","","","","","","","","","","","","","","","","","","","","","","","","","","","","","","","","",{"$f":"IF(OR(JD$100=\"\",ISERROR(INDEX(JD$100:JD$5100,MATCH($G6051&\"*\",JD$100:JD$5100,0),1))),\"\",INDEX(JD$100:JD$5100,MATCH($G6051&\"*\",JD$100:JD$5100,0),1))","v":""},"","","","","","","","","","","","","","","","","","","","","","","","","","","","","","","","","","","","","","","","","","","","","","","","","","","","","","","","","","","","","","","",{"$f":"IF(OR(LP$100=\"\",ISERROR(INDEX(LP$100:LP$5100,MATCH($G6051&\"*\",LP$100:LP$5100,0),1))),\"\",INDEX(LP$100:LP$5100,MATCH($G6051&\"*\",LP$100:LP$5100,0),1))","v":""},"","","","","","","","","","","","","","","","","","","","","","","","","","","","","","","","","","","","","","","","","","","","","","","","","","","","","","","","","","","","","","","",{"$f":"IF(OR(OB$100=\"\",ISERROR(INDEX(OB$100:OB$5100,MATCH($G6051&\"*\",OB$100:OB$5100,0),1))),\"\",INDEX(OB$100:OB$5100,MATCH($G6051&\"*\",OB$100:OB$5100,0),1))","v":""},"","","","","","","","","","","","","","",""]
[null,null,null,"設計（誘導）",{"$f":"IF(E$100=\"\",\"\",IF(E6039=\"１．計算条件\",INDEX(E$100:E$5100,MATCH(\"*\"&D6039&\"*\",E$100:E$5100,0)+2,1),\"\"))","v":""},null,"・PV,CGS",{"$f":"IF(ISERROR(-LOOKUP(1,-RIGHT(H6052,ROW($1:$80)))),\"\",IF(LEFT(H6052,2)=\"合計\",-LOOKUP(1,-LEFT(MID(H6052,3,15),ROW($1:$80))),-LOOKUP(1,-RIGHT(LEFT(H6052,FIND(\" \",H6052)),ROW($1:$80)))))","v":""},"","","","","","","","","","","","","","","","","","","","","","","","","","","","","","","","","","","","","","","","","","","","","","","","","","","","","","","","","","","","","","","",{"$f":"IF(ISERROR(-LOOKUP(1,-RIGHT(BT6052,ROW($1:$80)))),\"\",IF(LEFT(BT6052,2)=\"合計\",-LOOKUP(1,-LEFT(MID(BT6052,3,15),ROW($1:$80))),-LOOKUP(1,-RIGHT(LEFT(BT6052,FIND(\" \",BT6052)),ROW($1:$80)))))","v":""},"","","","","","","","","","","","","","","","","","","","","","","","","","","","","","","","","","","","","","","","","","","","","","","","","","","","","","","","","","","","","","","",{"$f":"IF(ISERROR(-LOOKUP(1,-RIGHT(EF6052,ROW($1:$80)))),\"\",IF(LEFT(EF6052,2)=\"合計\",-LOOKUP(1,-LEFT(MID(EF6052,3,15),ROW($1:$80))),-LOOKUP(1,-RIGHT(LEFT(EF6052,FIND(\" \",EF6052)),ROW($1:$80)))))","v":""},"","","","","","","","","","","","","","","","","","","","","","","","","","","","","","","","","","","","","","","","","","","","","","","","","","","","","","","","","","","","","","","",{"$f":"IF(ISERROR(-LOOKUP(1,-RIGHT(GR6052,ROW($1:$80)))),\"\",IF(LEFT(GR6052,2)=\"合計\",-LOOKUP(1,-LEFT(MID(GR6052,3,15),ROW($1:$80))),-LOOKUP(1,-RIGHT(LEFT(GR6052,FIND(\" \",GR6052)),ROW($1:$80)))))","v":""},"","","","","","","","","","","","","","","","","","","","","","","","","","","","","","","","","","","","","","","","","","","","","","","","","","","","","","","","","","","","","","","",{"$f":"IF(ISERROR(-LOOKUP(1,-RIGHT(JD6052,ROW($1:$80)))),\"\",IF(LEFT(JD6052,2)=\"合計\",-LOOKUP(1,-LEFT(MID(JD6052,3,15),ROW($1:$80))),-LOOKUP(1,-RIGHT(LEFT(JD6052,FIND(\" \",JD6052)),ROW($1:$80)))))","v":""},"","","","","","","","","","","","","","","","","","","","","","","","","","","","","","","","","","","","","","","","","","","","","","","","","","","","","","","","","","","","","","","",{"$f":"IF(ISERROR(-LOOKUP(1,-RIGHT(LP6052,ROW($1:$80)))),\"\",IF(LEFT(LP6052,2)=\"合計\",-LOOKUP(1,-LEFT(MID(LP6052,3,15),ROW($1:$80))),-LOOKUP(1,-RIGHT(LEFT(LP6052,FIND(\" \",LP6052)),ROW($1:$80)))))","v":""},"","","","","","","","","","","","","","","","","","","","","","","","","","","","","","","","","","","","","","","","","","","","","","","","","","","","","","","","","","","","","","","",{"$f":"IF(ISERROR(-LOOKUP(1,-RIGHT(OB6052,ROW($1:$80)))),\"\",IF(LEFT(OB6052,2)=\"合計\",-LOOKUP(1,-LEFT(MID(OB6052,3,15),ROW($1:$80))),-LOOKUP(1,-RIGHT(LEFT(OB6052,FIND(\" \",OB6052)),ROW($1:$80)))))","v":""},"","","","","","","","","","","","","","",""]
[null,null,null,"6.1.一次エネ（その他除く）"]
[null,null,null,"設計（誘導）",{"$f":"IF(E$100=\"\",\"\",IF(E101=\"１．計算条件\",MID(INDEX(E$100:E$5100,MATCH(\"6.1.\"&\"*\"&D6057&\"*\",E$100:E$5100,0)+4,1),12,20),IF(E101=\"標準入力法\",IF(LEFT(D6063,3)=\"Ver\",MID(INDEX(E$100:E$5100,MATCH(\"6.1.\"&\"*\"&D6057&\"*\",E$100:E$5100,0)+13,1),27,30),INDEX(E$100:E$5100,MATCH(\"6.1.\"&\"*\"&D6057&\"*\",E$100:E$5100,0)+21,1)),\"\")))","v":""},"住戸基準",null,{"$f":"IF(OR(H$100=\"\",ISERROR(INDEX(H$100:H$5100,MATCH(\"*\"&$G6058&\"*\",H$100:H$5100,0)+5,1))),\"\",INDEX(H$100:H$5100,MATCH(\"*\"&$G6058&\"*\",H$100:H$5100,0)+5,1))","v":""},{"$f":"IF(OR(I$100=\"\",ISERROR(INDEX(I$100:I$5100,MATCH(\"*\"&$G6058&\"*\",I$100:I$5100,0)+5,1))),\"\",INDEX(I$100:I$5100,MATCH(\"*\"&$G6058&\"*\",I$100:I$5100,0)+5,1))","v":""},"","","","","","","","","","","","","","","","","","","","","","","","","","","","","","","","","","","","","","","","","","","","","","","","","","","","","","","","","","","","","","","",{"$f":"IF(OR(BU$100=\"\",ISERROR(INDEX(BU$100:BU$5100,MATCH(\"*\"&$G6058&\"*\",BU$100:BU$5100,0)+5,1))),\"\",INDEX(BU$100:BU$5100,MATCH(\"*\"&$G6058&\"*\",BU$100:BU$5100,0)+5,1))","v":""},"","","","","","","","","","","","","","","","","","","","","","","","","","","","","","","","","","","","","","","","","","","","","","","","","","","","","","","","","","","","","","","",{"$f":"IF(OR(EG$100=\"\",ISERROR(INDEX(EG$100:EG$5100,MATCH(\"*\"&$G6058&\"*\",EG$100:EG$5100,0)+5,1))),\"\",INDEX(EG$100:EG$5100,MATCH(\"*\"&$G6058&\"*\",EG$100:EG$5100,0)+5,1))","v":""},"","","","","","","","","","","","","","","","","","","","","","","","","","","","","","","","","","","","","","","","","","","","","","","","","","","","","","","","","","","","","","","",{"$f":"IF(OR(GS$100=\"\",ISERROR(INDEX(GS$100:GS$5100,MATCH(\"*\"&$G6058&\"*\",GS$100:GS$5100,0)+5,1))),\"\",INDEX(GS$100:GS$5100,MATCH(\"*\"&$G6058&\"*\",GS$100:GS$5100,0)+5,1))","v":""},"","","","","","","","","","","","","","","","","","","","","","","","","","","","","","","","","","","","","","","","","","","","","","","","","","","","","","","","","","","","","","","",{"$f":"IF(OR(JE$100=\"\",ISERROR(INDEX(JE$100:JE$5100,MATCH(\"*\"&$G6058&\"*\",JE$100:JE$5100,0)+5,1))),\"\",INDEX(JE$100:JE$5100,MATCH(\"*\"&$G6058&\"*\",JE$100:JE$5100,0)+5,1))","v":""},"","","","","","","","","","","","","","","","","","","","","","","","","","","","","","","","","","","","","","","","","","","","","","","","","","","","","","","","","","","","","","","",{"$f":"IF(OR(LQ$100=\"\",ISERROR(INDEX(LQ$100:LQ$5100,MATCH(\"*\"&$G6058&\"*\",LQ$100:LQ$5100,0)+5,1))),\"\",INDEX(LQ$100:LQ$5100,MATCH(\"*\"&$G6058&\"*\",LQ$100:LQ$5100,0)+5,1))","v":""},"","","","","","","","","","","","","","","","","","","","","","","","","","","","","","","","","","","","","","","","","","","","","","","","","","","","","","","","","","","","","","","",{"$f":"IF(OR(OC$100=\"\",ISERROR(INDEX(OC$100:OC$5100,MATCH(\"*\"&$G6058&\"*\",OC$100:OC$5100,0)+5,1))),\"\",INDEX(OC$100:OC$5100,MATCH(\"*\"&$G6058&\"*\",OC$100:OC$5100,0)+5,1))","v":""},"","","","","","","","","","","","","",""]
[null,null,null,"判定(一次エネルギー消費量)",{"$f":"IF(E$100=\"\",\"\",IF(E6039=\"１．計算条件\",IF(LEFT(D6063,3)=\"Ver\",INDEX(E$100:E$5100,MATCH(\"*\"&D6062&\"*\",E$100:E$5100,0)+8,1),INDEX(E$100:E$5100,MATCH(\"*\"&D6062&\"*\",E$100:E$5100,0)+7,1)),\"\"))","v":""},"等級4基準","H28年4月現存",{"$f":"IF(OR(H$100=\"\",ISERROR(INDEX(H$100:H$5100,MATCH($G6062&\"*\",H$100:H$5100,0)-1,1))),\"\",INDEX(H$100:H$5100,MATCH($G6062&\"*\",H$100:H$5100,0)-1,1))","v":""},{"$f":"IF(OR(I$100=\"\",ISERROR(INDEX(I$100:I$5100,MATCH($G6062&\"*\",I$100:I$5100,0)-1,1))),\"\",INDEX(I$100:I$5100,MATCH($G6062&\"*\",I$100:I$5100,0)-1,1))","v":""},"","","","","","","","","","","","","","","","","","","","","","","","","","","","","","","","","","","","","","","","","","","","","","","","","","","","","","","","","","","","","","","",{"$f":"IF(OR(BU$100=\"\",ISERROR(INDEX(BU$100:BU$5100,MATCH($G6062&\"*\",BU$100:BU$5100,0)-1,1))),\"\",INDEX(BU$100:BU$5100,MATCH($G6062&\"*\",BU$100:BU$5100,0)-1,1))","v":""},"","","","","","","","","","","","","","","","","","","","","","","","","","","","","","","","","","","","","","","","","","","","","","","","","","","","","","","","","","","","","","","",{"$f":"IF(OR(EG$100=\"\",ISERROR(INDEX(EG$100:EG$5100,MATCH($G6062&\"*\",EG$100:EG$5100,0)-1,1))),\"\",INDEX(EG$100:EG$5100,MATCH($G6062&\"*\",EG$100:EG$5100,0)-1,1))","v":""},"","","","","","","","","","","","","","","","","","","","","","","","","","","","","","","","","","","","","","","","","","","","","","","","","","","","","","","","","","","","","","","",{"$f":"IF(OR(GS$100=\"\",ISERROR(INDEX(GS$100:GS$5100,MATCH($G6062&\"*\",GS$100:GS$5100,0)-1,1))),\"\",INDEX(GS$100:GS$5100,MATCH($G6062&\"*\",GS$100:GS$5100,0)-1,1))","v":""},"","","","","","","","","","","","","","","","","","","","","","","","","","","","","","","","","","","","","","","","","","","","","","","","","","","","","","","","","","","","","","","",{"$f":"IF(OR(JE$100=\"\",ISERROR(INDEX(JE$100:JE$5100,MATCH($G6062&\"*\",JE$100:JE$5100,0)-1,1))),\"\",INDEX(JE$100:JE$5100,MATCH($G6062&\"*\",JE$100:JE$5100,0)-1,1))","v":""},"","","","","","","","","","","","","","","","","","","","","","","","","","","","","","","","","","","","","","","","","","","","","","","","","","","","","","","","","","","","","","","",{"$f":"IF(OR(LQ$100=\"\",ISERROR(INDEX(LQ$100:LQ$5100,MATCH($G6062&\"*\",LQ$100:LQ$5100,0)-1,1))),\"\",INDEX(LQ$100:LQ$5100,MATCH($G6062&\"*\",LQ$100:LQ$5100,0)-1,1))","v":""},"","","","","","","","","","","","","","","","","","","","","","","","","","","","","","","","","","","","","","","","","","","","","","","","","","","","","","","","","","","","","","","",{"$f":"IF(OR(OC$100=\"\",ISERROR(INDEX(OC$100:OC$5100,MATCH($G6062&\"*\",OC$100:OC$5100,0)-1,1))),\"\",INDEX(OC$100:OC$5100,MATCH($G6062&\"*\",OC$100:OC$5100,0)-1,1))","v":""},"","","","","","","","","","","","","",""]
[null,null,null,null,null,"等級6設計","R04年10月以降",{"$f":"IF(OR(H$100=\"\",ISERROR(INDEX(H$100:H$5100,MATCH($G6065&\"*\",H$100:H$5100,0)+1,1))),\"\",INDEX(H$100:H$5100,MATCH($G6065&\"*\",H$100:H$5100,0)+1,1))","v":""},{"$f":"IF(OR(I$100=\"\",ISERROR(INDEX(I$100:I$5100,MATCH($G6065&\"*\",I$100:I$5100,0)+1,1))),\"\",INDEX(I$100:I$5100,MATCH($G6065&\"*\",I$100:I$5100,0)+1,1))","v":""},{"$f":"IF(OR(J$100=\"\",ISERROR(INDEX(J$100:J$5100,MATCH($G6065&\"*\",J$100:J$5100,0)+1,1))),\"\",INDEX(J$100:J$5100,MATCH($G6065&\"*\",J$100:J$5100,0)+1,1))","v":""},{"$f":"IF(OR(K$100=\"\",ISERROR(INDEX(K$100:K$5100,MATCH($G6065&\"*\",K$100:K$5100,0)+1,1))),\"\",INDEX(K$100:K$5100,MATCH($G6065&\"*\",K$100:K$5100,0)+1,1))","v":""},{"$f":"IF(OR(L$100=\"\",ISERROR(INDEX(L$100:L$5100,MATCH($G6065&\"*\",L$100:L$5100,0)+1,1))),\"\",INDEX(L$100:L$5100,MATCH($G6065&\"*\",L$100:L$5100,0)+1,1))","v":""},{"$f":"IF(OR(M$100=\"\",ISERROR(INDEX(M$100:M$5100,MATCH($G6065&\"*\",M$100:M$5100,0)+1,1))),\"\",INDEX(M$100:M$5100,MATCH($G6065&\"*\",M$100:M$5100,0)+1,1))","v":""},{"$f":"IF(OR(N$100=\"\",ISERROR(INDEX(N$100:N$5100,MATCH($G6065&\"*\",N$100:N$5100,0)+1,1))),\"\",INDEX(N$100:N$5100,MATCH($G6065&\"*\",N$100:N$5100,0)+1,1))","v":""},{"$f":"IF(OR(O$100=\"\",ISERROR(INDEX(O$100:O$5100,MATCH($G6065&\"*\",O$100:O$5100,0)+1,1))),\"\",INDEX(O$100:O$5100,MATCH($G6065&\"*\",O$100:O$5100,0)+1,1))","v":""},{"$f":"IF(OR(P$100=\"\",ISERROR(INDEX(P$100:P$5100,MATCH($G6065&\"*\",P$100:P$5100,0)+1,1))),\"\",INDEX(P$100:P$5100,MATCH($G6065&\"*\",P$100:P$5100,0)+1,1))","v":""},{"$f":"IF(OR(Q$100=\"\",ISERROR(INDEX(Q$100:Q$5100,MATCH($G6065&\"*\",Q$100:Q$5100,0)+1,1))),\"\",INDEX(Q$100:Q$5100,MATCH($G6065&\"*\",Q$100:Q$5100,0)+1,1))","v":""},{"$f":"IF(OR(R$100=\"\",ISERROR(INDEX(R$100:R$5100,MATCH($G6065&\"*\",R$100:R$5100,0)+1,1))),\"\",INDEX(R$100:R$5100,MATCH($G6065&\"*\",R$100:R$5100,0)+1,1))","v":""},{"$f":"IF(OR(S$100=\"\",ISERROR(INDEX(S$100:S$5100,MATCH($G6065&\"*\",S$100:S$5100,0)+1,1))),\"\",INDEX(S$100:S$5100,MATCH($G6065&\"*\",S$100:S$5100,0)+1,1))","v":""},{"$f":"IF(OR(T$100=\"\",ISERROR(INDEX(T$100:T$5100,MATCH($G6065&\"*\",T$100:T$5100,0)+1,1))),\"\",INDEX(T$100:T$5100,MATCH($G6065&\"*\",T$100:T$5100,0)+1,1))","v":""},{"$f":"IF(OR(U$100=\"\",ISERROR(INDEX(U$100:U$5100,MATCH($G6065&\"*\",U$100:U$5100,0)+1,1))),\"\",INDEX(U$100:U$5100,MATCH($G6065&\"*\",U$100:U$5100,0)+1,1))","v":""},{"$f":"IF(OR(V$100=\"\",ISERROR(INDEX(V$100:V$5100,MATCH($G6065&\"*\",V$100:V$5100,0)+1,1))),\"\",INDEX(V$100:V$5100,MATCH($G6065&\"*\",V$100:V$5100,0)+1,1))","v":""},{"$f":"IF(OR(W$100=\"\",ISERROR(INDEX(W$100:W$5100,MATCH($G6065&\"*\",W$100:W$5100,0)+1,1))),\"\",INDEX(W$100:W$5100,MATCH($G6065&\"*\",W$100:W$5100,0)+1,1))","v":""},{"$f":"IF(OR(X$100=\"\",ISERROR(INDEX(X$100:X$5100,MATCH($G6065&\"*\",X$100:X$5100,0)+1,1))),\"\",INDEX(X$100:X$5100,MATCH($G6065&\"*\",X$100:X$5100,0)+1,1))","v":""},{"$f":"IF(OR(Y$100=\"\",ISERROR(INDEX(Y$100:Y$5100,MATCH($G6065&\"*\",Y$100:Y$5100,0)+1,1))),\"\",INDEX(Y$100:Y$5100,MATCH($G6065&\"*\",Y$100:Y$5100,0)+1,1))","v":""},{"$f":"IF(OR(Z$100=\"\",ISERROR(INDEX(Z$100:Z$5100,MATCH($G6065&\"*\",Z$100:Z$5100,0)+1,1))),\"\",INDEX(Z$100:Z$5100,MATCH($G6065&\"*\",Z$100:Z$5100,0)+1,1))","v":""},{"$f":"IF(OR(AA$100=\"\",ISERROR(INDEX(AA$100:AA$5100,MATCH($G6065&\"*\",AA$100:AA$5100,0)+1,1))),\"\",INDEX(AA$100:AA$5100,MATCH($G6065&\"*\",AA$100:AA$5100,0)+1,1))","v":""},{"$f":"IF(OR(AB$100=\"\",ISERROR(INDEX(AB$100:AB$5100,MATCH($G6065&\"*\",AB$100:AB$5100,0)+1,1))),\"\",INDEX(AB$100:AB$5100,MATCH($G6065&\"*\",AB$100:AB$5100,0)+1,1))","v":""},{"$f":"IF(OR(AC$100=\"\",ISERROR(INDEX(AC$100:AC$5100,MATCH($G6065&\"*\",AC$100:AC$5100,0)+1,1))),\"\",INDEX(AC$100:AC$5100,MATCH($G6065&\"*\",AC$100:AC$5100,0)+1,1))","v":""},{"$f":"IF(OR(AD$100=\"\",ISERROR(INDEX(AD$100:AD$5100,MATCH($G6065&\"*\",AD$100:AD$5100,0)+1,1))),\"\",INDEX(AD$100:AD$5100,MATCH($G6065&\"*\",AD$100:AD$5100,0)+1,1))","v":""},{"$f":"IF(OR(AE$100=\"\",ISERROR(INDEX(AE$100:AE$5100,MATCH($G6065&\"*\",AE$100:AE$5100,0)+1,1))),\"\",INDEX(AE$100:AE$5100,MATCH($G6065&\"*\",AE$100:AE$5100,0)+1,1))","v":""},{"$f":"IF(OR(AF$100=\"\",ISERROR(INDEX(AF$100:AF$5100,MATCH($G6065&\"*\",AF$100:AF$5100,0)+1,1))),\"\",INDEX(AF$100:AF$5100,MATCH($G6065&\"*\",AF$100:AF$5100,0)+1,1))","v":""},{"$f":"IF(OR(AG$100=\"\",ISERROR(INDEX(AG$100:AG$5100,MATCH($G6065&\"*\",AG$100:AG$5100,0)+1,1))),\"\",INDEX(AG$100:AG$5100,MATCH($G6065&\"*\",AG$100:AG$5100,0)+1,1))","v":""},{"$f":"IF(OR(AH$100=\"\",ISERROR(INDEX(AH$100:AH$5100,MATCH($G6065&\"*\",AH$100:AH$5100,0)+1,1))),\"\",INDEX(AH$100:AH$5100,MATCH($G6065&\"*\",AH$100:AH$5100,0)+1,1))","v":""},{"$f":"IF(OR(AI$100=\"\",ISERROR(INDEX(AI$100:AI$5100,MATCH($G6065&\"*\",AI$100:AI$5100,0)+1,1))),\"\",INDEX(AI$100:AI$5100,MATCH($G6065&\"*\",AI$100:AI$5100,0)+1,1))","v":""},{"$f":"IF(OR(AJ$100=\"\",ISERROR(INDEX(AJ$100:AJ$5100,MATCH($G6065&\"*\",AJ$100:AJ$5100,0)+1,1))),\"\",INDEX(AJ$100:AJ$5100,MATCH($G6065&\"*\",AJ$100:AJ$5100,0)+1,1))","v":""},{"$f":"IF(OR(AK$100=\"\",ISERROR(INDEX(AK$100:AK$5100,MATCH($G6065&\"*\",AK$100:AK$5100,0)+1,1))),\"\",INDEX(AK$100:AK$5100,MATCH($G6065&\"*\",AK$100:AK$5100,0)+1,1))","v":""},{"$f":"IF(OR(AL$100=\"\",ISERROR(INDEX(AL$100:AL$5100,MATCH($G6065&\"*\",AL$100:AL$5100,0)+1,1))),\"\",INDEX(AL$100:AL$5100,MATCH($G6065&\"*\",AL$100:AL$5100,0)+1,1))","v":""},{"$f":"IF(OR(AM$100=\"\",ISERROR(INDEX(AM$100:AM$5100,MATCH($G6065&\"*\",AM$100:AM$5100,0)+1,1))),\"\",INDEX(AM$100:AM$5100,MATCH($G6065&\"*\",AM$100:AM$5100,0)+1,1))","v":""},{"$f":"IF(OR(AN$100=\"\",ISERROR(INDEX(AN$100:AN$5100,MATCH($G6065&\"*\",AN$100:AN$5100,0)+1,1))),\"\",INDEX(AN$100:AN$5100,MATCH($G6065&\"*\",AN$100:AN$5100,0)+1,1))","v":""},{"$f":"IF(OR(AO$100=\"\",ISERROR(INDEX(AO$100:AO$5100,MATCH($G6065&\"*\",AO$100:AO$5100,0)+1,1))),\"\",INDEX(AO$100:AO$5100,MATCH($G6065&\"*\",AO$100:AO$5100,0)+1,1))","v":""},{"$f":"IF(OR(AP$100=\"\",ISERROR(INDEX(AP$100:AP$5100,MATCH($G6065&\"*\",AP$100:AP$5100,0)+1,1))),\"\",INDEX(AP$100:AP$5100,MATCH($G6065&\"*\",AP$100:AP$5100,0)+1,1))","v":""},{"$f":"IF(OR(AQ$100=\"\",ISERROR(INDEX(AQ$100:AQ$5100,MATCH($G6065&\"*\",AQ$100:AQ$5100,0)+1,1))),\"\",INDEX(AQ$100:AQ$5100,MATCH($G6065&\"*\",AQ$100:AQ$5100,0)+1,1))","v":""},{"$f":"IF(OR(AR$100=\"\",ISERROR(INDEX(AR$100:AR$5100,MATCH($G6065&\"*\",AR$100:AR$5100,0)+1,1))),\"\",INDEX(AR$100:AR$5100,MATCH($G6065&\"*\",AR$100:AR$5100,0)+1,1))","v":""},{"$f":"IF(OR(AS$100=\"\",ISERROR(INDEX(AS$100:AS$5100,MATCH($G6065&\"*\",AS$100:AS$5100,0)+1,1))),\"\",INDEX(AS$100:AS$5100,MATCH($G6065&\"*\",AS$100:AS$5100,0)+1,1))","v":""},{"$f":"IF(OR(AT$100=\"\",ISERROR(INDEX(AT$100:AT$5100,MATCH($G6065&\"*\",AT$100:AT$5100,0)+1,1))),\"\",INDEX(AT$100:AT$5100,MATCH($G6065&\"*\",AT$100:AT$5100,0)+1,1))","v":""},{"$f":"IF(OR(AU$100=\"\",ISERROR(INDEX(AU$100:AU$5100,MATCH($G6065&\"*\",AU$100:AU$5100,0)+1,1))),\"\",INDEX(AU$100:AU$5100,MATCH($G6065&\"*\",AU$100:AU$5100,0)+1,1))","v":""},{"$f":"IF(OR(AV$100=\"\",ISERROR(INDEX(AV$100:AV$5100,MATCH($G6065&\"*\",AV$100:AV$5100,0)+1,1))),\"\",INDEX(AV$100:AV$5100,MATCH($G6065&\"*\",AV$100:AV$5100,0)+1,1))","v":""},{"$f":"IF(OR(AW$100=\"\",ISERROR(INDEX(AW$100:AW$5100,MATCH($G6065&\"*\",AW$100:AW$5100,0)+1,1))),\"\",INDEX(AW$100:AW$5100,MATCH($G6065&\"*\",AW$100:AW$5100,0)+1,1))","v":""},{"$f":"IF(OR(AX$100=\"\",ISERROR(INDEX(AX$100:AX$5100,MATCH($G6065&\"*\",AX$100:AX$5100,0)+1,1))),\"\",INDEX(AX$100:AX$5100,MATCH($G6065&\"*\",AX$100:AX$5100,0)+1,1))","v":""},{"$f":"IF(OR(AY$100=\"\",ISERROR(INDEX(AY$100:AY$5100,MATCH($G6065&\"*\",AY$100:AY$5100,0)+1,1))),\"\",INDEX(AY$100:AY$5100,MATCH($G6065&\"*\",AY$100:AY$5100,0)+1,1))","v":""},{"$f":"IF(OR(AZ$100=\"\",ISERROR(INDEX(AZ$100:AZ$5100,MATCH($G6065&\"*\",AZ$100:AZ$5100,0)+1,1))),\"\",INDEX(AZ$100:AZ$5100,MATCH($G6065&\"*\",AZ$100:AZ$5100,0)+1,1))","v":""},{"$f":"IF(OR(BA$100=\"\",ISERROR(INDEX(BA$100:BA$5100,MATCH($G6065&\"*\",BA$100:BA$5100,0)+1,1))),\"\",INDEX(BA$100:BA$5100,MATCH($G6065&\"*\",BA$100:BA$5100,0)+1,1))","v":""},{"$f":"IF(OR(BB$100=\"\",ISERROR(INDEX(BB$100:BB$5100,MATCH($G6065&\"*\",BB$100:BB$5100,0)+1,1))),\"\",INDEX(BB$100:BB$5100,MATCH($G6065&\"*\",BB$100:BB$5100,0)+1,1))","v":""},{"$f":"IF(OR(BC$100=\"\",ISERROR(INDEX(BC$100:BC$5100,MATCH($G6065&\"*\",BC$100:BC$5100,0)+1,1))),\"\",INDEX(BC$100:BC$5100,MATCH($G6065&\"*\",BC$100:BC$5100,0)+1,1))","v":""},{"$f":"IF(OR(BD$100=\"\",ISERROR(INDEX(BD$100:BD$5100,MATCH($G6065&\"*\",BD$100:BD$5100,0)+1,1))),\"\",INDEX(BD$100:BD$5100,MATCH($G6065&\"*\",BD$100:BD$5100,0)+1,1))","v":""},{"$f":"IF(OR(BE$100=\"\",ISERROR(INDEX(BE$100:BE$5100,MATCH($G6065&\"*\",BE$100:BE$5100,0)+1,1))),\"\",INDEX(BE$100:BE$5100,MATCH($G6065&\"*\",BE$100:BE$5100,0)+1,1))","v":""},{"$f":"IF(OR(BF$100=\"\",ISERROR(INDEX(BF$100:BF$5100,MATCH($G6065&\"*\",BF$100:BF$5100,0)+1,1))),\"\",INDEX(BF$100:BF$5100,MATCH($G6065&\"*\",BF$100:BF$5100,0)+1,1))","v":""},{"$f":"IF(OR(BG$100=\"\",ISERROR(INDEX(BG$100:BG$5100,MATCH($G6065&\"*\",BG$100:BG$5100,0)+1,1))),\"\",INDEX(BG$100:BG$5100,MATCH($G6065&\"*\",BG$100:BG$5100,0)+1,1))","v":""},{"$f":"IF(OR(BH$100=\"\",ISERROR(INDEX(BH$100:BH$5100,MATCH($G6065&\"*\",BH$100:BH$5100,0)+1,1))),\"\",INDEX(BH$100:BH$5100,MATCH($G6065&\"*\",BH$100:BH$5100,0)+1,1))","v":""},{"$f":"IF(OR(BI$100=\"\",ISERROR(INDEX(BI$100:BI$5100,MATCH($G6065&\"*\",BI$100:BI$5100,0)+1,1))),\"\",INDEX(BI$100:BI$5100,MATCH($G6065&\"*\",BI$100:BI$5100,0)+1,1))","v":""},{"$f":"IF(OR(BJ$100=\"\",ISERROR(INDEX(BJ$100:BJ$5100,MATCH($G6065&\"*\",BJ$100:BJ$5100,0)+1,1))),\"\",INDEX(BJ$100:BJ$5100,MATCH($G6065&\"*\",BJ$100:BJ$5100,0)+1,1))","v":""},{"$f":"IF(OR(BK$100=\"\",ISERROR(INDEX(BK$100:BK$5100,MATCH($G6065&\"*\",BK$100:BK$5100,0)+1,1))),\"\",INDEX(BK$100:BK$5100,MATCH($G6065&\"*\",BK$100:BK$5100,0)+1,1))","v":""},{"$f":"IF(OR(BL$100=\"\",ISERROR(INDEX(BL$100:BL$5100,MATCH($G6065&\"*\",BL$100:BL$5100,0)+1,1))),\"\",INDEX(BL$100:BL$5100,MATCH($G6065&\"*\",BL$100:BL$5100,0)+1,1))","v":""},{"$f":"IF(OR(BM$100=\"\",ISERROR(INDEX(BM$100:BM$5100,MATCH($G6065&\"*\",BM$100:BM$5100,0)+1,1))),\"\",INDEX(BM$100:BM$5100,MATCH($G6065&\"*\",BM$100:BM$5100,0)+1,1))","v":""},{"$f":"IF(OR(BN$100=\"\",ISERROR(INDEX(BN$100:BN$5100,MATCH($G6065&\"*\",BN$100:BN$5100,0)+1,1))),\"\",INDEX(BN$100:BN$5100,MATCH($G6065&\"*\",BN$100:BN$5100,0)+1,1))","v":""},{"$f":"IF(OR(BO$100=\"\",ISERROR(INDEX(BO$100:BO$5100,MATCH($G6065&\"*\",BO$100:BO$5100,0)+1,1))),\"\",INDEX(BO$100:BO$5100,MATCH($G6065&\"*\",BO$100:BO$5100,0)+1,1))","v":""},{"$f":"IF(OR(BP$100=\"\",ISERROR(INDEX(BP$100:BP$5100,MATCH($G6065&\"*\",BP$100:BP$5100,0)+1,1))),\"\",INDEX(BP$100:BP$5100,MATCH($G6065&\"*\",BP$100:BP$5100,0)+1,1))","v":""},{"$f":"IF(OR(BQ$100=\"\",ISERROR(INDEX(BQ$100:BQ$5100,MATCH($G6065&\"*\",BQ$100:BQ$5100,0)+1,1))),\"\",INDEX(BQ$100:BQ$5100,MATCH($G6065&\"*\",BQ$100:BQ$5100,0)+1,1))","v":""},{"$f":"IF(OR(BR$100=\"\",ISERROR(INDEX(BR$100:BR$5100,MATCH($G6065&\"*\",BR$100:BR$5100,0)+1,1))),\"\",INDEX(BR$100:BR$5100,MATCH($G6065&\"*\",BR$100:BR$5100,0)+1,1))","v":""},{"$f":"IF(OR(BS$100=\"\",ISERROR(INDEX(BS$100:BS$5100,MATCH($G6065&\"*\",BS$100:BS$5100,0)+1,1))),\"\",INDEX(BS$100:BS$5100,MATCH($G6065&\"*\",BS$100:BS$5100,0)+1,1))","v":""},{"$f":"IF(OR(BT$100=\"\",ISERROR(INDEX(BT$100:BT$5100,MATCH($G6065&\"*\",BT$100:BT$5100,0)+1,1))),\"\",INDEX(BT$100:BT$5100,MATCH($G6065&\"*\",BT$100:BT$5100,0)+1,1))","v":""},{"$f":"IF(OR(BU$100=\"\",ISERROR(INDEX(BU$100:BU$5100,MATCH($G6065&\"*\",BU$100:BU$5100,0)+1,1))),\"\",INDEX(BU$100:BU$5100,MATCH($G6065&\"*\",BU$100:BU$5100,0)+1,1))","v":""},{"$f":"IF(OR(BV$100=\"\",ISERROR(INDEX(BV$100:BV$5100,MATCH($G6065&\"*\",BV$100:BV$5100,0)+1,1))),\"\",INDEX(BV$100:BV$5100,MATCH($G6065&\"*\",BV$100:BV$5100,0)+1,1))","v":""},{"$f":"IF(OR(BW$100=\"\",ISERROR(INDEX(BW$100:BW$5100,MATCH($G6065&\"*\",BW$100:BW$5100,0)+1,1))),\"\",INDEX(BW$100:BW$5100,MATCH($G6065&\"*\",BW$100:BW$5100,0)+1,1))","v":""},{"$f":"IF(OR(BX$100=\"\",ISERROR(INDEX(BX$100:BX$5100,MATCH($G6065&\"*\",BX$100:BX$5100,0)+1,1))),\"\",INDEX(BX$100:BX$5100,MATCH($G6065&\"*\",BX$100:BX$5100,0)+1,1))","v":""},{"$f":"IF(OR(BY$100=\"\",ISERROR(INDEX(BY$100:BY$5100,MATCH($G6065&\"*\",BY$100:BY$5100,0)+1,1))),\"\",INDEX(BY$100:BY$5100,MATCH($G6065&\"*\",BY$100:BY$5100,0)+1,1))","v":""},{"$f":"IF(OR(BZ$100=\"\",ISERROR(INDEX(BZ$100:BZ$5100,MATCH($G6065&\"*\",BZ$100:BZ$5100,0)+1,1))),\"\",INDEX(BZ$100:BZ$5100,MATCH($G6065&\"*\",BZ$100:BZ$5100,0)+1,1))","v":""},{"$f":"IF(OR(CA$100=\"\",ISERROR(INDEX(CA$100:CA$5100,MATCH($G6065&\"*\",CA$100:CA$5100,0)+1,1))),\"\",INDEX(CA$100:CA$5100,MATCH($G6065&\"*\",CA$100:CA$5100,0)+1,1))","v":""},{"$f":"IF(OR(CB$100=\"\",ISERROR(INDEX(CB$100:CB$5100,MATCH($G6065&\"*\",CB$100:CB$5100,0)+1,1))),\"\",INDEX(CB$100:CB$5100,MATCH($G6065&\"*\",CB$100:CB$5100,0)+1,1))","v":""},{"$f":"IF(OR(CC$100=\"\",ISERROR(INDEX(CC$100:CC$5100,MATCH($G6065&\"*\",CC$100:CC$5100,0)+1,1))),\"\",INDEX(CC$100:CC$5100,MATCH($G6065&\"*\",CC$100:CC$5100,0)+1,1))","v":""},{"$f":"IF(OR(CD$100=\"\",ISERROR(INDEX(CD$100:CD$5100,MATCH($G6065&\"*\",CD$100:CD$5100,0)+1,1))),\"\",INDEX(CD$100:CD$5100,MATCH($G6065&\"*\",CD$100:CD$5100,0)+1,1))","v":""},{"$f":"IF(OR(CE$100=\"\",ISERROR(INDEX(CE$100:CE$5100,MATCH($G6065&\"*\",CE$100:CE$5100,0)+1,1))),\"\",INDEX(CE$100:CE$5100,MATCH($G6065&\"*\",CE$100:CE$5100,0)+1,1))","v":""},{"$f":"IF(OR(CF$100=\"\",ISERROR(INDEX(CF$100:CF$5100,MATCH($G6065&\"*\",CF$100:CF$5100,0)+1,1))),\"\",INDEX(CF$100:CF$5100,MATCH($G6065&\"*\",CF$100:CF$5100,0)+1,1))","v":""},{"$f":"IF(OR(CG$100=\"\",ISERROR(INDEX(CG$100:CG$5100,MATCH($G6065&\"*\",CG$100:CG$5100,0)+1,1))),\"\",INDEX(CG$100:CG$5100,MATCH($G6065&\"*\",CG$100:CG$5100,0)+1,1))","v":""},{"$f":"IF(OR(CH$100=\"\",ISERROR(INDEX(CH$100:CH$5100,MATCH($G6065&\"*\",CH$100:CH$5100,0)+1,1))),\"\",INDEX(CH$100:CH$5100,MATCH($G6065&\"*\",CH$100:CH$5100,0)+1,1))","v":""},{"$f":"IF(OR(CI$100=\"\",ISERROR(INDEX(CI$100:CI$5100,MATCH($G6065&\"*\",CI$100:CI$5100,0)+1,1))),\"\",INDEX(CI$100:CI$5100,MATCH($G6065&\"*\",CI$100:CI$5100,0)+1,1))","v":""},{"$f":"IF(OR(CJ$100=\"\",ISERROR(INDEX(CJ$100:CJ$5100,MATCH($G6065&\"*\",CJ$100:CJ$5100,0)+1,1))),\"\",INDEX(CJ$100:CJ$5100,MATCH($G6065&\"*\",CJ$100:CJ$5100,0)+1,1))","v":""},{"$f":"IF(OR(CK$100=\"\",ISERROR(INDEX(CK$100:CK$5100,MATCH($G6065&\"*\",CK$100:CK$5100,0)+1,1))),\"\",INDEX(CK$100:CK$5100,MATCH($G6065&\"*\",CK$100:CK$5100,0)+1,1))","v":""},{"$f":"IF(OR(CL$100=\"\",ISERROR(INDEX(CL$100:CL$5100,MATCH($G6065&\"*\",CL$100:CL$5100,0)+1,1))),\"\",INDEX(CL$100:CL$5100,MATCH($G6065&\"*\",CL$100:CL$5100,0)+1,1))","v":""},{"$f":"IF(OR(CM$100=\"\",ISERROR(INDEX(CM$100:CM$5100,MATCH($G6065&\"*\",CM$100:CM$5100,0)+1,1))),\"\",INDEX(CM$100:CM$5100,MATCH($G6065&\"*\",CM$100:CM$5100,0)+1,1))","v":""},{"$f":"IF(OR(CN$100=\"\",ISERROR(INDEX(CN$100:CN$5100,MATCH($G6065&\"*\",CN$100:CN$5100,0)+1,1))),\"\",INDEX(CN$100:CN$5100,MATCH($G6065&\"*\",CN$100:CN$5100,0)+1,1))","v":""},{"$f":"IF(OR(CO$100=\"\",ISERROR(INDEX(CO$100:CO$5100,MATCH($G6065&\"*\",CO$100:CO$5100,0)+1,1))),\"\",INDEX(CO$100:CO$5100,MATCH($G6065&\"*\",CO$100:CO$5100,0)+1,1))","v":""},{"$f":"IF(OR(CP$100=\"\",ISERROR(INDEX(CP$100:CP$5100,MATCH($G6065&\"*\",CP$100:CP$5100,0)+1,1))),\"\",INDEX(CP$100:CP$5100,MATCH($G6065&\"*\",CP$100:CP$5100,0)+1,1))","v":""},{"$f":"IF(OR(CQ$100=\"\",ISERROR(INDEX(CQ$100:CQ$5100,MATCH($G6065&\"*\",CQ$100:CQ$5100,0)+1,1))),\"\",INDEX(CQ$100:CQ$5100,MATCH($G6065&\"*\",CQ$100:CQ$5100,0)+1,1))","v":""},{"$f":"IF(OR(CR$100=\"\",ISERROR(INDEX(CR$100:CR$5100,MATCH($G6065&\"*\",CR$100:CR$5100,0)+1,1))),\"\",INDEX(CR$100:CR$5100,MATCH($G6065&\"*\",CR$100:CR$5100,0)+1,1))","v":""},{"$f":"IF(OR(CS$100=\"\",ISERROR(INDEX(CS$100:CS$5100,MATCH($G6065&\"*\",CS$100:CS$5100,0)+1,1))),\"\",INDEX(CS$100:CS$5100,MATCH($G6065&\"*\",CS$100:CS$5100,0)+1,1))","v":""},{"$f":"IF(OR(CT$100=\"\",ISERROR(INDEX(CT$100:CT$5100,MATCH($G6065&\"*\",CT$100:CT$5100,0)+1,1))),\"\",INDEX(CT$100:CT$5100,MATCH($G6065&\"*\",CT$100:CT$5100,0)+1,1))","v":""},{"$f":"IF(OR(CU$100=\"\",ISERROR(INDEX(CU$100:CU$5100,MATCH($G6065&\"*\",CU$100:CU$5100,0)+1,1))),\"\",INDEX(CU$100:CU$5100,MATCH($G6065&\"*\",CU$100:CU$5100,0)+1,1))","v":""},{"$f":"IF(OR(CV$100=\"\",ISERROR(INDEX(CV$100:CV$5100,MATCH($G6065&\"*\",CV$100:CV$5100,0)+1,1))),\"\",INDEX(CV$100:CV$5100,MATCH($G6065&\"*\",CV$100:CV$5100,0)+1,1))","v":""},{"$f":"IF(OR(CW$100=\"\",ISERROR(INDEX(CW$100:CW$5100,MATCH($G6065&\"*\",CW$100:CW$5100,0)+1,1))),\"\",INDEX(CW$100:CW$5100,MATCH($G6065&\"*\",CW$100:CW$5100,0)+1,1))","v":""},{"$f":"IF(OR(CX$100=\"\",ISERROR(INDEX(CX$100:CX$5100,MATCH($G6065&\"*\",CX$100:CX$5100,0)+1,1))),\"\",INDEX(CX$100:CX$5100,MATCH($G6065&\"*\",CX$100:CX$5100,0)+1,1))","v":""},{"$f":"IF(OR(CY$100=\"\",ISERROR(INDEX(CY$100:CY$5100,MATCH($G6065&\"*\",CY$100:CY$5100,0)+1,1))),\"\",INDEX(CY$100:CY$5100,MATCH($G6065&\"*\",CY$100:CY$5100,0)+1,1))","v":""},{"$f":"IF(OR(CZ$100=\"\",ISERROR(INDEX(CZ$100:CZ$5100,MATCH($G6065&\"*\",CZ$100:CZ$5100,0)+1,1))),\"\",INDEX(CZ$100:CZ$5100,MATCH($G6065&\"*\",CZ$100:CZ$5100,0)+1,1))","v":""},{"$f":"IF(OR(DA$100=\"\",ISERROR(INDEX(DA$100:DA$5100,MATCH($G6065&\"*\",DA$100:DA$5100,0)+1,1))),\"\",INDEX(DA$100:DA$5100,MATCH($G6065&\"*\",DA$100:DA$5100,0)+1,1))","v":""},{"$f":"IF(OR(DB$100=\"\",ISERROR(INDEX(DB$100:DB$5100,MATCH($G6065&\"*\",DB$100:DB$5100,0)+1,1))),\"\",INDEX(DB$100:DB$5100,MATCH($G6065&\"*\",DB$100:DB$5100,0)+1,1))","v":""},{"$f":"IF(OR(DC$100=\"\",ISERROR(INDEX(DC$100:DC$5100,MATCH($G6065&\"*\",DC$100:DC$5100,0)+1,1))),\"\",INDEX(DC$100:DC$5100,MATCH($G6065&\"*\",DC$100:DC$5100,0)+1,1))","v":""},{"$f":"IF(OR(DD$100=\"\",ISERROR(INDEX(DD$100:DD$5100,MATCH($G6065&\"*\",DD$100:DD$5100,0)+1,1))),\"\",INDEX(DD$100:DD$5100,MATCH($G6065&\"*\",DD$100:DD$5100,0)+1,1))","v":""},{"$f":"IF(OR(DE$100=\"\",ISERROR(INDEX(DE$100:DE$5100,MATCH($G6065&\"*\",DE$100:DE$5100,0)+1,1))),\"\",INDEX(DE$100:DE$5100,MATCH($G6065&\"*\",DE$100:DE$5100,0)+1,1))","v":""},{"$f":"IF(OR(DF$100=\"\",ISERROR(INDEX(DF$100:DF$5100,MATCH($G6065&\"*\",DF$100:DF$5100,0)+1,1))),\"\",INDEX(DF$100:DF$5100,MATCH($G6065&\"*\",DF$100:DF$5100,0)+1,1))","v":""},{"$f":"IF(OR(DG$100=\"\",ISERROR(INDEX(DG$100:DG$5100,MATCH($G6065&\"*\",DG$100:DG$5100,0)+1,1))),\"\",INDEX(DG$100:DG$5100,MATCH($G6065&\"*\",DG$100:DG$5100,0)+1,1))","v":""},{"$f":"IF(OR(DH$100=\"\",ISERROR(INDEX(DH$100:DH$5100,MATCH($G6065&\"*\",DH$100:DH$5100,0)+1,1))),\"\",INDEX(DH$100:DH$5100,MATCH($G6065&\"*\",DH$100:DH$5100,0)+1,1))","v":""},{"$f":"IF(OR(DI$100=\"\",ISERROR(INDEX(DI$100:DI$5100,MATCH($G6065&\"*\",DI$100:DI$5100,0)+1,1))),\"\",INDEX(DI$100:DI$5100,MATCH($G6065&\"*\",DI$100:DI$5100,0)+1,1))","v":""},{"$f":"IF(OR(DJ$100=\"\",ISERROR(INDEX(DJ$100:DJ$5100,MATCH($G6065&\"*\",DJ$100:DJ$5100,0)+1,1))),\"\",INDEX(DJ$100:DJ$5100,MATCH($G6065&\"*\",DJ$100:DJ$5100,0)+1,1))","v":""},{"$f":"IF(OR(DK$100=\"\",ISERROR(INDEX(DK$100:DK$5100,MATCH($G6065&\"*\",DK$100:DK$5100,0)+1,1))),\"\",INDEX(DK$100:DK$5100,MATCH($G6065&\"*\",DK$100:DK$5100,0)+1,1))","v":""},{"$f":"IF(OR(DL$100=\"\",ISERROR(INDEX(DL$100:DL$5100,MATCH($G6065&\"*\",DL$100:DL$5100,0)+1,1))),\"\",INDEX(DL$100:DL$5100,MATCH($G6065&\"*\",DL$100:DL$5100,0)+1,1))","v":""},{"$f":"IF(OR(DM$100=\"\",ISERROR(INDEX(DM$100:DM$5100,MATCH($G6065&\"*\",DM$100:DM$5100,0)+1,1))),\"\",INDEX(DM$100:DM$5100,MATCH($G6065&\"*\",DM$100:DM$5100,0)+1,1))","v":""},{"$f":"IF(OR(DN$100=\"\",ISERROR(INDEX(DN$100:DN$5100,MATCH($G6065&\"*\",DN$100:DN$5100,0)+1,1))),\"\",INDEX(DN$100:DN$5100,MATCH($G6065&\"*\",DN$100:DN$5100,0)+1,1))","v":""},{"$f":"IF(OR(DO$100=\"\",ISERROR(INDEX(DO$100:DO$5100,MATCH($G6065&\"*\",DO$100:DO$5100,0)+1,1))),\"\",INDEX(DO$100:DO$5100,MATCH($G6065&\"*\",DO$100:DO$5100,0)+1,1))","v":""},{"$f":"IF(OR(DP$100=\"\",ISERROR(INDEX(DP$100:DP$5100,MATCH($G6065&\"*\",DP$100:DP$5100,0)+1,1))),\"\",INDEX(DP$100:DP$5100,MATCH($G6065&\"*\",DP$100:DP$5100,0)+1,1))","v":""},{"$f":"IF(OR(DQ$100=\"\",ISERROR(INDEX(DQ$100:DQ$5100,MATCH($G6065&\"*\",DQ$100:DQ$5100,0)+1,1))),\"\",INDEX(DQ$100:DQ$5100,MATCH($G6065&\"*\",DQ$100:DQ$5100,0)+1,1))","v":""},{"$f":"IF(OR(DR$100=\"\",ISERROR(INDEX(DR$100:DR$5100,MATCH($G6065&\"*\",DR$100:DR$5100,0)+1,1))),\"\",INDEX(DR$100:DR$5100,MATCH($G6065&\"*\",DR$100:DR$5100,0)+1,1))","v":""},{"$f":"IF(OR(DS$100=\"\",ISERROR(INDEX(DS$100:DS$5100,MATCH($G6065&\"*\",DS$100:DS$5100,0)+1,1))),\"\",INDEX(DS$100:DS$5100,MATCH($G6065&\"*\",DS$100:DS$5100,0)+1,1))","v":""},{"$f":"IF(OR(DT$100=\"\",ISERROR(INDEX(DT$100:DT$5100,MATCH($G6065&\"*\",DT$100:DT$5100,0)+1,1))),\"\",INDEX(DT$100:DT$5100,MATCH($G6065&\"*\",DT$100:DT$5100,0)+1,1))","v":""},{"$f":"IF(OR(DU$100=\"\",ISERROR(INDEX(DU$100:DU$5100,MATCH($G6065&\"*\",DU$100:DU$5100,0)+1,1))),\"\",INDEX(DU$100:DU$5100,MATCH($G6065&\"*\",DU$100:DU$5100,0)+1,1))","v":""},{"$f":"IF(OR(DV$100=\"\",ISERROR(INDEX(DV$100:DV$5100,MATCH($G6065&\"*\",DV$100:DV$5100,0)+1,1))),\"\",INDEX(DV$100:DV$5100,MATCH($G6065&\"*\",DV$100:DV$5100,0)+1,1))","v":""},{"$f":"IF(OR(DW$100=\"\",ISERROR(INDEX(DW$100:DW$5100,MATCH($G6065&\"*\",DW$100:DW$5100,0)+1,1))),\"\",INDEX(DW$100:DW$5100,MATCH($G6065&\"*\",DW$100:DW$5100,0)+1,1))","v":""},{"$f":"IF(OR(DX$100=\"\",ISERROR(INDEX(DX$100:DX$5100,MATCH($G6065&\"*\",DX$100:DX$5100,0)+1,1))),\"\",INDEX(DX$100:DX$5100,MATCH($G6065&\"*\",DX$100:DX$5100,0)+1,1))","v":""},{"$f":"IF(OR(DY$100=\"\",ISERROR(INDEX(DY$100:DY$5100,MATCH($G6065&\"*\",DY$100:DY$5100,0)+1,1))),\"\",INDEX(DY$100:DY$5100,MATCH($G6065&\"*\",DY$100:DY$5100,0)+1,1))","v":""},{"$f":"IF(OR(DZ$100=\"\",ISERROR(INDEX(DZ$100:DZ$5100,MATCH($G6065&\"*\",DZ$100:DZ$5100,0)+1,1))),\"\",INDEX(DZ$100:DZ$5100,MATCH($G6065&\"*\",DZ$100:DZ$5100,0)+1,1))","v":""},{"$f":"IF(OR(EA$100=\"\",ISERROR(INDEX(EA$100:EA$5100,MATCH($G6065&\"*\",EA$100:EA$5100,0)+1,1))),\"\",INDEX(EA$100:EA$5100,MATCH($G6065&\"*\",EA$100:EA$5100,0)+1,1))","v":""},{"$f":"IF(OR(EB$100=\"\",ISERROR(INDEX(EB$100:EB$5100,MATCH($G6065&\"*\",EB$100:EB$5100,0)+1,1))),\"\",INDEX(EB$100:EB$5100,MATCH($G6065&\"*\",EB$100:EB$5100,0)+1,1))","v":""},{"$f":"IF(OR(EC$100=\"\",ISERROR(INDEX(EC$100:EC$5100,MATCH($G6065&\"*\",EC$100:EC$5100,0)+1,1))),\"\",INDEX(EC$100:EC$5100,MATCH($G6065&\"*\",EC$100:EC$5100,0)+1,1))","v":""},{"$f":"IF(OR(ED$100=\"\",ISERROR(INDEX(ED$100:ED$5100,MATCH($G6065&\"*\",ED$100:ED$5100,0)+1,1))),\"\",INDEX(ED$100:ED$5100,MATCH($G6065&\"*\",ED$100:ED$5100,0)+1,1))","v":""},{"$f":"IF(OR(EE$100=\"\",ISERROR(INDEX(EE$100:EE$5100,MATCH($G6065&\"*\",EE$100:EE$5100,0)+1,1))),\"\",INDEX(EE$100:EE$5100,MATCH($G6065&\"*\",EE$100:EE$5100,0)+1,1))","v":""},{"$f":"IF(OR(EF$100=\"\",ISERROR(INDEX(EF$100:EF$5100,MATCH($G6065&\"*\",EF$100:EF$5100,0)+1,1))),\"\",INDEX(EF$100:EF$5100,MATCH($G6065&\"*\",EF$100:EF$5100,0)+1,1))","v":""},{"$f":"IF(OR(EG$100=\"\",ISERROR(INDEX(EG$100:EG$5100,MATCH($G6065&\"*\",EG$100:EG$5100,0)+1,1))),\"\",INDEX(EG$100:EG$5100,MATCH($G6065&\"*\",EG$100:EG$5100,0)+1,1))","v":""},{"$f":"IF(OR(EH$100=\"\",ISERROR(INDEX(EH$100:EH$5100,MATCH($G6065&\"*\",EH$100:EH$5100,0)+1,1))),\"\",INDEX(EH$100:EH$5100,MATCH($G6065&\"*\",EH$100:EH$5100,0)+1,1))","v":""},{"$f":"IF(OR(EI$100=\"\",ISERROR(INDEX(EI$100:EI$5100,MATCH($G6065&\"*\",EI$100:EI$5100,0)+1,1))),\"\",INDEX(EI$100:EI$5100,MATCH($G6065&\"*\",EI$100:EI$5100,0)+1,1))","v":""},{"$f":"IF(OR(EJ$100=\"\",ISERROR(INDEX(EJ$100:EJ$5100,MATCH($G6065&\"*\",EJ$100:EJ$5100,0)+1,1))),\"\",INDEX(EJ$100:EJ$5100,MATCH($G6065&\"*\",EJ$100:EJ$5100,0)+1,1))","v":""},{"$f":"IF(OR(EK$100=\"\",ISERROR(INDEX(EK$100:EK$5100,MATCH($G6065&\"*\",EK$100:EK$5100,0)+1,1))),\"\",INDEX(EK$100:EK$5100,MATCH($G6065&\"*\",EK$100:EK$5100,0)+1,1))","v":""},{"$f":"IF(OR(EL$100=\"\",ISERROR(INDEX(EL$100:EL$5100,MATCH($G6065&\"*\",EL$100:EL$5100,0)+1,1))),\"\",INDEX(EL$100:EL$5100,MATCH($G6065&\"*\",EL$100:EL$5100,0)+1,1))","v":""},{"$f":"IF(OR(EM$100=\"\",ISERROR(INDEX(EM$100:EM$5100,MATCH($G6065&\"*\",EM$100:EM$5100,0)+1,1))),\"\",INDEX(EM$100:EM$5100,MATCH($G6065&\"*\",EM$100:EM$5100,0)+1,1))","v":""},{"$f":"IF(OR(EN$100=\"\",ISERROR(INDEX(EN$100:EN$5100,MATCH($G6065&\"*\",EN$100:EN$5100,0)+1,1))),\"\",INDEX(EN$100:EN$5100,MATCH($G6065&\"*\",EN$100:EN$5100,0)+1,1))","v":""},{"$f":"IF(OR(EO$100=\"\",ISERROR(INDEX(EO$100:EO$5100,MATCH($G6065&\"*\",EO$100:EO$5100,0)+1,1))),\"\",INDEX(EO$100:EO$5100,MATCH($G6065&\"*\",EO$100:EO$5100,0)+1,1))","v":""},{"$f":"IF(OR(EP$100=\"\",ISERROR(INDEX(EP$100:EP$5100,MATCH($G6065&\"*\",EP$100:EP$5100,0)+1,1))),\"\",INDEX(EP$100:EP$5100,MATCH($G6065&\"*\",EP$100:EP$5100,0)+1,1))","v":""},{"$f":"IF(OR(EQ$100=\"\",ISERROR(INDEX(EQ$100:EQ$5100,MATCH($G6065&\"*\",EQ$100:EQ$5100,0)+1,1))),\"\",INDEX(EQ$100:EQ$5100,MATCH($G6065&\"*\",EQ$100:EQ$5100,0)+1,1))","v":""},{"$f":"IF(OR(ER$100=\"\",ISERROR(INDEX(ER$100:ER$5100,MATCH($G6065&\"*\",ER$100:ER$5100,0)+1,1))),\"\",INDEX(ER$100:ER$5100,MATCH($G6065&\"*\",ER$100:ER$5100,0)+1,1))","v":""},{"$f":"IF(OR(ES$100=\"\",ISERROR(INDEX(ES$100:ES$5100,MATCH($G6065&\"*\",ES$100:ES$5100,0)+1,1))),\"\",INDEX(ES$100:ES$5100,MATCH($G6065&\"*\",ES$100:ES$5100,0)+1,1))","v":""},{"$f":"IF(OR(ET$100=\"\",ISERROR(INDEX(ET$100:ET$5100,MATCH($G6065&\"*\",ET$100:ET$5100,0)+1,1))),\"\",INDEX(ET$100:ET$5100,MATCH($G6065&\"*\",ET$100:ET$5100,0)+1,1))","v":""},{"$f":"IF(OR(EU$100=\"\",ISERROR(INDEX(EU$100:EU$5100,MATCH($G6065&\"*\",EU$100:EU$5100,0)+1,1))),\"\",INDEX(EU$100:EU$5100,MATCH($G6065&\"*\",EU$100:EU$5100,0)+1,1))","v":""},{"$f":"IF(OR(EV$100=\"\",ISERROR(INDEX(EV$100:EV$5100,MATCH($G6065&\"*\",EV$100:EV$5100,0)+1,1))),\"\",INDEX(EV$100:EV$5100,MATCH($G6065&\"*\",EV$100:EV$5100,0)+1,1))","v":""},{"$f":"IF(OR(EW$100=\"\",ISERROR(INDEX(EW$100:EW$5100,MATCH($G6065&\"*\",EW$100:EW$5100,0)+1,1))),\"\",INDEX(EW$100:EW$5100,MATCH($G6065&\"*\",EW$100:EW$5100,0)+1,1))","v":""},{"$f":"IF(OR(EX$100=\"\",ISERROR(INDEX(EX$100:EX$5100,MATCH($G6065&\"*\",EX$100:EX$5100,0)+1,1))),\"\",INDEX(EX$100:EX$5100,MATCH($G6065&\"*\",EX$100:EX$5100,0)+1,1))","v":""},{"$f":"IF(OR(EY$100=\"\",ISERROR(INDEX(EY$100:EY$5100,MATCH($G6065&\"*\",EY$100:EY$5100,0)+1,1))),\"\",INDEX(EY$100:EY$5100,MATCH($G6065&\"*\",EY$100:EY$5100,0)+1,1))","v":""},{"$f":"IF(OR(EZ$100=\"\",ISERROR(INDEX(EZ$100:EZ$5100,MATCH($G6065&\"*\",EZ$100:EZ$5100,0)+1,1))),\"\",INDEX(EZ$100:EZ$5100,MATCH($G6065&\"*\",EZ$100:EZ$5100,0)+1,1))","v":""},{"$f":"IF(OR(FA$100=\"\",ISERROR(INDEX(FA$100:FA$5100,MATCH($G6065&\"*\",FA$100:FA$5100,0)+1,1))),\"\",INDEX(FA$100:FA$5100,MATCH($G6065&\"*\",FA$100:FA$5100,0)+1,1))","v":""},{"$f":"IF(OR(FB$100=\"\",ISERROR(INDEX(FB$100:FB$5100,MATCH($G6065&\"*\",FB$100:FB$5100,0)+1,1))),\"\",INDEX(FB$100:FB$5100,MATCH($G6065&\"*\",FB$100:FB$5100,0)+1,1))","v":""},{"$f":"IF(OR(FC$100=\"\",ISERROR(INDEX(FC$100:FC$5100,MATCH($G6065&\"*\",FC$100:FC$5100,0)+1,1))),\"\",INDEX(FC$100:FC$5100,MATCH($G6065&\"*\",FC$100:FC$5100,0)+1,1))","v":""},{"$f":"IF(OR(FD$100=\"\",ISERROR(INDEX(FD$100:FD$5100,MATCH($G6065&\"*\",FD$100:FD$5100,0)+1,1))),\"\",INDEX(FD$100:FD$5100,MATCH($G6065&\"*\",FD$100:FD$5100,0)+1,1))","v":""},{"$f":"IF(OR(FE$100=\"\",ISERROR(INDEX(FE$100:FE$5100,MATCH($G6065&\"*\",FE$100:FE$5100,0)+1,1))),\"\",INDEX(FE$100:FE$5100,MATCH($G6065&\"*\",FE$100:FE$5100,0)+1,1))","v":""},{"$f":"IF(OR(FF$100=\"\",ISERROR(INDEX(FF$100:FF$5100,MATCH($G6065&\"*\",FF$100:FF$5100,0)+1,1))),\"\",INDEX(FF$100:FF$5100,MATCH($G6065&\"*\",FF$100:FF$5100,0)+1,1))","v":""},{"$f":"IF(OR(FG$100=\"\",ISERROR(INDEX(FG$100:FG$5100,MATCH($G6065&\"*\",FG$100:FG$5100,0)+1,1))),\"\",INDEX(FG$100:FG$5100,MATCH($G6065&\"*\",FG$100:FG$5100,0)+1,1))","v":""},{"$f":"IF(OR(FH$100=\"\",ISERROR(INDEX(FH$100:FH$5100,MATCH($G6065&\"*\",FH$100:FH$5100,0)+1,1))),\"\",INDEX(FH$100:FH$5100,MATCH($G6065&\"*\",FH$100:FH$5100,0)+1,1))","v":""},{"$f":"IF(OR(FI$100=\"\",ISERROR(INDEX(FI$100:FI$5100,MATCH($G6065&\"*\",FI$100:FI$5100,0)+1,1))),\"\",INDEX(FI$100:FI$5100,MATCH($G6065&\"*\",FI$100:FI$5100,0)+1,1))","v":""},{"$f":"IF(OR(FJ$100=\"\",ISERROR(INDEX(FJ$100:FJ$5100,MATCH($G6065&\"*\",FJ$100:FJ$5100,0)+1,1))),\"\",INDEX(FJ$100:FJ$5100,MATCH($G6065&\"*\",FJ$100:FJ$5100,0)+1,1))","v":""},{"$f":"IF(OR(FK$100=\"\",ISERROR(INDEX(FK$100:FK$5100,MATCH($G6065&\"*\",FK$100:FK$5100,0)+1,1))),\"\",INDEX(FK$100:FK$5100,MATCH($G6065&\"*\",FK$100:FK$5100,0)+1,1))","v":""},{"$f":"IF(OR(FL$100=\"\",ISERROR(INDEX(FL$100:FL$5100,MATCH($G6065&\"*\",FL$100:FL$5100,0)+1,1))),\"\",INDEX(FL$100:FL$5100,MATCH($G6065&\"*\",FL$100:FL$5100,0)+1,1))","v":""},{"$f":"IF(OR(FM$100=\"\",ISERROR(INDEX(FM$100:FM$5100,MATCH($G6065&\"*\",FM$100:FM$5100,0)+1,1))),\"\",INDEX(FM$100:FM$5100,MATCH($G6065&\"*\",FM$100:FM$5100,0)+1,1))","v":""},{"$f":"IF(OR(FN$100=\"\",ISERROR(INDEX(FN$100:FN$5100,MATCH($G6065&\"*\",FN$100:FN$5100,0)+1,1))),\"\",INDEX(FN$100:FN$5100,MATCH($G6065&\"*\",FN$100:FN$5100,0)+1,1))","v":""},{"$f":"IF(OR(FO$100=\"\",ISERROR(INDEX(FO$100:FO$5100,MATCH($G6065&\"*\",FO$100:FO$5100,0)+1,1))),\"\",INDEX(FO$100:FO$5100,MATCH($G6065&\"*\",FO$100:FO$5100,0)+1,1))","v":""},{"$f":"IF(OR(FP$100=\"\",ISERROR(INDEX(FP$100:FP$5100,MATCH($G6065&\"*\",FP$100:FP$5100,0)+1,1))),\"\",INDEX(FP$100:FP$5100,MATCH($G6065&\"*\",FP$100:FP$5100,0)+1,1))","v":""},{"$f":"IF(OR(FQ$100=\"\",ISERROR(INDEX(FQ$100:FQ$5100,MATCH($G6065&\"*\",FQ$100:FQ$5100,0)+1,1))),\"\",INDEX(FQ$100:FQ$5100,MATCH($G6065&\"*\",FQ$100:FQ$5100,0)+1,1))","v":""},{"$f":"IF(OR(FR$100=\"\",ISERROR(INDEX(FR$100:FR$5100,MATCH($G6065&\"*\",FR$100:FR$5100,0)+1,1))),\"\",INDEX(FR$100:FR$5100,MATCH($G6065&\"*\",FR$100:FR$5100,0)+1,1))","v":""},{"$f":"IF(OR(FS$100=\"\",ISERROR(INDEX(FS$100:FS$5100,MATCH($G6065&\"*\",FS$100:FS$5100,0)+1,1))),\"\",INDEX(FS$100:FS$5100,MATCH($G6065&\"*\",FS$100:FS$5100,0)+1,1))","v":""},{"$f":"IF(OR(FT$100=\"\",ISERROR(INDEX(FT$100:FT$5100,MATCH($G6065&\"*\",FT$100:FT$5100,0)+1,1))),\"\",INDEX(FT$100:FT$5100,MATCH($G6065&\"*\",FT$100:FT$5100,0)+1,1))","v":""},{"$f":"IF(OR(FU$100=\"\",ISERROR(INDEX(FU$100:FU$5100,MATCH($G6065&\"*\",FU$100:FU$5100,0)+1,1))),\"\",INDEX(FU$100:FU$5100,MATCH($G6065&\"*\",FU$100:FU$5100,0)+1,1))","v":""},{"$f":"IF(OR(FV$100=\"\",ISERROR(INDEX(FV$100:FV$5100,MATCH($G6065&\"*\",FV$100:FV$5100,0)+1,1))),\"\",INDEX(FV$100:FV$5100,MATCH($G6065&\"*\",FV$100:FV$5100,0)+1,1))","v":""},{"$f":"IF(OR(FW$100=\"\",ISERROR(INDEX(FW$100:FW$5100,MATCH($G6065&\"*\",FW$100:FW$5100,0)+1,1))),\"\",INDEX(FW$100:FW$5100,MATCH($G6065&\"*\",FW$100:FW$5100,0)+1,1))","v":""},{"$f":"IF(OR(FX$100=\"\",ISERROR(INDEX(FX$100:FX$5100,MATCH($G6065&\"*\",FX$100:FX$5100,0)+1,1))),\"\",INDEX(FX$100:FX$5100,MATCH($G6065&\"*\",FX$100:FX$5100,0)+1,1))","v":""},{"$f":"IF(OR(FY$100=\"\",ISERROR(INDEX(FY$100:FY$5100,MATCH($G6065&\"*\",FY$100:FY$5100,0)+1,1))),\"\",INDEX(FY$100:FY$5100,MATCH($G6065&\"*\",FY$100:FY$5100,0)+1,1))","v":""},{"$f":"IF(OR(FZ$100=\"\",ISERROR(INDEX(FZ$100:FZ$5100,MATCH($G6065&\"*\",FZ$100:FZ$5100,0)+1,1))),\"\",INDEX(FZ$100:FZ$5100,MATCH($G6065&\"*\",FZ$100:FZ$5100,0)+1,1))","v":""},{"$f":"IF(OR(GA$100=\"\",ISERROR(INDEX(GA$100:GA$5100,MATCH($G6065&\"*\",GA$100:GA$5100,0)+1,1))),\"\",INDEX(GA$100:GA$5100,MATCH($G6065&\"*\",GA$100:GA$5100,0)+1,1))","v":""},{"$f":"IF(OR(GB$100=\"\",ISERROR(INDEX(GB$100:GB$5100,MATCH($G6065&\"*\",GB$100:GB$5100,0)+1,1))),\"\",INDEX(GB$100:GB$5100,MATCH($G6065&\"*\",GB$100:GB$5100,0)+1,1))","v":""},{"$f":"IF(OR(GC$100=\"\",ISERROR(INDEX(GC$100:GC$5100,MATCH($G6065&\"*\",GC$100:GC$5100,0)+1,1))),\"\",INDEX(GC$100:GC$5100,MATCH($G6065&\"*\",GC$100:GC$5100,0)+1,1))","v":""},{"$f":"IF(OR(GD$100=\"\",ISERROR(INDEX(GD$100:GD$5100,MATCH($G6065&\"*\",GD$100:GD$5100,0)+1,1))),\"\",INDEX(GD$100:GD$5100,MATCH($G6065&\"*\",GD$100:GD$5100,0)+1,1))","v":""},{"$f":"IF(OR(GE$100=\"\",ISERROR(INDEX(GE$100:GE$5100,MATCH($G6065&\"*\",GE$100:GE$5100,0)+1,1))),\"\",INDEX(GE$100:GE$5100,MATCH($G6065&\"*\",GE$100:GE$5100,0)+1,1))","v":""},{"$f":"IF(OR(GF$100=\"\",ISERROR(INDEX(GF$100:GF$5100,MATCH($G6065&\"*\",GF$100:GF$5100,0)+1,1))),\"\",INDEX(GF$100:GF$5100,MATCH($G6065&\"*\",GF$100:GF$5100,0)+1,1))","v":""},{"$f":"IF(OR(GG$100=\"\",ISERROR(INDEX(GG$100:GG$5100,MATCH($G6065&\"*\",GG$100:GG$5100,0)+1,1))),\"\",INDEX(GG$100:GG$5100,MATCH($G6065&\"*\",GG$100:GG$5100,0)+1,1))","v":""},{"$f":"IF(OR(GH$100=\"\",ISERROR(INDEX(GH$100:GH$5100,MATCH($G6065&\"*\",GH$100:GH$5100,0)+1,1))),\"\",INDEX(GH$100:GH$5100,MATCH($G6065&\"*\",GH$100:GH$5100,0)+1,1))","v":""},{"$f":"IF(OR(GI$100=\"\",ISERROR(INDEX(GI$100:GI$5100,MATCH($G6065&\"*\",GI$100:GI$5100,0)+1,1))),\"\",INDEX(GI$100:GI$5100,MATCH($G6065&\"*\",GI$100:GI$5100,0)+1,1))","v":""},{"$f":"IF(OR(GJ$100=\"\",ISERROR(INDEX(GJ$100:GJ$5100,MATCH($G6065&\"*\",GJ$100:GJ$5100,0)+1,1))),\"\",INDEX(GJ$100:GJ$5100,MATCH($G6065&\"*\",GJ$100:GJ$5100,0)+1,1))","v":""},{"$f":"IF(OR(GK$100=\"\",ISERROR(INDEX(GK$100:GK$5100,MATCH($G6065&\"*\",GK$100:GK$5100,0)+1,1))),\"\",INDEX(GK$100:GK$5100,MATCH($G6065&\"*\",GK$100:GK$5100,0)+1,1))","v":""},{"$f":"IF(OR(GL$100=\"\",ISERROR(INDEX(GL$100:GL$5100,MATCH($G6065&\"*\",GL$100:GL$5100,0)+1,1))),\"\",INDEX(GL$100:GL$5100,MATCH($G6065&\"*\",GL$100:GL$5100,0)+1,1))","v":""},{"$f":"IF(OR(GM$100=\"\",ISERROR(INDEX(GM$100:GM$5100,MATCH($G6065&\"*\",GM$100:GM$5100,0)+1,1))),\"\",INDEX(GM$100:GM$5100,MATCH($G6065&\"*\",GM$100:GM$5100,0)+1,1))","v":""},{"$f":"IF(OR(GN$100=\"\",ISERROR(INDEX(GN$100:GN$5100,MATCH($G6065&\"*\",GN$100:GN$5100,0)+1,1))),\"\",INDEX(GN$100:GN$5100,MATCH($G6065&\"*\",GN$100:GN$5100,0)+1,1))","v":""},{"$f":"IF(OR(GO$100=\"\",ISERROR(INDEX(GO$100:GO$5100,MATCH($G6065&\"*\",GO$100:GO$5100,0)+1,1))),\"\",INDEX(GO$100:GO$5100,MATCH($G6065&\"*\",GO$100:GO$5100,0)+1,1))","v":""},{"$f":"IF(OR(GP$100=\"\",ISERROR(INDEX(GP$100:GP$5100,MATCH($G6065&\"*\",GP$100:GP$5100,0)+1,1))),\"\",INDEX(GP$100:GP$5100,MATCH($G6065&\"*\",GP$100:GP$5100,0)+1,1))","v":""},{"$f":"IF(OR(GQ$100=\"\",ISERROR(INDEX(GQ$100:GQ$5100,MATCH($G6065&\"*\",GQ$100:GQ$5100,0)+1,1))),\"\",INDEX(GQ$100:GQ$5100,MATCH($G6065&\"*\",GQ$100:GQ$5100,0)+1,1))","v":""},{"$f":"IF(OR(GR$100=\"\",ISERROR(INDEX(GR$100:GR$5100,MATCH($G6065&\"*\",GR$100:GR$5100,0)+1,1))),\"\",INDEX(GR$100:GR$5100,MATCH($G6065&\"*\",GR$100:GR$5100,0)+1,1))","v":""},{"$f":"IF(OR(GS$100=\"\",ISERROR(INDEX(GS$100:GS$5100,MATCH($G6065&\"*\",GS$100:GS$5100,0)+1,1))),\"\",INDEX(GS$100:GS$5100,MATCH($G6065&\"*\",GS$100:GS$5100,0)+1,1))","v":""},{"$f":"IF(OR(GT$100=\"\",ISERROR(INDEX(GT$100:GT$5100,MATCH($G6065&\"*\",GT$100:GT$5100,0)+1,1))),\"\",INDEX(GT$100:GT$5100,MATCH($G6065&\"*\",GT$100:GT$5100,0)+1,1))","v":""},{"$f":"IF(OR(GU$100=\"\",ISERROR(INDEX(GU$100:GU$5100,MATCH($G6065&\"*\",GU$100:GU$5100,0)+1,1))),\"\",INDEX(GU$100:GU$5100,MATCH($G6065&\"*\",GU$100:GU$5100,0)+1,1))","v":""},{"$f":"IF(OR(GV$100=\"\",ISERROR(INDEX(GV$100:GV$5100,MATCH($G6065&\"*\",GV$100:GV$5100,0)+1,1))),\"\",INDEX(GV$100:GV$5100,MATCH($G6065&\"*\",GV$100:GV$5100,0)+1,1))","v":""},{"$f":"IF(OR(GW$100=\"\",ISERROR(INDEX(GW$100:GW$5100,MATCH($G6065&\"*\",GW$100:GW$5100,0)+1,1))),\"\",INDEX(GW$100:GW$5100,MATCH($G6065&\"*\",GW$100:GW$5100,0)+1,1))","v":""},{"$f":"IF(OR(GX$100=\"\",ISERROR(INDEX(GX$100:GX$5100,MATCH($G6065&\"*\",GX$100:GX$5100,0)+1,1))),\"\",INDEX(GX$100:GX$5100,MATCH($G6065&\"*\",GX$100:GX$5100,0)+1,1))","v":""},{"$f":"IF(OR(GY$100=\"\",ISERROR(INDEX(GY$100:GY$5100,MATCH($G6065&\"*\",GY$100:GY$5100,0)+1,1))),\"\",INDEX(GY$100:GY$5100,MATCH($G6065&\"*\",GY$100:GY$5100,0)+1,1))","v":""},{"$f":"IF(OR(GZ$100=\"\",ISERROR(INDEX(GZ$100:GZ$5100,MATCH($G6065&\"*\",GZ$100:GZ$5100,0)+1,1))),\"\",INDEX(GZ$100:GZ$5100,MATCH($G6065&\"*\",GZ$100:GZ$5100,0)+1,1))","v":""},{"$f":"IF(OR(HA$100=\"\",ISERROR(INDEX(HA$100:HA$5100,MATCH($G6065&\"*\",HA$100:HA$5100,0)+1,1))),\"\",INDEX(HA$100:HA$5100,MATCH($G6065&\"*\",HA$100:HA$5100,0)+1,1))","v":""},{"$f":"IF(OR(HB$100=\"\",ISERROR(INDEX(HB$100:HB$5100,MATCH($G6065&\"*\",HB$100:HB$5100,0)+1,1))),\"\",INDEX(HB$100:HB$5100,MATCH($G6065&\"*\",HB$100:HB$5100,0)+1,1))","v":""},{"$f":"IF(OR(HC$100=\"\",ISERROR(INDEX(HC$100:HC$5100,MATCH($G6065&\"*\",HC$100:HC$5100,0)+1,1))),\"\",INDEX(HC$100:HC$5100,MATCH($G6065&\"*\",HC$100:HC$5100,0)+1,1))","v":""},{"$f":"IF(OR(HD$100=\"\",ISERROR(INDEX(HD$100:HD$5100,MATCH($G6065&\"*\",HD$100:HD$5100,0)+1,1))),\"\",INDEX(HD$100:HD$5100,MATCH($G6065&\"*\",HD$100:HD$5100,0)+1,1))","v":""},{"$f":"IF(OR(HE$100=\"\",ISERROR(INDEX(HE$100:HE$5100,MATCH($G6065&\"*\",HE$100:HE$5100,0)+1,1))),\"\",INDEX(HE$100:HE$5100,MATCH($G6065&\"*\",HE$100:HE$5100,0)+1,1))","v":""},{"$f":"IF(OR(HF$100=\"\",ISERROR(INDEX(HF$100:HF$5100,MATCH($G6065&\"*\",HF$100:HF$5100,0)+1,1))),\"\",INDEX(HF$100:HF$5100,MATCH($G6065&\"*\",HF$100:HF$5100,0)+1,1))","v":""},{"$f":"IF(OR(HG$100=\"\",ISERROR(INDEX(HG$100:HG$5100,MATCH($G6065&\"*\",HG$100:HG$5100,0)+1,1))),\"\",INDEX(HG$100:HG$5100,MATCH($G6065&\"*\",HG$100:HG$5100,0)+1,1))","v":""},{"$f":"IF(OR(HH$100=\"\",ISERROR(INDEX(HH$100:HH$5100,MATCH($G6065&\"*\",HH$100:HH$5100,0)+1,1))),\"\",INDEX(HH$100:HH$5100,MATCH($G6065&\"*\",HH$100:HH$5100,0)+1,1))","v":""},{"$f":"IF(OR(HI$100=\"\",ISERROR(INDEX(HI$100:HI$5100,MATCH($G6065&\"*\",HI$100:HI$5100,0)+1,1))),\"\",INDEX(HI$100:HI$5100,MATCH($G6065&\"*\",HI$100:HI$5100,0)+1,1))","v":""},{"$f":"IF(OR(HJ$100=\"\",ISERROR(INDEX(HJ$100:HJ$5100,MATCH($G6065&\"*\",HJ$100:HJ$5100,0)+1,1))),\"\",INDEX(HJ$100:HJ$5100,MATCH($G6065&\"*\",HJ$100:HJ$5100,0)+1,1))","v":""},{"$f":"IF(OR(HK$100=\"\",ISERROR(INDEX(HK$100:HK$5100,MATCH($G6065&\"*\",HK$100:HK$5100,0)+1,1))),\"\",INDEX(HK$100:HK$5100,MATCH($G6065&\"*\",HK$100:HK$5100,0)+1,1))","v":""},{"$f":"IF(OR(HL$100=\"\",ISERROR(INDEX(HL$100:HL$5100,MATCH($G6065&\"*\",HL$100:HL$5100,0)+1,1))),\"\",INDEX(HL$100:HL$5100,MATCH($G6065&\"*\",HL$100:HL$5100,0)+1,1))","v":""},{"$f":"IF(OR(HM$100=\"\",ISERROR(INDEX(HM$100:HM$5100,MATCH($G6065&\"*\",HM$100:HM$5100,0)+1,1))),\"\",INDEX(HM$100:HM$5100,MATCH($G6065&\"*\",HM$100:HM$5100,0)+1,1))","v":""},{"$f":"IF(OR(HN$100=\"\",ISERROR(INDEX(HN$100:HN$5100,MATCH($G6065&\"*\",HN$100:HN$5100,0)+1,1))),\"\",INDEX(HN$100:HN$5100,MATCH($G6065&\"*\",HN$100:HN$5100,0)+1,1))","v":""},{"$f":"IF(OR(HO$100=\"\",ISERROR(INDEX(HO$100:HO$5100,MATCH($G6065&\"*\",HO$100:HO$5100,0)+1,1))),\"\",INDEX(HO$100:HO$5100,MATCH($G6065&\"*\",HO$100:HO$5100,0)+1,1))","v":""},{"$f":"IF(OR(HP$100=\"\",ISERROR(INDEX(HP$100:HP$5100,MATCH($G6065&\"*\",HP$100:HP$5100,0)+1,1))),\"\",INDEX(HP$100:HP$5100,MATCH($G6065&\"*\",HP$100:HP$5100,0)+1,1))","v":""},{"$f":"IF(OR(HQ$100=\"\",ISERROR(INDEX(HQ$100:HQ$5100,MATCH($G6065&\"*\",HQ$100:HQ$5100,0)+1,1))),\"\",INDEX(HQ$100:HQ$5100,MATCH($G6065&\"*\",HQ$100:HQ$5100,0)+1,1))","v":""},{"$f":"IF(OR(HR$100=\"\",ISERROR(INDEX(HR$100:HR$5100,MATCH($G6065&\"*\",HR$100:HR$5100,0)+1,1))),\"\",INDEX(HR$100:HR$5100,MATCH($G6065&\"*\",HR$100:HR$5100,0)+1,1))","v":""},{"$f":"IF(OR(HS$100=\"\",ISERROR(INDEX(HS$100:HS$5100,MATCH($G6065&\"*\",HS$100:HS$5100,0)+1,1))),\"\",INDEX(HS$100:HS$5100,MATCH($G6065&\"*\",HS$100:HS$5100,0)+1,1))","v":""},{"$f":"IF(OR(HT$100=\"\",ISERROR(INDEX(HT$100:HT$5100,MATCH($G6065&\"*\",HT$100:HT$5100,0)+1,1))),\"\",INDEX(HT$100:HT$5100,MATCH($G6065&\"*\",HT$100:HT$5100,0)+1,1))","v":""},{"$f":"IF(OR(HU$100=\"\",ISERROR(INDEX(HU$100:HU$5100,MATCH($G6065&\"*\",HU$100:HU$5100,0)+1,1))),\"\",INDEX(HU$100:HU$5100,MATCH($G6065&\"*\",HU$100:HU$5100,0)+1,1))","v":""},{"$f":"IF(OR(HV$100=\"\",ISERROR(INDEX(HV$100:HV$5100,MATCH($G6065&\"*\",HV$100:HV$5100,0)+1,1))),\"\",INDEX(HV$100:HV$5100,MATCH($G6065&\"*\",HV$100:HV$5100,0)+1,1))","v":""},{"$f":"IF(OR(HW$100=\"\",ISERROR(INDEX(HW$100:HW$5100,MATCH($G6065&\"*\",HW$100:HW$5100,0)+1,1))),\"\",INDEX(HW$100:HW$5100,MATCH($G6065&\"*\",HW$100:HW$5100,0)+1,1))","v":""},{"$f":"IF(OR(HX$100=\"\",ISERROR(INDEX(HX$100:HX$5100,MATCH($G6065&\"*\",HX$100:HX$5100,0)+1,1))),\"\",INDEX(HX$100:HX$5100,MATCH($G6065&\"*\",HX$100:HX$5100,0)+1,1))","v":""},{"$f":"IF(OR(HY$100=\"\",ISERROR(INDEX(HY$100:HY$5100,MATCH($G6065&\"*\",HY$100:HY$5100,0)+1,1))),\"\",INDEX(HY$100:HY$5100,MATCH($G6065&\"*\",HY$100:HY$5100,0)+1,1))","v":""},{"$f":"IF(OR(HZ$100=\"\",ISERROR(INDEX(HZ$100:HZ$5100,MATCH($G6065&\"*\",HZ$100:HZ$5100,0)+1,1))),\"\",INDEX(HZ$100:HZ$5100,MATCH($G6065&\"*\",HZ$100:HZ$5100,0)+1,1))","v":""},{"$f":"IF(OR(IA$100=\"\",ISERROR(INDEX(IA$100:IA$5100,MATCH($G6065&\"*\",IA$100:IA$5100,0)+1,1))),\"\",INDEX(IA$100:IA$5100,MATCH($G6065&\"*\",IA$100:IA$5100,0)+1,1))","v":""},{"$f":"IF(OR(IB$100=\"\",ISERROR(INDEX(IB$100:IB$5100,MATCH($G6065&\"*\",IB$100:IB$5100,0)+1,1))),\"\",INDEX(IB$100:IB$5100,MATCH($G6065&\"*\",IB$100:IB$5100,0)+1,1))","v":""},{"$f":"IF(OR(IC$100=\"\",ISERROR(INDEX(IC$100:IC$5100,MATCH($G6065&\"*\",IC$100:IC$5100,0)+1,1))),\"\",INDEX(IC$100:IC$5100,MATCH($G6065&\"*\",IC$100:IC$5100,0)+1,1))","v":""},{"$f":"IF(OR(ID$100=\"\",ISERROR(INDEX(ID$100:ID$5100,MATCH($G6065&\"*\",ID$100:ID$5100,0)+1,1))),\"\",INDEX(ID$100:ID$5100,MATCH($G6065&\"*\",ID$100:ID$5100,0)+1,1))","v":""},{"$f":"IF(OR(IE$100=\"\",ISERROR(INDEX(IE$100:IE$5100,MATCH($G6065&\"*\",IE$100:IE$5100,0)+1,1))),\"\",INDEX(IE$100:IE$5100,MATCH($G6065&\"*\",IE$100:IE$5100,0)+1,1))","v":""},{"$f":"IF(OR(IF$100=\"\",ISERROR(INDEX(IF$100:IF$5100,MATCH($G6065&\"*\",IF$100:IF$5100,0)+1,1))),\"\",INDEX(IF$100:IF$5100,MATCH($G6065&\"*\",IF$100:IF$5100,0)+1,1))","v":""},{"$f":"IF(OR(IG$100=\"\",ISERROR(INDEX(IG$100:IG$5100,MATCH($G6065&\"*\",IG$100:IG$5100,0)+1,1))),\"\",INDEX(IG$100:IG$5100,MATCH($G6065&\"*\",IG$100:IG$5100,0)+1,1))","v":""},{"$f":"IF(OR(IH$100=\"\",ISERROR(INDEX(IH$100:IH$5100,MATCH($G6065&\"*\",IH$100:IH$5100,0)+1,1))),\"\",INDEX(IH$100:IH$5100,MATCH($G6065&\"*\",IH$100:IH$5100,0)+1,1))","v":""},{"$f":"IF(OR(II$100=\"\",ISERROR(INDEX(II$100:II$5100,MATCH($G6065&\"*\",II$100:II$5100,0)+1,1))),\"\",INDEX(II$100:II$5100,MATCH($G6065&\"*\",II$100:II$5100,0)+1,1))","v":""},{"$f":"IF(OR(IJ$100=\"\",ISERROR(INDEX(IJ$100:IJ$5100,MATCH($G6065&\"*\",IJ$100:IJ$5100,0)+1,1))),\"\",INDEX(IJ$100:IJ$5100,MATCH($G6065&\"*\",IJ$100:IJ$5100,0)+1,1))","v":""},{"$f":"IF(OR(IK$100=\"\",ISERROR(INDEX(IK$100:IK$5100,MATCH($G6065&\"*\",IK$100:IK$5100,0)+1,1))),\"\",INDEX(IK$100:IK$5100,MATCH($G6065&\"*\",IK$100:IK$5100,0)+1,1))","v":""},{"$f":"IF(OR(IL$100=\"\",ISERROR(INDEX(IL$100:IL$5100,MATCH($G6065&\"*\",IL$100:IL$5100,0)+1,1))),\"\",INDEX(IL$100:IL$5100,MATCH($G6065&\"*\",IL$100:IL$5100,0)+1,1))","v":""},{"$f":"IF(OR(IM$100=\"\",ISERROR(INDEX(IM$100:IM$5100,MATCH($G6065&\"*\",IM$100:IM$5100,0)+1,1))),\"\",INDEX(IM$100:IM$5100,MATCH($G6065&\"*\",IM$100:IM$5100,0)+1,1))","v":""},{"$f":"IF(OR(IN$100=\"\",ISERROR(INDEX(IN$100:IN$5100,MATCH($G6065&\"*\",IN$100:IN$5100,0)+1,1))),\"\",INDEX(IN$100:IN$5100,MATCH($G6065&\"*\",IN$100:IN$5100,0)+1,1))","v":""},{"$f":"IF(OR(IO$100=\"\",ISERROR(INDEX(IO$100:IO$5100,MATCH($G6065&\"*\",IO$100:IO$5100,0)+1,1))),\"\",INDEX(IO$100:IO$5100,MATCH($G6065&\"*\",IO$100:IO$5100,0)+1,1))","v":""},{"$f":"IF(OR(IP$100=\"\",ISERROR(INDEX(IP$100:IP$5100,MATCH($G6065&\"*\",IP$100:IP$5100,0)+1,1))),\"\",INDEX(IP$100:IP$5100,MATCH($G6065&\"*\",IP$100:IP$5100,0)+1,1))","v":""},{"$f":"IF(OR(IQ$100=\"\",ISERROR(INDEX(IQ$100:IQ$5100,MATCH($G6065&\"*\",IQ$100:IQ$5100,0)+1,1))),\"\",INDEX(IQ$100:IQ$5100,MATCH($G6065&\"*\",IQ$100:IQ$5100,0)+1,1))","v":""},{"$f":"IF(OR(IR$100=\"\",ISERROR(INDEX(IR$100:IR$5100,MATCH($G6065&\"*\",IR$100:IR$5100,0)+1,1))),\"\",INDEX(IR$100:IR$5100,MATCH($G6065&\"*\",IR$100:IR$5100,0)+1,1))","v":""},{"$f":"IF(OR(IS$100=\"\",ISERROR(INDEX(IS$100:IS$5100,MATCH($G6065&\"*\",IS$100:IS$5100,0)+1,1))),\"\",INDEX(IS$100:IS$5100,MATCH($G6065&\"*\",IS$100:IS$5100,0)+1,1))","v":""},{"$f":"IF(OR(IT$100=\"\",ISERROR(INDEX(IT$100:IT$5100,MATCH($G6065&\"*\",IT$100:IT$5100,0)+1,1))),\"\",INDEX(IT$100:IT$5100,MATCH($G6065&\"*\",IT$100:IT$5100,0)+1,1))","v":""},{"$f":"IF(OR(IU$100=\"\",ISERROR(INDEX(IU$100:IU$5100,MATCH($G6065&\"*\",IU$100:IU$5100,0)+1,1))),\"\",INDEX(IU$100:IU$5100,MATCH($G6065&\"*\",IU$100:IU$5100,0)+1,1))","v":""},{"$f":"IF(OR(IV$100=\"\",ISERROR(INDEX(IV$100:IV$5100,MATCH($G6065&\"*\",IV$100:IV$5100,0)+1,1))),\"\",INDEX(IV$100:IV$5100,MATCH($G6065&\"*\",IV$100:IV$5100,0)+1,1))","v":""},{"$f":"IF(OR(IW$100=\"\",ISERROR(INDEX(IW$100:IW$5100,MATCH($G6065&\"*\",IW$100:IW$5100,0)+1,1))),\"\",INDEX(IW$100:IW$5100,MATCH($G6065&\"*\",IW$100:IW$5100,0)+1,1))","v":""},{"$f":"IF(OR(IX$100=\"\",ISERROR(INDEX(IX$100:IX$5100,MATCH($G6065&\"*\",IX$100:IX$5100,0)+1,1))),\"\",INDEX(IX$100:IX$5100,MATCH($G6065&\"*\",IX$100:IX$5100,0)+1,1))","v":""},{"$f":"IF(OR(IY$100=\"\",ISERROR(INDEX(IY$100:IY$5100,MATCH($G6065&\"*\",IY$100:IY$5100,0)+1,1))),\"\",INDEX(IY$100:IY$5100,MATCH($G6065&\"*\",IY$100:IY$5100,0)+1,1))","v":""},{"$f":"IF(OR(IZ$100=\"\",ISERROR(INDEX(IZ$100:IZ$5100,MATCH($G6065&\"*\",IZ$100:IZ$5100,0)+1,1))),\"\",INDEX(IZ$100:IZ$5100,MATCH($G6065&\"*\",IZ$100:IZ$5100,0)+1,1))","v":""},{"$f":"IF(OR(JA$100=\"\",ISERROR(INDEX(JA$100:JA$5100,MATCH($G6065&\"*\",JA$100:JA$5100,0)+1,1))),\"\",INDEX(JA$100:JA$5100,MATCH($G6065&\"*\",JA$100:JA$5100,0)+1,1))","v":""},{"$f":"IF(OR(JB$100=\"\",ISERROR(INDEX(JB$100:JB$5100,MATCH($G6065&\"*\",JB$100:JB$5100,0)+1,1))),\"\",INDEX(JB$100:JB$5100,MATCH($G6065&\"*\",JB$100:JB$5100,0)+1,1))","v":""},{"$f":"IF(OR(JC$100=\"\",ISERROR(INDEX(JC$100:JC$5100,MATCH($G6065&\"*\",JC$100:JC$5100,0)+1,1))),\"\",INDEX(JC$100:JC$5100,MATCH($G6065&\"*\",JC$100:JC$5100,0)+1,1))","v":""},{"$f":"IF(OR(JD$100=\"\",ISERROR(INDEX(JD$100:JD$5100,MATCH($G6065&\"*\",JD$100:JD$5100,0)+1,1))),\"\",INDEX(JD$100:JD$5100,MATCH($G6065&\"*\",JD$100:JD$5100,0)+1,1))","v":""},{"$f":"IF(OR(JE$100=\"\",ISERROR(INDEX(JE$100:JE$5100,MATCH($G6065&\"*\",JE$100:JE$5100,0)+1,1))),\"\",INDEX(JE$100:JE$5100,MATCH($G6065&\"*\",JE$100:JE$5100,0)+1,1))","v":""},{"$f":"IF(OR(JF$100=\"\",ISERROR(INDEX(JF$100:JF$5100,MATCH($G6065&\"*\",JF$100:JF$5100,0)+1,1))),\"\",INDEX(JF$100:JF$5100,MATCH($G6065&\"*\",JF$100:JF$5100,0)+1,1))","v":""},{"$f":"IF(OR(JG$100=\"\",ISERROR(INDEX(JG$100:JG$5100,MATCH($G6065&\"*\",JG$100:JG$5100,0)+1,1))),\"\",INDEX(JG$100:JG$5100,MATCH($G6065&\"*\",JG$100:JG$5100,0)+1,1))","v":""},{"$f":"IF(OR(JH$100=\"\",ISERROR(INDEX(JH$100:JH$5100,MATCH($G6065&\"*\",JH$100:JH$5100,0)+1,1))),\"\",INDEX(JH$100:JH$5100,MATCH($G6065&\"*\",JH$100:JH$5100,0)+1,1))","v":""},{"$f":"IF(OR(JI$100=\"\",ISERROR(INDEX(JI$100:JI$5100,MATCH($G6065&\"*\",JI$100:JI$5100,0)+1,1))),\"\",INDEX(JI$100:JI$5100,MATCH($G6065&\"*\",JI$100:JI$5100,0)+1,1))","v":""},{"$f":"IF(OR(JJ$100=\"\",ISERROR(INDEX(JJ$100:JJ$5100,MATCH($G6065&\"*\",JJ$100:JJ$5100,0)+1,1))),\"\",INDEX(JJ$100:JJ$5100,MATCH($G6065&\"*\",JJ$100:JJ$5100,0)+1,1))","v":""},{"$f":"IF(OR(JK$100=\"\",ISERROR(INDEX(JK$100:JK$5100,MATCH($G6065&\"*\",JK$100:JK$5100,0)+1,1))),\"\",INDEX(JK$100:JK$5100,MATCH($G6065&\"*\",JK$100:JK$5100,0)+1,1))","v":""},{"$f":"IF(OR(JL$100=\"\",ISERROR(INDEX(JL$100:JL$5100,MATCH($G6065&\"*\",JL$100:JL$5100,0)+1,1))),\"\",INDEX(JL$100:JL$5100,MATCH($G6065&\"*\",JL$100:JL$5100,0)+1,1))","v":""},{"$f":"IF(OR(JM$100=\"\",ISERROR(INDEX(JM$100:JM$5100,MATCH($G6065&\"*\",JM$100:JM$5100,0)+1,1))),\"\",INDEX(JM$100:JM$5100,MATCH($G6065&\"*\",JM$100:JM$5100,0)+1,1))","v":""},{"$f":"IF(OR(JN$100=\"\",ISERROR(INDEX(JN$100:JN$5100,MATCH($G6065&\"*\",JN$100:JN$5100,0)+1,1))),\"\",INDEX(JN$100:JN$5100,MATCH($G6065&\"*\",JN$100:JN$5100,0)+1,1))","v":""},{"$f":"IF(OR(JO$100=\"\",ISERROR(INDEX(JO$100:JO$5100,MATCH($G6065&\"*\",JO$100:JO$5100,0)+1,1))),\"\",INDEX(JO$100:JO$5100,MATCH($G6065&\"*\",JO$100:JO$5100,0)+1,1))","v":""},{"$f":"IF(OR(JP$100=\"\",ISERROR(INDEX(JP$100:JP$5100,MATCH($G6065&\"*\",JP$100:JP$5100,0)+1,1))),\"\",INDEX(JP$100:JP$5100,MATCH($G6065&\"*\",JP$100:JP$5100,0)+1,1))","v":""},{"$f":"IF(OR(JQ$100=\"\",ISERROR(INDEX(JQ$100:JQ$5100,MATCH($G6065&\"*\",JQ$100:JQ$5100,0)+1,1))),\"\",INDEX(JQ$100:JQ$5100,MATCH($G6065&\"*\",JQ$100:JQ$5100,0)+1,1))","v":""},{"$f":"IF(OR(JR$100=\"\",ISERROR(INDEX(JR$100:JR$5100,MATCH($G6065&\"*\",JR$100:JR$5100,0)+1,1))),\"\",INDEX(JR$100:JR$5100,MATCH($G6065&\"*\",JR$100:JR$5100,0)+1,1))","v":""},{"$f":"IF(OR(JS$100=\"\",ISERROR(INDEX(JS$100:JS$5100,MATCH($G6065&\"*\",JS$100:JS$5100,0)+1,1))),\"\",INDEX(JS$100:JS$5100,MATCH($G6065&\"*\",JS$100:JS$5100,0)+1,1))","v":""},{"$f":"IF(OR(JT$100=\"\",ISERROR(INDEX(JT$100:JT$5100,MATCH($G6065&\"*\",JT$100:JT$5100,0)+1,1))),\"\",INDEX(JT$100:JT$5100,MATCH($G6065&\"*\",JT$100:JT$5100,0)+1,1))","v":""},{"$f":"IF(OR(JU$100=\"\",ISERROR(INDEX(JU$100:JU$5100,MATCH($G6065&\"*\",JU$100:JU$5100,0)+1,1))),\"\",INDEX(JU$100:JU$5100,MATCH($G6065&\"*\",JU$100:JU$5100,0)+1,1))","v":""},{"$f":"IF(OR(JV$100=\"\",ISERROR(INDEX(JV$100:JV$5100,MATCH($G6065&\"*\",JV$100:JV$5100,0)+1,1))),\"\",INDEX(JV$100:JV$5100,MATCH($G6065&\"*\",JV$100:JV$5100,0)+1,1))","v":""},{"$f":"IF(OR(JW$100=\"\",ISERROR(INDEX(JW$100:JW$5100,MATCH($G6065&\"*\",JW$100:JW$5100,0)+1,1))),\"\",INDEX(JW$100:JW$5100,MATCH($G6065&\"*\",JW$100:JW$5100,0)+1,1))","v":""},{"$f":"IF(OR(JX$100=\"\",ISERROR(INDEX(JX$100:JX$5100,MATCH($G6065&\"*\",JX$100:JX$5100,0)+1,1))),\"\",INDEX(JX$100:JX$5100,MATCH($G6065&\"*\",JX$100:JX$5100,0)+1,1))","v":""},{"$f":"IF(OR(JY$100=\"\",ISERROR(INDEX(JY$100:JY$5100,MATCH($G6065&\"*\",JY$100:JY$5100,0)+1,1))),\"\",INDEX(JY$100:JY$5100,MATCH($G6065&\"*\",JY$100:JY$5100,0)+1,1))","v":""},{"$f":"IF(OR(JZ$100=\"\",ISERROR(INDEX(JZ$100:JZ$5100,MATCH($G6065&\"*\",JZ$100:JZ$5100,0)+1,1))),\"\",INDEX(JZ$100:JZ$5100,MATCH($G6065&\"*\",JZ$100:JZ$5100,0)+1,1))","v":""},{"$f":"IF(OR(KA$100=\"\",ISERROR(INDEX(KA$100:KA$5100,MATCH($G6065&\"*\",KA$100:KA$5100,0)+1,1))),\"\",INDEX(KA$100:KA$5100,MATCH($G6065&\"*\",KA$100:KA$5100,0)+1,1))","v":""},{"$f":"IF(OR(KB$100=\"\",ISERROR(INDEX(KB$100:KB$5100,MATCH($G6065&\"*\",KB$100:KB$5100,0)+1,1))),\"\",INDEX(KB$100:KB$5100,MATCH($G6065&\"*\",KB$100:KB$5100,0)+1,1))","v":""},{"$f":"IF(OR(KC$100=\"\",ISERROR(INDEX(KC$100:KC$5100,MATCH($G6065&\"*\",KC$100:KC$5100,0)+1,1))),\"\",INDEX(KC$100:KC$5100,MATCH($G6065&\"*\",KC$100:KC$5100,0)+1,1))","v":""},{"$f":"IF(OR(KD$100=\"\",ISERROR(INDEX(KD$100:KD$5100,MATCH($G6065&\"*\",KD$100:KD$5100,0)+1,1))),\"\",INDEX(KD$100:KD$5100,MATCH($G6065&\"*\",KD$100:KD$5100,0)+1,1))","v":""},{"$f":"IF(OR(KE$100=\"\",ISERROR(INDEX(KE$100:KE$5100,MATCH($G6065&\"*\",KE$100:KE$5100,0)+1,1))),\"\",INDEX(KE$100:KE$5100,MATCH($G6065&\"*\",KE$100:KE$5100,0)+1,1))","v":""},{"$f":"IF(OR(KF$100=\"\",ISERROR(INDEX(KF$100:KF$5100,MATCH($G6065&\"*\",KF$100:KF$5100,0)+1,1))),\"\",INDEX(KF$100:KF$5100,MATCH($G6065&\"*\",KF$100:KF$5100,0)+1,1))","v":""},{"$f":"IF(OR(KG$100=\"\",ISERROR(INDEX(KG$100:KG$5100,MATCH($G6065&\"*\",KG$100:KG$5100,0)+1,1))),\"\",INDEX(KG$100:KG$5100,MATCH($G6065&\"*\",KG$100:KG$5100,0)+1,1))","v":""},{"$f":"IF(OR(KH$100=\"\",ISERROR(INDEX(KH$100:KH$5100,MATCH($G6065&\"*\",KH$100:KH$5100,0)+1,1))),\"\",INDEX(KH$100:KH$5100,MATCH($G6065&\"*\",KH$100:KH$5100,0)+1,1))","v":""},{"$f":"IF(OR(KI$100=\"\",ISERROR(INDEX(KI$100:KI$5100,MATCH($G6065&\"*\",KI$100:KI$5100,0)+1,1))),\"\",INDEX(KI$100:KI$5100,MATCH($G6065&\"*\",KI$100:KI$5100,0)+1,1))","v":""},{"$f":"IF(OR(KJ$100=\"\",ISERROR(INDEX(KJ$100:KJ$5100,MATCH($G6065&\"*\",KJ$100:KJ$5100,0)+1,1))),\"\",INDEX(KJ$100:KJ$5100,MATCH($G6065&\"*\",KJ$100:KJ$5100,0)+1,1))","v":""},{"$f":"IF(OR(KK$100=\"\",ISERROR(INDEX(KK$100:KK$5100,MATCH($G6065&\"*\",KK$100:KK$5100,0)+1,1))),\"\",INDEX(KK$100:KK$5100,MATCH($G6065&\"*\",KK$100:KK$5100,0)+1,1))","v":""},{"$f":"IF(OR(KL$100=\"\",ISERROR(INDEX(KL$100:KL$5100,MATCH($G6065&\"*\",KL$100:KL$5100,0)+1,1))),\"\",INDEX(KL$100:KL$5100,MATCH($G6065&\"*\",KL$100:KL$5100,0)+1,1))","v":""},{"$f":"IF(OR(KM$100=\"\",ISERROR(INDEX(KM$100:KM$5100,MATCH($G6065&\"*\",KM$100:KM$5100,0)+1,1))),\"\",INDEX(KM$100:KM$5100,MATCH($G6065&\"*\",KM$100:KM$5100,0)+1,1))","v":""},{"$f":"IF(OR(KN$100=\"\",ISERROR(INDEX(KN$100:KN$5100,MATCH($G6065&\"*\",KN$100:KN$5100,0)+1,1))),\"\",INDEX(KN$100:KN$5100,MATCH($G6065&\"*\",KN$100:KN$5100,0)+1,1))","v":""},{"$f":"IF(OR(KO$100=\"\",ISERROR(INDEX(KO$100:KO$5100,MATCH($G6065&\"*\",KO$100:KO$5100,0)+1,1))),\"\",INDEX(KO$100:KO$5100,MATCH($G6065&\"*\",KO$100:KO$5100,0)+1,1))","v":""},{"$f":"IF(OR(KP$100=\"\",ISERROR(INDEX(KP$100:KP$5100,MATCH($G6065&\"*\",KP$100:KP$5100,0)+1,1))),\"\",INDEX(KP$100:KP$5100,MATCH($G6065&\"*\",KP$100:KP$5100,0)+1,1))","v":""},{"$f":"IF(OR(KQ$100=\"\",ISERROR(INDEX(KQ$100:KQ$5100,MATCH($G6065&\"*\",KQ$100:KQ$5100,0)+1,1))),\"\",INDEX(KQ$100:KQ$5100,MATCH($G6065&\"*\",KQ$100:KQ$5100,0)+1,1))","v":""},{"$f":"IF(OR(KR$100=\"\",ISERROR(INDEX(KR$100:KR$5100,MATCH($G6065&\"*\",KR$100:KR$5100,0)+1,1))),\"\",INDEX(KR$100:KR$5100,MATCH($G6065&\"*\",KR$100:KR$5100,0)+1,1))","v":""},{"$f":"IF(OR(KS$100=\"\",ISERROR(INDEX(KS$100:KS$5100,MATCH($G6065&\"*\",KS$100:KS$5100,0)+1,1))),\"\",INDEX(KS$100:KS$5100,MATCH($G6065&\"*\",KS$100:KS$5100,0)+1,1))","v":""},{"$f":"IF(OR(KT$100=\"\",ISERROR(INDEX(KT$100:KT$5100,MATCH($G6065&\"*\",KT$100:KT$5100,0)+1,1))),\"\",INDEX(KT$100:KT$5100,MATCH($G6065&\"*\",KT$100:KT$5100,0)+1,1))","v":""},{"$f":"IF(OR(KU$100=\"\",ISERROR(INDEX(KU$100:KU$5100,MATCH($G6065&\"*\",KU$100:KU$5100,0)+1,1))),\"\",INDEX(KU$100:KU$5100,MATCH($G6065&\"*\",KU$100:KU$5100,0)+1,1))","v":""},{"$f":"IF(OR(KV$100=\"\",ISERROR(INDEX(KV$100:KV$5100,MATCH($G6065&\"*\",KV$100:KV$5100,0)+1,1))),\"\",INDEX(KV$100:KV$5100,MATCH($G6065&\"*\",KV$100:KV$5100,0)+1,1))","v":""},{"$f":"IF(OR(KW$100=\"\",ISERROR(INDEX(KW$100:KW$5100,MATCH($G6065&\"*\",KW$100:KW$5100,0)+1,1))),\"\",INDEX(KW$100:KW$5100,MATCH($G6065&\"*\",KW$100:KW$5100,0)+1,1))","v":""},{"$f":"IF(OR(KX$100=\"\",ISERROR(INDEX(KX$100:KX$5100,MATCH($G6065&\"*\",KX$100:KX$5100,0)+1,1))),\"\",INDEX(KX$100:KX$5100,MATCH($G6065&\"*\",KX$100:KX$5100,0)+1,1))","v":""},{"$f":"IF(OR(KY$100=\"\",ISERROR(INDEX(KY$100:KY$5100,MATCH($G6065&\"*\",KY$100:KY$5100,0)+1,1))),\"\",INDEX(KY$100:KY$5100,MATCH($G6065&\"*\",KY$100:KY$5100,0)+1,1))","v":""},{"$f":"IF(OR(KZ$100=\"\",ISERROR(INDEX(KZ$100:KZ$5100,MATCH($G6065&\"*\",KZ$100:KZ$5100,0)+1,1))),\"\",INDEX(KZ$100:KZ$5100,MATCH($G6065&\"*\",KZ$100:KZ$5100,0)+1,1))","v":""},{"$f":"IF(OR(LA$100=\"\",ISERROR(INDEX(LA$100:LA$5100,MATCH($G6065&\"*\",LA$100:LA$5100,0)+1,1))),\"\",INDEX(LA$100:LA$5100,MATCH($G6065&\"*\",LA$100:LA$5100,0)+1,1))","v":""},{"$f":"IF(OR(LB$100=\"\",ISERROR(INDEX(LB$100:LB$5100,MATCH($G6065&\"*\",LB$100:LB$5100,0)+1,1))),\"\",INDEX(LB$100:LB$5100,MATCH($G6065&\"*\",LB$100:LB$5100,0)+1,1))","v":""},{"$f":"IF(OR(LC$100=\"\",ISERROR(INDEX(LC$100:LC$5100,MATCH($G6065&\"*\",LC$100:LC$5100,0)+1,1))),\"\",INDEX(LC$100:LC$5100,MATCH($G6065&\"*\",LC$100:LC$5100,0)+1,1))","v":""},{"$f":"IF(OR(LD$100=\"\",ISERROR(INDEX(LD$100:LD$5100,MATCH($G6065&\"*\",LD$100:LD$5100,0)+1,1))),\"\",INDEX(LD$100:LD$5100,MATCH($G6065&\"*\",LD$100:LD$5100,0)+1,1))","v":""},{"$f":"IF(OR(LE$100=\"\",ISERROR(INDEX(LE$100:LE$5100,MATCH($G6065&\"*\",LE$100:LE$5100,0)+1,1))),\"\",INDEX(LE$100:LE$5100,MATCH($G6065&\"*\",LE$100:LE$5100,0)+1,1))","v":""},{"$f":"IF(OR(LF$100=\"\",ISERROR(INDEX(LF$100:LF$5100,MATCH($G6065&\"*\",LF$100:LF$5100,0)+1,1))),\"\",INDEX(LF$100:LF$5100,MATCH($G6065&\"*\",LF$100:LF$5100,0)+1,1))","v":""},{"$f":"IF(OR(LG$100=\"\",ISERROR(INDEX(LG$100:LG$5100,MATCH($G6065&\"*\",LG$100:LG$5100,0)+1,1))),\"\",INDEX(LG$100:LG$5100,MATCH($G6065&\"*\",LG$100:LG$5100,0)+1,1))","v":""},{"$f":"IF(OR(LH$100=\"\",ISERROR(INDEX(LH$100:LH$5100,MATCH($G6065&\"*\",LH$100:LH$5100,0)+1,1))),\"\",INDEX(LH$100:LH$5100,MATCH($G6065&\"*\",LH$100:LH$5100,0)+1,1))","v":""},{"$f":"IF(OR(LI$100=\"\",ISERROR(INDEX(LI$100:LI$5100,MATCH($G6065&\"*\",LI$100:LI$5100,0)+1,1))),\"\",INDEX(LI$100:LI$5100,MATCH($G6065&\"*\",LI$100:LI$5100,0)+1,1))","v":""},{"$f":"IF(OR(LJ$100=\"\",ISERROR(INDEX(LJ$100:LJ$5100,MATCH($G6065&\"*\",LJ$100:LJ$5100,0)+1,1))),\"\",INDEX(LJ$100:LJ$5100,MATCH($G6065&\"*\",LJ$100:LJ$5100,0)+1,1))","v":""},{"$f":"IF(OR(LK$100=\"\",ISERROR(INDEX(LK$100:LK$5100,MATCH($G6065&\"*\",LK$100:LK$5100,0)+1,1))),\"\",INDEX(LK$100:LK$5100,MATCH($G6065&\"*\",LK$100:LK$5100,0)+1,1))","v":""},{"$f":"IF(OR(LL$100=\"\",ISERROR(INDEX(LL$100:LL$5100,MATCH($G6065&\"*\",LL$100:LL$5100,0)+1,1))),\"\",INDEX(LL$100:LL$5100,MATCH($G6065&\"*\",LL$100:LL$5100,0)+1,1))","v":""},{"$f":"IF(OR(LM$100=\"\",ISERROR(INDEX(LM$100:LM$5100,MATCH($G6065&\"*\",LM$100:LM$5100,0)+1,1))),\"\",INDEX(LM$100:LM$5100,MATCH($G6065&\"*\",LM$100:LM$5100,0)+1,1))","v":""},{"$f":"IF(OR(LN$100=\"\",ISERROR(INDEX(LN$100:LN$5100,MATCH($G6065&\"*\",LN$100:LN$5100,0)+1,1))),\"\",INDEX(LN$100:LN$5100,MATCH($G6065&\"*\",LN$100:LN$5100,0)+1,1))","v":""},{"$f":"IF(OR(LO$100=\"\",ISERROR(INDEX(LO$100:LO$5100,MATCH($G6065&\"*\",LO$100:LO$5100,0)+1,1))),\"\",INDEX(LO$100:LO$5100,MATCH($G6065&\"*\",LO$100:LO$5100,0)+1,1))","v":""},{"$f":"IF(OR(LP$100=\"\",ISERROR(INDEX(LP$100:LP$5100,MATCH($G6065&\"*\",LP$100:LP$5100,0)+1,1))),\"\",INDEX(LP$100:LP$5100,MATCH($G6065&\"*\",LP$100:LP$5100,0)+1,1))","v":""},{"$f":"IF(OR(LQ$100=\"\",ISERROR(INDEX(LQ$100:LQ$5100,MATCH($G6065&\"*\",LQ$100:LQ$5100,0)+1,1))),\"\",INDEX(LQ$100:LQ$5100,MATCH($G6065&\"*\",LQ$100:LQ$5100,0)+1,1))","v":""},{"$f":"IF(OR(LR$100=\"\",ISERROR(INDEX(LR$100:LR$5100,MATCH($G6065&\"*\",LR$100:LR$5100,0)+1,1))),\"\",INDEX(LR$100:LR$5100,MATCH($G6065&\"*\",LR$100:LR$5100,0)+1,1))","v":""},{"$f":"IF(OR(LS$100=\"\",ISERROR(INDEX(LS$100:LS$5100,MATCH($G6065&\"*\",LS$100:LS$5100,0)+1,1))),\"\",INDEX(LS$100:LS$5100,MATCH($G6065&\"*\",LS$100:LS$5100,0)+1,1))","v":""},{"$f":"IF(OR(LT$100=\"\",ISERROR(INDEX(LT$100:LT$5100,MATCH($G6065&\"*\",LT$100:LT$5100,0)+1,1))),\"\",INDEX(LT$100:LT$5100,MATCH($G6065&\"*\",LT$100:LT$5100,0)+1,1))","v":""},{"$f":"IF(OR(LU$100=\"\",ISERROR(INDEX(LU$100:LU$5100,MATCH($G6065&\"*\",LU$100:LU$5100,0)+1,1))),\"\",INDEX(LU$100:LU$5100,MATCH($G6065&\"*\",LU$100:LU$5100,0)+1,1))","v":""},{"$f":"IF(OR(LV$100=\"\",ISERROR(INDEX(LV$100:LV$5100,MATCH($G6065&\"*\",LV$100:LV$5100,0)+1,1))),\"\",INDEX(LV$100:LV$5100,MATCH($G6065&\"*\",LV$100:LV$5100,0)+1,1))","v":""},{"$f":"IF(OR(LW$100=\"\",ISERROR(INDEX(LW$100:LW$5100,MATCH($G6065&\"*\",LW$100:LW$5100,0)+1,1))),\"\",INDEX(LW$100:LW$5100,MATCH($G6065&\"*\",LW$100:LW$5100,0)+1,1))","v":""},{"$f":"IF(OR(LX$100=\"\",ISERROR(INDEX(LX$100:LX$5100,MATCH($G6065&\"*\",LX$100:LX$5100,0)+1,1))),\"\",INDEX(LX$100:LX$5100,MATCH($G6065&\"*\",LX$100:LX$5100,0)+1,1))","v":""},{"$f":"IF(OR(LY$100=\"\",ISERROR(INDEX(LY$100:LY$5100,MATCH($G6065&\"*\",LY$100:LY$5100,0)+1,1))),\"\",INDEX(LY$100:LY$5100,MATCH($G6065&\"*\",LY$100:LY$5100,0)+1,1))","v":""},{"$f":"IF(OR(LZ$100=\"\",ISERROR(INDEX(LZ$100:LZ$5100,MATCH($G6065&\"*\",LZ$100:LZ$5100,0)+1,1))),\"\",INDEX(LZ$100:LZ$5100,MATCH($G6065&\"*\",LZ$100:LZ$5100,0)+1,1))","v":""},{"$f":"IF(OR(MA$100=\"\",ISERROR(INDEX(MA$100:MA$5100,MATCH($G6065&\"*\",MA$100:MA$5100,0)+1,1))),\"\",INDEX(MA$100:MA$5100,MATCH($G6065&\"*\",MA$100:MA$5100,0)+1,1))","v":""},{"$f":"IF(OR(MB$100=\"\",ISERROR(INDEX(MB$100:MB$5100,MATCH($G6065&\"*\",MB$100:MB$5100,0)+1,1))),\"\",INDEX(MB$100:MB$5100,MATCH($G6065&\"*\",MB$100:MB$5100,0)+1,1))","v":""},{"$f":"IF(OR(MC$100=\"\",ISERROR(INDEX(MC$100:MC$5100,MATCH($G6065&\"*\",MC$100:MC$5100,0)+1,1))),\"\",INDEX(MC$100:MC$5100,MATCH($G6065&\"*\",MC$100:MC$5100,0)+1,1))","v":""},{"$f":"IF(OR(MD$100=\"\",ISERROR(INDEX(MD$100:MD$5100,MATCH($G6065&\"*\",MD$100:MD$5100,0)+1,1))),\"\",INDEX(MD$100:MD$5100,MATCH($G6065&\"*\",MD$100:MD$5100,0)+1,1))","v":""},{"$f":"IF(OR(ME$100=\"\",ISERROR(INDEX(ME$100:ME$5100,MATCH($G6065&\"*\",ME$100:ME$5100,0)+1,1))),\"\",INDEX(ME$100:ME$5100,MATCH($G6065&\"*\",ME$100:ME$5100,0)+1,1))","v":""},{"$f":"IF(OR(MF$100=\"\",ISERROR(INDEX(MF$100:MF$5100,MATCH($G6065&\"*\",MF$100:MF$5100,0)+1,1))),\"\",INDEX(MF$100:MF$5100,MATCH($G6065&\"*\",MF$100:MF$5100,0)+1,1))","v":""},{"$f":"IF(OR(MG$100=\"\",ISERROR(INDEX(MG$100:MG$5100,MATCH($G6065&\"*\",MG$100:MG$5100,0)+1,1))),\"\",INDEX(MG$100:MG$5100,MATCH($G6065&\"*\",MG$100:MG$5100,0)+1,1))","v":""},{"$f":"IF(OR(MH$100=\"\",ISERROR(INDEX(MH$100:MH$5100,MATCH($G6065&\"*\",MH$100:MH$5100,0)+1,1))),\"\",INDEX(MH$100:MH$5100,MATCH($G6065&\"*\",MH$100:MH$5100,0)+1,1))","v":""},{"$f":"IF(OR(MI$100=\"\",ISERROR(INDEX(MI$100:MI$5100,MATCH($G6065&\"*\",MI$100:MI$5100,0)+1,1))),\"\",INDEX(MI$100:MI$5100,MATCH($G6065&\"*\",MI$100:MI$5100,0)+1,1))","v":""},{"$f":"IF(OR(MJ$100=\"\",ISERROR(INDEX(MJ$100:MJ$5100,MATCH($G6065&\"*\",MJ$100:MJ$5100,0)+1,1))),\"\",INDEX(MJ$100:MJ$5100,MATCH($G6065&\"*\",MJ$100:MJ$5100,0)+1,1))","v":""},{"$f":"IF(OR(MK$100=\"\",ISERROR(INDEX(MK$100:MK$5100,MATCH($G6065&\"*\",MK$100:MK$5100,0)+1,1))),\"\",INDEX(MK$100:MK$5100,MATCH($G6065&\"*\",MK$100:MK$5100,0)+1,1))","v":""},{"$f":"IF(OR(ML$100=\"\",ISERROR(INDEX(ML$100:ML$5100,MATCH($G6065&\"*\",ML$100:ML$5100,0)+1,1))),\"\",INDEX(ML$100:ML$5100,MATCH($G6065&\"*\",ML$100:ML$5100,0)+1,1))","v":""},{"$f":"IF(OR(MM$100=\"\",ISERROR(INDEX(MM$100:MM$5100,MATCH($G6065&\"*\",MM$100:MM$5100,0)+1,1))),\"\",INDEX(MM$100:MM$5100,MATCH($G6065&\"*\",MM$100:MM$5100,0)+1,1))","v":""},{"$f":"IF(OR(MN$100=\"\",ISERROR(INDEX(MN$100:MN$5100,MATCH($G6065&\"*\",MN$100:MN$5100,0)+1,1))),\"\",INDEX(MN$100:MN$5100,MATCH($G6065&\"*\",MN$100:MN$5100,0)+1,1))","v":""},{"$f":"IF(OR(MO$100=\"\",ISERROR(INDEX(MO$100:MO$5100,MATCH($G6065&\"*\",MO$100:MO$5100,0)+1,1))),\"\",INDEX(MO$100:MO$5100,MATCH($G6065&\"*\",MO$100:MO$5100,0)+1,1))","v":""},{"$f":"IF(OR(MP$100=\"\",ISERROR(INDEX(MP$100:MP$5100,MATCH($G6065&\"*\",MP$100:MP$5100,0)+1,1))),\"\",INDEX(MP$100:MP$5100,MATCH($G6065&\"*\",MP$100:MP$5100,0)+1,1))","v":""},{"$f":"IF(OR(MQ$100=\"\",ISERROR(INDEX(MQ$100:MQ$5100,MATCH($G6065&\"*\",MQ$100:MQ$5100,0)+1,1))),\"\",INDEX(MQ$100:MQ$5100,MATCH($G6065&\"*\",MQ$100:MQ$5100,0)+1,1))","v":""},{"$f":"IF(OR(MR$100=\"\",ISERROR(INDEX(MR$100:MR$5100,MATCH($G6065&\"*\",MR$100:MR$5100,0)+1,1))),\"\",INDEX(MR$100:MR$5100,MATCH($G6065&\"*\",MR$100:MR$5100,0)+1,1))","v":""},{"$f":"IF(OR(MS$100=\"\",ISERROR(INDEX(MS$100:MS$5100,MATCH($G6065&\"*\",MS$100:MS$5100,0)+1,1))),\"\",INDEX(MS$100:MS$5100,MATCH($G6065&\"*\",MS$100:MS$5100,0)+1,1))","v":""},{"$f":"IF(OR(MT$100=\"\",ISERROR(INDEX(MT$100:MT$5100,MATCH($G6065&\"*\",MT$100:MT$5100,0)+1,1))),\"\",INDEX(MT$100:MT$5100,MATCH($G6065&\"*\",MT$100:MT$5100,0)+1,1))","v":""},{"$f":"IF(OR(MU$100=\"\",ISERROR(INDEX(MU$100:MU$5100,MATCH($G6065&\"*\",MU$100:MU$5100,0)+1,1))),\"\",INDEX(MU$100:MU$5100,MATCH($G6065&\"*\",MU$100:MU$5100,0)+1,1))","v":""},{"$f":"IF(OR(MV$100=\"\",ISERROR(INDEX(MV$100:MV$5100,MATCH($G6065&\"*\",MV$100:MV$5100,0)+1,1))),\"\",INDEX(MV$100:MV$5100,MATCH($G6065&\"*\",MV$100:MV$5100,0)+1,1))","v":""},{"$f":"IF(OR(MW$100=\"\",ISERROR(INDEX(MW$100:MW$5100,MATCH($G6065&\"*\",MW$100:MW$5100,0)+1,1))),\"\",INDEX(MW$100:MW$5100,MATCH($G6065&\"*\",MW$100:MW$5100,0)+1,1))","v":""},{"$f":"IF(OR(MX$100=\"\",ISERROR(INDEX(MX$100:MX$5100,MATCH($G6065&\"*\",MX$100:MX$5100,0)+1,1))),\"\",INDEX(MX$100:MX$5100,MATCH($G6065&\"*\",MX$100:MX$5100,0)+1,1))","v":""},{"$f":"IF(OR(MY$100=\"\",ISERROR(INDEX(MY$100:MY$5100,MATCH($G6065&\"*\",MY$100:MY$5100,0)+1,1))),\"\",INDEX(MY$100:MY$5100,MATCH($G6065&\"*\",MY$100:MY$5100,0)+1,1))","v":""},{"$f":"IF(OR(MZ$100=\"\",ISERROR(INDEX(MZ$100:MZ$5100,MATCH($G6065&\"*\",MZ$100:MZ$5100,0)+1,1))),\"\",INDEX(MZ$100:MZ$5100,MATCH($G6065&\"*\",MZ$100:MZ$5100,0)+1,1))","v":""},{"$f":"IF(OR(NA$100=\"\",ISERROR(INDEX(NA$100:NA$5100,MATCH($G6065&\"*\",NA$100:NA$5100,0)+1,1))),\"\",INDEX(NA$100:NA$5100,MATCH($G6065&\"*\",NA$100:NA$5100,0)+1,1))","v":""},{"$f":"IF(OR(NB$100=\"\",ISERROR(INDEX(NB$100:NB$5100,MATCH($G6065&\"*\",NB$100:NB$5100,0)+1,1))),\"\",INDEX(NB$100:NB$5100,MATCH($G6065&\"*\",NB$100:NB$5100,0)+1,1))","v":""},{"$f":"IF(OR(NC$100=\"\",ISERROR(INDEX(NC$100:NC$5100,MATCH($G6065&\"*\",NC$100:NC$5100,0)+1,1))),\"\",INDEX(NC$100:NC$5100,MATCH($G6065&\"*\",NC$100:NC$5100,0)+1,1))","v":""},{"$f":"IF(OR(ND$100=\"\",ISERROR(INDEX(ND$100:ND$5100,MATCH($G6065&\"*\",ND$100:ND$5100,0)+1,1))),\"\",INDEX(ND$100:ND$5100,MATCH($G6065&\"*\",ND$100:ND$5100,0)+1,1))","v":""},{"$f":"IF(OR(NE$100=\"\",ISERROR(INDEX(NE$100:NE$5100,MATCH($G6065&\"*\",NE$100:NE$5100,0)+1,1))),\"\",INDEX(NE$100:NE$5100,MATCH($G6065&\"*\",NE$100:NE$5100,0)+1,1))","v":""},{"$f":"IF(OR(NF$100=\"\",ISERROR(INDEX(NF$100:NF$5100,MATCH($G6065&\"*\",NF$100:NF$5100,0)+1,1))),\"\",INDEX(NF$100:NF$5100,MATCH($G6065&\"*\",NF$100:NF$5100,0)+1,1))","v":""},{"$f":"IF(OR(NG$100=\"\",ISERROR(INDEX(NG$100:NG$5100,MATCH($G6065&\"*\",NG$100:NG$5100,0)+1,1))),\"\",INDEX(NG$100:NG$5100,MATCH($G6065&\"*\",NG$100:NG$5100,0)+1,1))","v":""},{"$f":"IF(OR(NH$100=\"\",ISERROR(INDEX(NH$100:NH$5100,MATCH($G6065&\"*\",NH$100:NH$5100,0)+1,1))),\"\",INDEX(NH$100:NH$5100,MATCH($G6065&\"*\",NH$100:NH$5100,0)+1,1))","v":""},{"$f":"IF(OR(NI$100=\"\",ISERROR(INDEX(NI$100:NI$5100,MATCH($G6065&\"*\",NI$100:NI$5100,0)+1,1))),\"\",INDEX(NI$100:NI$5100,MATCH($G6065&\"*\",NI$100:NI$5100,0)+1,1))","v":""},{"$f":"IF(OR(NJ$100=\"\",ISERROR(INDEX(NJ$100:NJ$5100,MATCH($G6065&\"*\",NJ$100:NJ$5100,0)+1,1))),\"\",INDEX(NJ$100:NJ$5100,MATCH($G6065&\"*\",NJ$100:NJ$5100,0)+1,1))","v":""},{"$f":"IF(OR(NK$100=\"\",ISERROR(INDEX(NK$100:NK$5100,MATCH($G6065&\"*\",NK$100:NK$5100,0)+1,1))),\"\",INDEX(NK$100:NK$5100,MATCH($G6065&\"*\",NK$100:NK$5100,0)+1,1))","v":""},{"$f":"IF(OR(NL$100=\"\",ISERROR(INDEX(NL$100:NL$5100,MATCH($G6065&\"*\",NL$100:NL$5100,0)+1,1))),\"\",INDEX(NL$100:NL$5100,MATCH($G6065&\"*\",NL$100:NL$5100,0)+1,1))","v":""},{"$f":"IF(OR(NM$100=\"\",ISERROR(INDEX(NM$100:NM$5100,MATCH($G6065&\"*\",NM$100:NM$5100,0)+1,1))),\"\",INDEX(NM$100:NM$5100,MATCH($G6065&\"*\",NM$100:NM$5100,0)+1,1))","v":""},{"$f":"IF(OR(NN$100=\"\",ISERROR(INDEX(NN$100:NN$5100,MATCH($G6065&\"*\",NN$100:NN$5100,0)+1,1))),\"\",INDEX(NN$100:NN$5100,MATCH($G6065&\"*\",NN$100:NN$5100,0)+1,1))","v":""},{"$f":"IF(OR(NO$100=\"\",ISERROR(INDEX(NO$100:NO$5100,MATCH($G6065&\"*\",NO$100:NO$5100,0)+1,1))),\"\",INDEX(NO$100:NO$5100,MATCH($G6065&\"*\",NO$100:NO$5100,0)+1,1))","v":""},{"$f":"IF(OR(NP$100=\"\",ISERROR(INDEX(NP$100:NP$5100,MATCH($G6065&\"*\",NP$100:NP$5100,0)+1,1))),\"\",INDEX(NP$100:NP$5100,MATCH($G6065&\"*\",NP$100:NP$5100,0)+1,1))","v":""},{"$f":"IF(OR(NQ$100=\"\",ISERROR(INDEX(NQ$100:NQ$5100,MATCH($G6065&\"*\",NQ$100:NQ$5100,0)+1,1))),\"\",INDEX(NQ$100:NQ$5100,MATCH($G6065&\"*\",NQ$100:NQ$5100,0)+1,1))","v":""},{"$f":"IF(OR(NR$100=\"\",ISERROR(INDEX(NR$100:NR$5100,MATCH($G6065&\"*\",NR$100:NR$5100,0)+1,1))),\"\",INDEX(NR$100:NR$5100,MATCH($G6065&\"*\",NR$100:NR$5100,0)+1,1))","v":""},{"$f":"IF(OR(NS$100=\"\",ISERROR(INDEX(NS$100:NS$5100,MATCH($G6065&\"*\",NS$100:NS$5100,0)+1,1))),\"\",INDEX(NS$100:NS$5100,MATCH($G6065&\"*\",NS$100:NS$5100,0)+1,1))","v":""},{"$f":"IF(OR(NT$100=\"\",ISERROR(INDEX(NT$100:NT$5100,MATCH($G6065&\"*\",NT$100:NT$5100,0)+1,1))),\"\",INDEX(NT$100:NT$5100,MATCH($G6065&\"*\",NT$100:NT$5100,0)+1,1))","v":""},{"$f":"IF(OR(NU$100=\"\",ISERROR(INDEX(NU$100:NU$5100,MATCH($G6065&\"*\",NU$100:NU$5100,0)+1,1))),\"\",INDEX(NU$100:NU$5100,MATCH($G6065&\"*\",NU$100:NU$5100,0)+1,1))","v":""},{"$f":"IF(OR(NV$100=\"\",ISERROR(INDEX(NV$100:NV$5100,MATCH($G6065&\"*\",NV$100:NV$5100,0)+1,1))),\"\",INDEX(NV$100:NV$5100,MATCH($G6065&\"*\",NV$100:NV$5100,0)+1,1))","v":""},{"$f":"IF(OR(NW$100=\"\",ISERROR(INDEX(NW$100:NW$5100,MATCH($G6065&\"*\",NW$100:NW$5100,0)+1,1))),\"\",INDEX(NW$100:NW$5100,MATCH($G6065&\"*\",NW$100:NW$5100,0)+1,1))","v":""},{"$f":"IF(OR(NX$100=\"\",ISERROR(INDEX(NX$100:NX$5100,MATCH($G6065&\"*\",NX$100:NX$5100,0)+1,1))),\"\",INDEX(NX$100:NX$5100,MATCH($G6065&\"*\",NX$100:NX$5100,0)+1,1))","v":""},{"$f":"IF(OR(NY$100=\"\",ISERROR(INDEX(NY$100:NY$5100,MATCH($G6065&\"*\",NY$100:NY$5100,0)+1,1))),\"\",INDEX(NY$100:NY$5100,MATCH($G6065&\"*\",NY$100:NY$5100,0)+1,1))","v":""},{"$f":"IF(OR(NZ$100=\"\",ISERROR(INDEX(NZ$100:NZ$5100,MATCH($G6065&\"*\",NZ$100:NZ$5100,0)+1,1))),\"\",INDEX(NZ$100:NZ$5100,MATCH($G6065&\"*\",NZ$100:NZ$5100,0)+1,1))","v":""},{"$f":"IF(OR(OA$100=\"\",ISERROR(INDEX(OA$100:OA$5100,MATCH($G6065&\"*\",OA$100:OA$5100,0)+1,1))),\"\",INDEX(OA$100:OA$5100,MATCH($G6065&\"*\",OA$100:OA$5100,0)+1,1))","v":""},{"$f":"IF(OR(OB$100=\"\",ISERROR(INDEX(OB$100:OB$5100,MATCH($G6065&\"*\",OB$100:OB$5100,0)+1,1))),\"\",INDEX(OB$100:OB$5100,MATCH($G6065&\"*\",OB$100:OB$5100,0)+1,1))","v":""},{"$f":"IF(OR(OC$100=\"\",ISERROR(INDEX(OC$100:OC$5100,MATCH($G6065&\"*\",OC$100:OC$5100,0)+1,1))),\"\",INDEX(OC$100:OC$5100,MATCH($G6065&\"*\",OC$100:OC$5100,0)+1,1))","v":""},{"$f":"IF(OR(OD$100=\"\",ISERROR(INDEX(OD$100:OD$5100,MATCH($G6065&\"*\",OD$100:OD$5100,0)+1,1))),\"\",INDEX(OD$100:OD$5100,MATCH($G6065&\"*\",OD$100:OD$5100,0)+1,1))","v":""},{"$f":"IF(OR(OE$100=\"\",ISERROR(INDEX(OE$100:OE$5100,MATCH($G6065&\"*\",OE$100:OE$5100,0)+1,1))),\"\",INDEX(OE$100:OE$5100,MATCH($G6065&\"*\",OE$100:OE$5100,0)+1,1))","v":""},{"$f":"IF(OR(OF$100=\"\",ISERROR(INDEX(OF$100:OF$5100,MATCH($G6065&\"*\",OF$100:OF$5100,0)+1,1))),\"\",INDEX(OF$100:OF$5100,MATCH($G6065&\"*\",OF$100:OF$5100,0)+1,1))","v":""},{"$f":"IF(OR(OG$100=\"\",ISERROR(INDEX(OG$100:OG$5100,MATCH($G6065&\"*\",OG$100:OG$5100,0)+1,1))),\"\",INDEX(OG$100:OG$5100,MATCH($G6065&\"*\",OG$100:OG$5100,0)+1,1))","v":""},{"$f":"IF(OR(OH$100=\"\",ISERROR(INDEX(OH$100:OH$5100,MATCH($G6065&\"*\",OH$100:OH$5100,0)+1,1))),\"\",INDEX(OH$100:OH$5100,MATCH($G6065&\"*\",OH$100:OH$5100,0)+1,1))","v":""},{"$f":"IF(OR(OI$100=\"\",ISERROR(INDEX(OI$100:OI$5100,MATCH($G6065&\"*\",OI$100:OI$5100,0)+1,1))),\"\",INDEX(OI$100:OI$5100,MATCH($G6065&\"*\",OI$100:OI$5100,0)+1,1))","v":""},{"$f":"IF(OR(OJ$100=\"\",ISERROR(INDEX(OJ$100:OJ$5100,MATCH($G6065&\"*\",OJ$100:OJ$5100,0)+1,1))),\"\",INDEX(OJ$100:OJ$5100,MATCH($G6065&\"*\",OJ$100:OJ$5100,0)+1,1))","v":""},{"$f":"IF(OR(OK$100=\"\",ISERROR(INDEX(OK$100:OK$5100,MATCH($G6065&\"*\",OK$100:OK$5100,0)+1,1))),\"\",INDEX(OK$100:OK$5100,MATCH($G6065&\"*\",OK$100:OK$5100,0)+1,1))","v":""},{"$f":"IF(OR(OL$100=\"\",ISERROR(INDEX(OL$100:OL$5100,MATCH($G6065&\"*\",OL$100:OL$5100,0)+1,1))),\"\",INDEX(OL$100:OL$5100,MATCH($G6065&\"*\",OL$100:OL$5100,0)+1,1))","v":""},{"$f":"IF(OR(OM$100=\"\",ISERROR(INDEX(OM$100:OM$5100,MATCH($G6065&\"*\",OM$100:OM$5100,0)+1,1))),\"\",INDEX(OM$100:OM$5100,MATCH($G6065&\"*\",OM$100:OM$5100,0)+1,1))","v":""},{"$f":"IF(OR(ON$100=\"\",ISERROR(INDEX(ON$100:ON$5100,MATCH($G6065&\"*\",ON$100:ON$5100,0)+1,1))),\"\",INDEX(ON$100:ON$5100,MATCH($G6065&\"*\",ON$100:ON$5100,0)+1,1))","v":""},{"$f":"IF(OR(OO$100=\"\",ISERROR(INDEX(OO$100:OO$5100,MATCH($G6065&\"*\",OO$100:OO$5100,0)+1,1))),\"\",INDEX(OO$100:OO$5100,MATCH($G6065&\"*\",OO$100:OO$5100,0)+1,1))","v":""},{"$f":"IF(OR(OP$100=\"\",ISERROR(INDEX(OP$100:OP$5100,MATCH($G6065&\"*\",OP$100:OP$5100,0)+1,1))),\"\",INDEX(OP$100:OP$5100,MATCH($G6065&\"*\",OP$100:OP$5100,0)+1,1))","v":""},{"$f":"IF(OR(OQ$100=\"\",ISERROR(INDEX(OQ$100:OQ$5100,MATCH($G6065&\"*\",OQ$100:OQ$5100,0)+1,1))),\"\",INDEX(OQ$100:OQ$5100,MATCH($G6065&\"*\",OQ$100:OQ$5100,0)+1,1))","v":""}]
[null,null,null,null,null,null,"平均日射熱取得率",{"$f":"IF(OR(H$100=\"\",ISERROR(MID(INDEX(H$100:H$5100,MATCH(\"*\"&$G6068&\"*\",H$100:H$5100,0),1),FIND(\"ηAC\",INDEX(H$100:H$5100,MATCH(\"*\"&$G6068&\"*\",H$100:H$5100,0),1))+6,3))),\"\",MID(INDEX(H$100:H$5100,MATCH(\"*\"&$G6068&\"*\",H$100:H$5100,0),1),FIND(\"ηAC\",INDEX(H$100:H$5100,MATCH(\"*\"&$G6068&\"*\",H$100:H$5100,0),1))+6,3))","v":""},"","","","","","","","","","","","","","","","","","","","","","","","","","","","","","","","","","","","","","","","","","","","","","","","","","","","","","","","","","","","","","","",{"$f":"IF(OR(BT$100=\"\",ISERROR(MID(INDEX(BT$100:BT$5100,MATCH(\"*\"&$G6068&\"*\",BT$100:BT$5100,0),1),FIND(\"ηAC\",INDEX(BT$100:BT$5100,MATCH(\"*\"&$G6068&\"*\",BT$100:BT$5100,0),1))+6,3))),\"\",MID(INDEX(BT$100:BT$5100,MATCH(\"*\"&$G6068&\"*\",BT$100:BT$5100,0),1),FIND(\"ηAC\",INDEX(BT$100:BT$5100,MATCH(\"*\"&$G6068&\"*\",BT$100:BT$5100,0),1))+6,3))","v":""},"","","","","","","","","","","","","","","","","","","","","","","","","","","","","","","","","","","","","","","","","","","","","","","","","","","","","","","","","","","","","","","",{"$f":"IF(OR(EF$100=\"\",ISERROR(MID(INDEX(EF$100:EF$5100,MATCH(\"*\"&$G6068&\"*\",EF$100:EF$5100,0),1),FIND(\"ηAC\",INDEX(EF$100:EF$5100,MATCH(\"*\"&$G6068&\"*\",EF$100:EF$5100,0),1))+6,3))),\"\",MID(INDEX(EF$100:EF$5100,MATCH(\"*\"&$G6068&\"*\",EF$100:EF$5100,0),1),FIND(\"ηAC\",INDEX(EF$100:EF$5100,MATCH(\"*\"&$G6068&\"*\",EF$100:EF$5100,0),1))+6,3))","v":""},"","","","","","","","","","","","","","","","","","","","","","","","","","","","","","","","","","","","","","","","","","","","","","","","","","","","","","","","","","","","","","","",{"$f":"IF(OR(GR$100=\"\",ISERROR(MID(INDEX(GR$100:GR$5100,MATCH(\"*\"&$G6068&\"*\",GR$100:GR$5100,0),1),FIND(\"ηAC\",INDEX(GR$100:GR$5100,MATCH(\"*\"&$G6068&\"*\",GR$100:GR$5100,0),1))+6,3))),\"\",MID(INDEX(GR$100:GR$5100,MATCH(\"*\"&$G6068&\"*\",GR$100:GR$5100,0),1),FIND(\"ηAC\",INDEX(GR$100:GR$5100,MATCH(\"*\"&$G6068&\"*\",GR$100:GR$5100,0),1))+6,3))","v":""},"","","","","","","","","","","","","","","","","","","","","","","","","","","","","","","","","","","","","","","","","","","","","","","","","","","","","","","","","","","","","","","",{"$f":"IF(OR(JD$100=\"\",ISERROR(MID(INDEX(JD$100:JD$5100,MATCH(\"*\"&$G6068&\"*\",JD$100:JD$5100,0),1),FIND(\"ηAC\",INDEX(JD$100:JD$5100,MATCH(\"*\"&$G6068&\"*\",JD$100:JD$5100,0),1))+6,3))),\"\",MID(INDEX(JD$100:JD$5100,MATCH(\"*\"&$G6068&\"*\",JD$100:JD$5100,0),1),FIND(\"ηAC\",INDEX(JD$100:JD$5100,MATCH(\"*\"&$G6068&\"*\",JD$100:JD$5100,0),1))+6,3))","v":""},"","","","","","","","","","","","","","","","","","","","","","","","","","","","","","","","","","","","","","","","","","","","","","","","","","","","","","","","","","","","","","","",{"$f":"IF(OR(LP$100=\"\",ISERROR(MID(INDEX(LP$100:LP$5100,MATCH(\"*\"&$G6068&\"*\",LP$100:LP$5100,0),1),FIND(\"ηAC\",INDEX(LP$100:LP$5100,MATCH(\"*\"&$G6068&\"*\",LP$100:LP$5100,0),1))+6,3))),\"\",MID(INDEX(LP$100:LP$5100,MATCH(\"*\"&$G6068&\"*\",LP$100:LP$5100,0),1),FIND(\"ηAC\",INDEX(LP$100:LP$5100,MATCH(\"*\"&$G6068&\"*\",LP$100:LP$5100,0),1))+6,3))","v":""},"","","","","","","","","","","","","","","","","","","","","","","","","","","","","","","","","","","","","","","","","","","","","","","","","","","","","","","","","","","","","","","",{"$f":"IF(OR(OB$100=\"\",ISERROR(MID(INDEX(OB$100:OB$5100,MATCH(\"*\"&$G6068&\"*\",OB$100:OB$5100,0),1),FIND(\"ηAC\",INDEX(OB$100:OB$5100,MATCH(\"*\"&$G6068&\"*\",OB$100:OB$5100,0),1))+6,3))),\"\",MID(INDEX(OB$100:OB$5100,MATCH(\"*\"&$G6068&\"*\",OB$100:OB$5100,0),1),FIND(\"ηAC\",INDEX(OB$100:OB$5100,MATCH(\"*\"&$G6068&\"*\",OB$100:OB$5100,0),1))+6,3))","v":""},"","","","","","","","","","","","","","",""]
[null,null,null,null,null,null,"コージェネレーション太陽光発電コージェネレーション太陽光発電","",{"$f":"IF(OR(I$100=\"\",ISERROR(INDEX(I$100:I$5100,MATCH($G6072&\"*\",I$100:I$5100,0)+1,1))),\"\",INDEX(I$100:I$5100,MATCH($G6072&\"*\",I$100:I$5100,0)+1,1))","v":""},"","","","","","","","","","","","","","","","","","","","","","","","","","","","","","","","","","","","","","","","","","","","","","","","","","","","","","","","","","","","","","","","","","","","","","","","","","","","","","","","","","","","","","","","","","","","","","","","","","","","","","","","","","","","","","","","","","","","","","","","","","","","","","","","","","","","","","","","","","","","","","","","","","","","","","","","","","","","","","","","","","","","","","","","","","","","","","","","","","","","","","","","","","","","","","","","","","","","","","","","","","","","","","","","","","","","","","","","","","","","","","","","","","","","","","","","","","","","","","","","","","","","","","","","","","","","","","","","","","","","","","","","","","","","","","","","","","","","","","","","","","","","","","","","","","","","","","","","","","","","","","","","","","","","","","","","","","","","","","","","","","","","","","","","","","","","","","","","","","","","","","","","","","","","","","","","","","","","","","","","","","","","","","","","","","","","","","","","","","","","","","","","","","","","","","","","","","","","","",""]
[null,null,null,null,null,null,"コージェネレーション設備の売電量に係る控除量",{"$f":"IF(OR(H$100=\"\",ISERROR(INDEX(H$100:H$5100,MATCH($G6073&\"*\",H$100:H$5100,0),1))),\"\",INDEX(H$100:H$5100,MATCH($G6073&\"*\",H$100:H$5100,0),1))","v":""},"","","","","","","","","","","","","","","","","","","","","","","","","","","","","","","","","","","","","","","","","","","","","","","","","","","","","","","","","","","","","","","",{"$f":"IF(OR(BT$100=\"\",ISERROR(INDEX(BT$100:BT$5100,MATCH($G6073&\"*\",BT$100:BT$5100,0),1))),\"\",INDEX(BT$100:BT$5100,MATCH($G6073&\"*\",BT$100:BT$5100,0),1))","v":""},"","","","","","","","","","","","","","","","","","","","","","","","","","","","","","","","","","","","","","","","","","","","","","","","","","","","","","","","","","","","","","","",{"$f":"IF(OR(EF$100=\"\",ISERROR(INDEX(EF$100:EF$5100,MATCH($G6073&\"*\",EF$100:EF$5100,0),1))),\"\",INDEX(EF$100:EF$5100,MATCH($G6073&\"*\",EF$100:EF$5100,0),1))","v":""},"","","","","","","","","","","","","","","","","","","","","","","","","","","","","","","","","","","","","","","","","","","","","","","","","","","","","","","","","","","","","","","",{"$f":"IF(OR(GR$100=\"\",ISERROR(INDEX(GR$100:GR$5100,MATCH($G6073&\"*\",GR$100:GR$5100,0),1))),\"\",INDEX(GR$100:GR$5100,MATCH($G6073&\"*\",GR$100:GR$5100,0),1))","v":""},"","","","","","","","","","","","","","","","","","","","","","","","","","","","","","","","","","","","","","","","","","","","","","","","","","","","","","","","","","","","","","","",{"$f":"IF(OR(JD$100=\"\",ISERROR(INDEX(JD$100:JD$5100,MATCH($G6073&\"*\",JD$100:JD$5100,0),1))),\"\",INDEX(JD$100:JD$5100,MATCH($G6073&\"*\",JD$100:JD$5100,0),1))","v":""},"","","","","","","","","","","","","","","","","","","","","","","","","","","","","","","","","","","","","","","","","","","","","","","","","","","","","","","","","","","","","","","",{"$f":"IF(OR(LP$100=\"\",ISERROR(INDEX(LP$100:LP$5100,MATCH($G6073&\"*\",LP$100:LP$5100,0),1))),\"\",INDEX(LP$100:LP$5100,MATCH($G6073&\"*\",LP$100:LP$5100,0),1))","v":""},"","","","","","","","","","","","","","","","","","","","","","","","","","","","","","","","","","","","","","","","","","","","","","","","","","","","","","","","","","","","","","","",{"$f":"IF(OR(OB$100=\"\",ISERROR(INDEX(OB$100:OB$5100,MATCH($G6073&\"*\",OB$100:OB$5100,0),1))),\"\",INDEX(OB$100:OB$5100,MATCH($G6073&\"*\",OB$100:OB$5100,0),1))","v":""},"","","","","","","","","","","","","","",""]
[null,null,null,null,null,"太陽光住戸","その1",{"$f":"IF(OR(H$100=\"\",ISERROR(INDEX(H$100:H$5100,MATCH($G6075&\"*\",H$100:H$5100,0),1))),\"\",INDEX(H$100:H$5100,MATCH($G6075&\"*\",H$100:H$5100,0),1))","v":""},"","","","","","","","","","","","","","","",{"$f":"IF(OR(X$100=\"\",ISERROR(INDEX(X$100:X$5100,MATCH($G6075&\"*\",X$100:X$5100,0),1))),\"\",INDEX(X$100:X$5100,MATCH($G6075&\"*\",X$100:X$5100,0),1))","v":""},"","","","","","","","","","","","","","","","","","","","","","","","","","","","","","","","","","","","","","","","","","","","","","","","","","","","","","","","","","","","","","","",{"$f":"IF(OR(CJ$100=\"\",ISERROR(INDEX(CJ$100:CJ$5100,MATCH($G6075&\"*\",CJ$100:CJ$5100,0),1))),\"\",INDEX(CJ$100:CJ$5100,MATCH($G6075&\"*\",CJ$100:CJ$5100,0),1))","v":""},"","","","","","","","","","","","","","","","","","","","","","","","","","","","","","","","","","","","","","","","","","","","","","","","","","","","","","","","","","","","","","","",{"$f":"IF(OR(EV$100=\"\",ISERROR(INDEX(EV$100:EV$5100,MATCH($G6075&\"*\",EV$100:EV$5100,0),1))),\"\",INDEX(EV$100:EV$5100,MATCH($G6075&\"*\",EV$100:EV$5100,0),1))","v":""},"","","","","","","","","","","","","","","","","","","","","","","","","","","","","","","","","","","","","","","","","","","","","","","","","","","","","","","","","","","","","","","",{"$f":"IF(OR(HH$100=\"\",ISERROR(INDEX(HH$100:HH$5100,MATCH($G6075&\"*\",HH$100:HH$5100,0),1))),\"\",INDEX(HH$100:HH$5100,MATCH($G6075&\"*\",HH$100:HH$5100,0),1))","v":""},"","","","","","","","","","","","","","","","","","","","","","","","","","","","","","","","","","","","","","","","","","","","","","","","","","","","","","","","","","","","","","","",{"$f":"IF(OR(JT$100=\"\",ISERROR(INDEX(JT$100:JT$5100,MATCH($G6075&\"*\",JT$100:JT$5100,0),1))),\"\",INDEX(JT$100:JT$5100,MATCH($G6075&\"*\",JT$100:JT$5100,0),1))","v":""},"","","","","","","","","","","","","","","","","","","","","","","","","","","","","","","","","","","","","","","","","","","","","","","","","","","","","","","","","","","","","","","",{"$f":"IF(OR(MF$100=\"\",ISERROR(INDEX(MF$100:MF$5100,MATCH($G6075&\"*\",MF$100:MF$5100,0),1))),\"\",INDEX(MF$100:MF$5100,MATCH($G6075&\"*\",MF$100:MF$5100,0),1))","v":""},"","","","","","","","","","","","","","","","","","","","","","","","","","","","","","","","","","","","","","","","","","","","","","","","","","","","","","","","","","","","","","",""]
[null,null,null,"★","🌟","☆","その4","","","","","","","","","","","","","","","","","","","","","","","","","","","","","","","","","","","","","","","","","","","","","","","","","","","","","","","","","","","","","","","","","","","","","","","","","","","","","","","","","","","","","","","","","","","","","","","","","","","","","","","","","","","","","","","","","","","","","","","","","","","","","","","","","","","","","","","","","","","","","","","",{"$f":"IF(OR(EU$100=\"\",ISERROR(INDEX(EU$100:EU$5100,MATCH($G6078&\"*\",EU$100:EU$5100,0),1))),\"\",INDEX(EU$100:EU$5100,MATCH($G6078&\"*\",EU$100:EU$5100,0),1))","v":""},"","","","","","","","","","","","","","","","","","","","","","","","","","","","","","","","","","","","","","","","","","","","","","","","","","","","","","","","","","","","","","","","","","","","","","","","","","","","","","","","","","","","","","","","","","","","","","","","","","","","","","","","","","","","","","","","","","","","","","","","","","","","","","","",{"$f":"IF(OR(JS$100=\"\",ISERROR(INDEX(JS$100:JS$5100,MATCH($G6078&\"*\",JS$100:JS$5100,0),1))),\"\",INDEX(JS$100:JS$5100,MATCH($G6078&\"*\",JS$100:JS$5100,0),1))","v":""},"","","","","","","","","","","","","","","","","","","","","","","","","","","","","","","","","","","","","","","","","","","","","","","","","","","","","","","","","","","","","","","","","","","","","","","","","","","","","","","","","","","","","","","","","","","","","","","","","","","","","","","","","","","","","","","","","","","","","","","","","","","","","","","",{"$f":"IF(OR(OQ$100=\"\",ISERROR(INDEX(OQ$100:OQ$5100,MATCH($G6078&\"*\",OQ$100:OQ$5100,0),1))),\"\",INDEX(OQ$100:OQ$5100,MATCH($G6078&\"*\",OQ$100:OQ$5100,0),1))","v":""}]
[null,null,null,null,{"$f":"IF(E37=\"\",\"\",IF(AND(E37=$H$6002,E84>=10),$D$6078,IF(AND(E37=$H$6002,1-E28>=0.1),$E$6078,IF(AND(E37=$H$6003,E84>=20),$D$6078,IF(AND(E37=$H$6003,1-E28>=0.2),$E$6078,$F$6078)))))","v":""},null,3,{"$f":"IF(OR(H37=\"\",H28=\"\"),\"\",IF(AND(H37=$H$6002,H88>=10),$D$6078,IF(AND(H37=$H$6002,1-H6090>=0.1),$E$6078,IF(AND(H37=$H$6003,H88>=20),$D$6078,IF(AND(H37=$H$6003,1-H6090>=0.2),$E$6078,$F$6078)))))","v":""},"","","","","","","","","","","","","","","","","","","","","","","","","","","","","","","","","","","","","","","","","","","","","","","","","","","","","","","","","","","","","","","",{"$f":"IF(OR(BT37=\"\",BT28=\"\"),\"\",IF(AND(BT37=$H$6002,BT88>=10),$D$6078,IF(AND(BT37=$H$6002,1-BT6090>=0.1),$E$6078,IF(AND(BT37=$H$6003,BT88>=20),$D$6078,IF(AND(BT37=$H$6003,1-BT6090>=0.2),$E$6078,$F$6078)))))","v":""},"","","","","","","","","","","","","","","","","","","","","","","","","","","","","","","","","","","","","","","","","","","","","","","","","","","","","","","","","","","","","","","",{"$f":"IF(OR(EF37=\"\",EF28=\"\"),\"\",IF(AND(EF37=$H$6002,EF88>=10),$D$6078,IF(AND(EF37=$H$6002,1-EF6090>=0.1),$E$6078,IF(AND(EF37=$H$6003,EF88>=20),$D$6078,IF(AND(EF37=$H$6003,1-EF6090>=0.2),$E$6078,$F$6078)))))","v":""},"","","","","","","","","","","","","","","","","","","","","","","","","","","","","","","","","","","","","","","","","","","","","","","","","","","","","","","","","","","","","","","",{"$f":"IF(OR(GR37=\"\",GR28=\"\"),\"\",IF(AND(GR37=$H$6002,GR88>=10),$D$6078,IF(AND(GR37=$H$6002,1-GR6090>=0.1),$E$6078,IF(AND(GR37=$H$6003,GR88>=20),$D$6078,IF(AND(GR37=$H$6003,1-GR6090>=0.2),$E$6078,$F$6078)))))","v":""},"","","","","","","","","","","","","","","","","","","","","","","","","","","","","","","","","","","","","","","","","","","","","","","","","","","","","","","","","","","","","","","",{"$f":"IF(OR(JD37=\"\",JD28=\"\"),\"\",IF(AND(JD37=$H$6002,JD88>=10),$D$6078,IF(AND(JD37=$H$6002,1-JD6090>=0.1),$E$6078,IF(AND(JD37=$H$6003,JD88>=20),$D$6078,IF(AND(JD37=$H$6003,1-JD6090>=0.2),$E$6078,$F$6078)))))","v":""},"","","","","","","","","","","","","","","","","","","","","","","","","","","","","","","","","","","","","","","","","","","","","","","","","","","","","","","","","","","","","","","",{"$f":"IF(OR(LP37=\"\",LP28=\"\"),\"\",IF(AND(LP37=$H$6002,LP88>=10),$D$6078,IF(AND(LP37=$H$6002,1-LP6090>=0.1),$E$6078,IF(AND(LP37=$H$6003,LP88>=20),$D$6078,IF(AND(LP37=$H$6003,1-LP6090>=0.2),$E$6078,$F$6078)))))","v":""},"","","","","","","","","","","","","","","","","","","","","","","","","","","","","","","","","","","","","","","","","","","","","","","","","","","","","","","","","","","","","","","",{"$f":"IF(OR(OB37=\"\",OB28=\"\"),\"\",IF(AND(OB37=$H$6002,OB88>=10),$D$6078,IF(AND(OB37=$H$6002,1-OB6090>=0.1),$E$6078,IF(AND(OB37=$H$6003,OB88>=20),$D$6078,IF(AND(OB37=$H$6003,1-OB6090>=0.2),$E$6078,$F$6078)))))","v":""},"","","","","","","","","","","","","","",""]
[null,null,null,null,{"$f":"IF(E37=\"\",\"\",IF(E37=$H$6002,\"\",IF(AND(E37=$H$6003,E84>=50),$D$6078,IF(AND(E37=$H$6003,1-E28>=0.5),$E$6078,$F$6078))))","v":""},null,6,{"$f":"IF(OR(H37=\"\",H28=\"\"),\"\",IF(H37=$H$6002,\"\",IF(AND(H37=$H$6003,H88>=50),$D$6078,IF(AND(H37=$H$6003,1-H6090>=0.5),$E$6078,$F$6078))))","v":""},"","","","","","","","","","","","","","","","","","","","","","","","","","","","","","","","","","","","","","","","","","","","","","","","","","","","","","","","","","","","","","","",{"$f":"IF(OR(BT37=\"\",BT28=\"\"),\"\",IF(BT37=$H$6002,\"\",IF(AND(BT37=$H$6003,BT88>=50),$D$6078,IF(AND(BT37=$H$6003,1-BT6090>=0.5),$E$6078,$F$6078))))","v":""},"","","","","","","","","","","","","","","","","","","","","","","","","","","","","","","","","","","","","","","","","","","","","","","","","","","","","","","","","","","","","","","",{"$f":"IF(OR(EF37=\"\",EF28=\"\"),\"\",IF(EF37=$H$6002,\"\",IF(AND(EF37=$H$6003,EF88>=50),$D$6078,IF(AND(EF37=$H$6003,1-EF6090>=0.5),$E$6078,$F$6078))))","v":""},"","","","","","","","","","","","","","","","","","","","","","","","","","","","","","","","","","","","","","","","","","","","","","","","","","","","","","","","","","","","","","","",{"$f":"IF(OR(GR37=\"\",GR28=\"\"),\"\",IF(GR37=$H$6002,\"\",IF(AND(GR37=$H$6003,GR88>=50),$D$6078,IF(AND(GR37=$H$6003,1-GR6090>=0.5),$E$6078,$F$6078))))","v":""},"","","","","","","","","","","","","","","","","","","","","","","","","","","","","","","","","","","","","","","","","","","","","","","","","","","","","","","","","","","","","","","",{"$f":"IF(OR(JD37=\"\",JD28=\"\"),\"\",IF(JD37=$H$6002,\"\",IF(AND(JD37=$H$6003,JD88>=50),$D$6078,IF(AND(JD37=$H$6003,1-JD6090>=0.5),$E$6078,$F$6078))))","v":""},"","","","","","","","","","","","","","","","","","","","","","","","","","","","","","","","","","","","","","","","","","","","","","","","","","","","","","","","","","","","","","","",{"$f":"IF(OR(LP37=\"\",LP28=\"\"),\"\",IF(LP37=$H$6002,\"\",IF(AND(LP37=$H$6003,LP88>=50),$D$6078,IF(AND(LP37=$H$6003,1-LP6090>=0.5),$E$6078,$F$6078))))","v":""},"","","","","","","","","","","","","","","","","","","","","","","","","","","","","","","","","","","","","","","","","","","","","","","","","","","","","","","","","","","","","","","",{"$f":"IF(OR(OB37=\"\",OB28=\"\"),\"\",IF(OB37=$H$6002,\"\",IF(AND(OB37=$H$6003,OB88>=50),$D$6078,IF(AND(OB37=$H$6003,1-OB6090>=0.5),$E$6078,$F$6078))))","v":""},"","","","","","","","","","","","","","",""]
[]
[null,null,null,null,null,"BEI・削減率は読込値に切り替え(V12.4)","省エネBEI",{"$f":"IF(OR(H6035=\"\",ISBLANK(H100),H6060=\"\"),\"\",IF(ISERROR(-LOOKUP(1,-RIGHT(H6060,ROW($1:$80)))),H6098,-LOOKUP(1,-RIGHT(H6060,ROW($1:$80)))))","v":""},{"$f":"IF(OR(I6035=\"\",ISBLANK(I100),I6060=\"\"),\"\",IF(ISERROR(-LOOKUP(1,-RIGHT(I6060,ROW($1:$80)))),I6098,-LOOKUP(1,-RIGHT(I6060,ROW($1:$80)))))","v":""},{"$f":"IF(OR(J6035=\"\",ISBLANK(J100),J6060=\"\"),\"\",IF(ISERROR(-LOOKUP(1,-RIGHT(J6060,ROW($1:$80)))),J6098,-LOOKUP(1,-RIGHT(J6060,ROW($1:$80)))))","v":""},{"$f":"IF(OR(K6035=\"\",ISBLANK(K100),K6060=\"\"),\"\",IF(ISERROR(-LOOKUP(1,-RIGHT(K6060,ROW($1:$80)))),K6098,-LOOKUP(1,-RIGHT(K6060,ROW($1:$80)))))","v":""},{"$f":"IF(OR(L6035=\"\",ISBLANK(L100),L6060=\"\"),\"\",IF(ISERROR(-LOOKUP(1,-RIGHT(L6060,ROW($1:$80)))),L6098,-LOOKUP(1,-RIGHT(L6060,ROW($1:$80)))))","v":""},{"$f":"IF(OR(M6035=\"\",ISBLANK(M100),M6060=\"\"),\"\",IF(ISERROR(-LOOKUP(1,-RIGHT(M6060,ROW($1:$80)))),M6098,-LOOKUP(1,-RIGHT(M6060,ROW($1:$80)))))","v":""},{"$f":"IF(OR(N6035=\"\",ISBLANK(N100),N6060=\"\"),\"\",IF(ISERROR(-LOOKUP(1,-RIGHT(N6060,ROW($1:$80)))),N6098,-LOOKUP(1,-RIGHT(N6060,ROW($1:$80)))))","v":""},{"$f":"IF(OR(O6035=\"\",ISBLANK(O100),O6060=\"\"),\"\",IF(ISERROR(-LOOKUP(1,-RIGHT(O6060,ROW($1:$80)))),O6098,-LOOKUP(1,-RIGHT(O6060,ROW($1:$80)))))","v":""},{"$f":"IF(OR(P6035=\"\",ISBLANK(P100),P6060=\"\"),\"\",IF(ISERROR(-LOOKUP(1,-RIGHT(P6060,ROW($1:$80)))),P6098,-LOOKUP(1,-RIGHT(P6060,ROW($1:$80)))))","v":""},{"$f":"IF(OR(Q6035=\"\",ISBLANK(Q100),Q6060=\"\"),\"\",IF(ISERROR(-LOOKUP(1,-RIGHT(Q6060,ROW($1:$80)))),Q6098,-LOOKUP(1,-RIGHT(Q6060,ROW($1:$80)))))","v":""},{"$f":"IF(OR(R6035=\"\",ISBLANK(R100),R6060=\"\"),\"\",IF(ISERROR(-LOOKUP(1,-RIGHT(R6060,ROW($1:$80)))),R6098,-LOOKUP(1,-RIGHT(R6060,ROW($1:$80)))))","v":""},{"$f":"IF(OR(S6035=\"\",ISBLANK(S100),S6060=\"\"),\"\",IF(ISERROR(-LOOKUP(1,-RIGHT(S6060,ROW($1:$80)))),S6098,-LOOKUP(1,-RIGHT(S6060,ROW($1:$80)))))","v":""},{"$f":"IF(OR(T6035=\"\",ISBLANK(T100),T6060=\"\"),\"\",IF(ISERROR(-LOOKUP(1,-RIGHT(T6060,ROW($1:$80)))),T6098,-LOOKUP(1,-RIGHT(T6060,ROW($1:$80)))))","v":""},{"$f":"IF(OR(U6035=\"\",ISBLANK(U100),U6060=\"\"),\"\",IF(ISERROR(-LOOKUP(1,-RIGHT(U6060,ROW($1:$80)))),U6098,-LOOKUP(1,-RIGHT(U6060,ROW($1:$80)))))","v":""},{"$f":"IF(OR(V6035=\"\",ISBLANK(V100),V6060=\"\"),\"\",IF(ISERROR(-LOOKUP(1,-RIGHT(V6060,ROW($1:$80)))),V6098,-LOOKUP(1,-RIGHT(V6060,ROW($1:$80)))))","v":""},{"$f":"IF(OR(W6035=\"\",ISBLANK(W100),W6060=\"\"),\"\",IF(ISERROR(-LOOKUP(1,-RIGHT(W6060,ROW($1:$80)))),W6098,-LOOKUP(1,-RIGHT(W6060,ROW($1:$80)))))","v":""},{"$f":"IF(OR(X6035=\"\",ISBLANK(X100),X6060=\"\"),\"\",IF(ISERROR(-LOOKUP(1,-RIGHT(X6060,ROW($1:$80)))),X6098,-LOOKUP(1,-RIGHT(X6060,ROW($1:$80)))))","v":""},{"$f":"IF(OR(Y6035=\"\",ISBLANK(Y100),Y6060=\"\"),\"\",IF(ISERROR(-LOOKUP(1,-RIGHT(Y6060,ROW($1:$80)))),Y6098,-LOOKUP(1,-RIGHT(Y6060,ROW($1:$80)))))","v":""},{"$f":"IF(OR(Z6035=\"\",ISBLANK(Z100),Z6060=\"\"),\"\",IF(ISERROR(-LOOKUP(1,-RIGHT(Z6060,ROW($1:$80)))),Z6098,-LOOKUP(1,-RIGHT(Z6060,ROW($1:$80)))))","v":""},{"$f":"IF(OR(AA6035=\"\",ISBLANK(AA100),AA6060=\"\"),\"\",IF(ISERROR(-LOOKUP(1,-RIGHT(AA6060,ROW($1:$80)))),AA6098,-LOOKUP(1,-RIGHT(AA6060,ROW($1:$80)))))","v":""},{"$f":"IF(OR(AB6035=\"\",ISBLANK(AB100),AB6060=\"\"),\"\",IF(ISERROR(-LOOKUP(1,-RIGHT(AB6060,ROW($1:$80)))),AB6098,-LOOKUP(1,-RIGHT(AB6060,ROW($1:$80)))))","v":""},{"$f":"IF(OR(AC6035=\"\",ISBLANK(AC100),AC6060=\"\"),\"\",IF(ISERROR(-LOOKUP(1,-RIGHT(AC6060,ROW($1:$80)))),AC6098,-LOOKUP(1,-RIGHT(AC6060,ROW($1:$80)))))","v":""},{"$f":"IF(OR(AD6035=\"\",ISBLANK(AD100),AD6060=\"\"),\"\",IF(ISERROR(-LOOKUP(1,-RIGHT(AD6060,ROW($1:$80)))),AD6098,-LOOKUP(1,-RIGHT(AD6060,ROW($1:$80)))))","v":""},{"$f":"IF(OR(AE6035=\"\",ISBLANK(AE100),AE6060=\"\"),\"\",IF(ISERROR(-LOOKUP(1,-RIGHT(AE6060,ROW($1:$80)))),AE6098,-LOOKUP(1,-RIGHT(AE6060,ROW($1:$80)))))","v":""},{"$f":"IF(OR(AF6035=\"\",ISBLANK(AF100),AF6060=\"\"),\"\",IF(ISERROR(-LOOKUP(1,-RIGHT(AF6060,ROW($1:$80)))),AF6098,-LOOKUP(1,-RIGHT(AF6060,ROW($1:$80)))))","v":""},{"$f":"IF(OR(AG6035=\"\",ISBLANK(AG100),AG6060=\"\"),\"\",IF(ISERROR(-LOOKUP(1,-RIGHT(AG6060,ROW($1:$80)))),AG6098,-LOOKUP(1,-RIGHT(AG6060,ROW($1:$80)))))","v":""},{"$f":"IF(OR(AH6035=\"\",ISBLANK(AH100),AH6060=\"\"),\"\",IF(ISERROR(-LOOKUP(1,-RIGHT(AH6060,ROW($1:$80)))),AH6098,-LOOKUP(1,-RIGHT(AH6060,ROW($1:$80)))))","v":""},{"$f":"IF(OR(AI6035=\"\",ISBLANK(AI100),AI6060=\"\"),\"\",IF(ISERROR(-LOOKUP(1,-RIGHT(AI6060,ROW($1:$80)))),AI6098,-LOOKUP(1,-RIGHT(AI6060,ROW($1:$80)))))","v":""},{"$f":"IF(OR(AJ6035=\"\",ISBLANK(AJ100),AJ6060=\"\"),\"\",IF(ISERROR(-LOOKUP(1,-RIGHT(AJ6060,ROW($1:$80)))),AJ6098,-LOOKUP(1,-RIGHT(AJ6060,ROW($1:$80)))))","v":""},{"$f":"IF(OR(AK6035=\"\",ISBLANK(AK100),AK6060=\"\"),\"\",IF(ISERROR(-LOOKUP(1,-RIGHT(AK6060,ROW($1:$80)))),AK6098,-LOOKUP(1,-RIGHT(AK6060,ROW($1:$80)))))","v":""},{"$f":"IF(OR(AL6035=\"\",ISBLANK(AL100),AL6060=\"\"),\"\",IF(ISERROR(-LOOKUP(1,-RIGHT(AL6060,ROW($1:$80)))),AL6098,-LOOKUP(1,-RIGHT(AL6060,ROW($1:$80)))))","v":""},{"$f":"IF(OR(AM6035=\"\",ISBLANK(AM100),AM6060=\"\"),\"\",IF(ISERROR(-LOOKUP(1,-RIGHT(AM6060,ROW($1:$80)))),AM6098,-LOOKUP(1,-RIGHT(AM6060,ROW($1:$80)))))","v":""},{"$f":"IF(OR(AN6035=\"\",ISBLANK(AN100),AN6060=\"\"),\"\",IF(ISERROR(-LOOKUP(1,-RIGHT(AN6060,ROW($1:$80)))),AN6098,-LOOKUP(1,-RIGHT(AN6060,ROW($1:$80)))))","v":""},{"$f":"IF(OR(AO6035=\"\",ISBLANK(AO100),AO6060=\"\"),\"\",IF(ISERROR(-LOOKUP(1,-RIGHT(AO6060,ROW($1:$80)))),AO6098,-LOOKUP(1,-RIGHT(AO6060,ROW($1:$80)))))","v":""},{"$f":"IF(OR(AP6035=\"\",ISBLANK(AP100),AP6060=\"\"),\"\",IF(ISERROR(-LOOKUP(1,-RIGHT(AP6060,ROW($1:$80)))),AP6098,-LOOKUP(1,-RIGHT(AP6060,ROW($1:$80)))))","v":""},{"$f":"IF(OR(AQ6035=\"\",ISBLANK(AQ100),AQ6060=\"\"),\"\",IF(ISERROR(-LOOKUP(1,-RIGHT(AQ6060,ROW($1:$80)))),AQ6098,-LOOKUP(1,-RIGHT(AQ6060,ROW($1:$80)))))","v":""},{"$f":"IF(OR(AR6035=\"\",ISBLANK(AR100),AR6060=\"\"),\"\",IF(ISERROR(-LOOKUP(1,-RIGHT(AR6060,ROW($1:$80)))),AR6098,-LOOKUP(1,-RIGHT(AR6060,ROW($1:$80)))))","v":""},{"$f":"IF(OR(AS6035=\"\",ISBLANK(AS100),AS6060=\"\"),\"\",IF(ISERROR(-LOOKUP(1,-RIGHT(AS6060,ROW($1:$80)))),AS6098,-LOOKUP(1,-RIGHT(AS6060,ROW($1:$80)))))","v":""},{"$f":"IF(OR(AT6035=\"\",ISBLANK(AT100),AT6060=\"\"),\"\",IF(ISERROR(-LOOKUP(1,-RIGHT(AT6060,ROW($1:$80)))),AT6098,-LOOKUP(1,-RIGHT(AT6060,ROW($1:$80)))))","v":""},{"$f":"IF(OR(AU6035=\"\",ISBLANK(AU100),AU6060=\"\"),\"\",IF(ISERROR(-LOOKUP(1,-RIGHT(AU6060,ROW($1:$80)))),AU6098,-LOOKUP(1,-RIGHT(AU6060,ROW($1:$80)))))","v":""},{"$f":"IF(OR(AV6035=\"\",ISBLANK(AV100),AV6060=\"\"),\"\",IF(ISERROR(-LOOKUP(1,-RIGHT(AV6060,ROW($1:$80)))),AV6098,-LOOKUP(1,-RIGHT(AV6060,ROW($1:$80)))))","v":""},{"$f":"IF(OR(AW6035=\"\",ISBLANK(AW100),AW6060=\"\"),\"\",IF(ISERROR(-LOOKUP(1,-RIGHT(AW6060,ROW($1:$80)))),AW6098,-LOOKUP(1,-RIGHT(AW6060,ROW($1:$80)))))","v":""},{"$f":"IF(OR(AX6035=\"\",ISBLANK(AX100),AX6060=\"\"),\"\",IF(ISERROR(-LOOKUP(1,-RIGHT(AX6060,ROW($1:$80)))),AX6098,-LOOKUP(1,-RIGHT(AX6060,ROW($1:$80)))))","v":""},{"$f":"IF(OR(AY6035=\"\",ISBLANK(AY100),AY6060=\"\"),\"\",IF(ISERROR(-LOOKUP(1,-RIGHT(AY6060,ROW($1:$80)))),AY6098,-LOOKUP(1,-RIGHT(AY6060,ROW($1:$80)))))","v":""},{"$f":"IF(OR(AZ6035=\"\",ISBLANK(AZ100),AZ6060=\"\"),\"\",IF(ISERROR(-LOOKUP(1,-RIGHT(AZ6060,ROW($1:$80)))),AZ6098,-LOOKUP(1,-RIGHT(AZ6060,ROW($1:$80)))))","v":""},{"$f":"IF(OR(BA6035=\"\",ISBLANK(BA100),BA6060=\"\"),\"\",IF(ISERROR(-LOOKUP(1,-RIGHT(BA6060,ROW($1:$80)))),BA6098,-LOOKUP(1,-RIGHT(BA6060,ROW($1:$80)))))","v":""},{"$f":"IF(OR(BB6035=\"\",ISBLANK(BB100),BB6060=\"\"),\"\",IF(ISERROR(-LOOKUP(1,-RIGHT(BB6060,ROW($1:$80)))),BB6098,-LOOKUP(1,-RIGHT(BB6060,ROW($1:$80)))))","v":""},{"$f":"IF(OR(BC6035=\"\",ISBLANK(BC100),BC6060=\"\"),\"\",IF(ISERROR(-LOOKUP(1,-RIGHT(BC6060,ROW($1:$80)))),BC6098,-LOOKUP(1,-RIGHT(BC6060,ROW($1:$80)))))","v":""},{"$f":"IF(OR(BD6035=\"\",ISBLANK(BD100),BD6060=\"\"),\"\",IF(ISERROR(-LOOKUP(1,-RIGHT(BD6060,ROW($1:$80)))),BD6098,-LOOKUP(1,-RIGHT(BD6060,ROW($1:$80)))))","v":""},{"$f":"IF(OR(BE6035=\"\",ISBLANK(BE100),BE6060=\"\"),\"\",IF(ISERROR(-LOOKUP(1,-RIGHT(BE6060,ROW($1:$80)))),BE6098,-LOOKUP(1,-RIGHT(BE6060,ROW($1:$80)))))","v":""},{"$f":"IF(OR(BF6035=\"\",ISBLANK(BF100),BF6060=\"\"),\"\",IF(ISERROR(-LOOKUP(1,-RIGHT(BF6060,ROW($1:$80)))),BF6098,-LOOKUP(1,-RIGHT(BF6060,ROW($1:$80)))))","v":""},{"$f":"IF(OR(BG6035=\"\",ISBLANK(BG100),BG6060=\"\"),\"\",IF(ISERROR(-LOOKUP(1,-RIGHT(BG6060,ROW($1:$80)))),BG6098,-LOOKUP(1,-RIGHT(BG6060,ROW($1:$80)))))","v":""},{"$f":"IF(OR(BH6035=\"\",ISBLANK(BH100),BH6060=\"\"),\"\",IF(ISERROR(-LOOKUP(1,-RIGHT(BH6060,ROW($1:$80)))),BH6098,-LOOKUP(1,-RIGHT(BH6060,ROW($1:$80)))))","v":""},{"$f":"IF(OR(BI6035=\"\",ISBLANK(BI100),BI6060=\"\"),\"\",IF(ISERROR(-LOOKUP(1,-RIGHT(BI6060,ROW($1:$80)))),BI6098,-LOOKUP(1,-RIGHT(BI6060,ROW($1:$80)))))","v":""},{"$f":"IF(OR(BJ6035=\"\",ISBLANK(BJ100),BJ6060=\"\"),\"\",IF(ISERROR(-LOOKUP(1,-RIGHT(BJ6060,ROW($1:$80)))),BJ6098,-LOOKUP(1,-RIGHT(BJ6060,ROW($1:$80)))))","v":""},{"$f":"IF(OR(BK6035=\"\",ISBLANK(BK100),BK6060=\"\"),\"\",IF(ISERROR(-LOOKUP(1,-RIGHT(BK6060,ROW($1:$80)))),BK6098,-LOOKUP(1,-RIGHT(BK6060,ROW($1:$80)))))","v":""},{"$f":"IF(OR(BL6035=\"\",ISBLANK(BL100),BL6060=\"\"),\"\",IF(ISERROR(-LOOKUP(1,-RIGHT(BL6060,ROW($1:$80)))),BL6098,-LOOKUP(1,-RIGHT(BL6060,ROW($1:$80)))))","v":""},{"$f":"IF(OR(BM6035=\"\",ISBLANK(BM100),BM6060=\"\"),\"\",IF(ISERROR(-LOOKUP(1,-RIGHT(BM6060,ROW($1:$80)))),BM6098,-LOOKUP(1,-RIGHT(BM6060,ROW($1:$80)))))","v":""},{"$f":"IF(OR(BN6035=\"\",ISBLANK(BN100),BN6060=\"\"),\"\",IF(ISERROR(-LOOKUP(1,-RIGHT(BN6060,ROW($1:$80)))),BN6098,-LOOKUP(1,-RIGHT(BN6060,ROW($1:$80)))))","v":""},{"$f":"IF(OR(BO6035=\"\",ISBLANK(BO100),BO6060=\"\"),\"\",IF(ISERROR(-LOOKUP(1,-RIGHT(BO6060,ROW($1:$80)))),BO6098,-LOOKUP(1,-RIGHT(BO6060,ROW($1:$80)))))","v":""},{"$f":"IF(OR(BP6035=\"\",ISBLANK(BP100),BP6060=\"\"),\"\",IF(ISERROR(-LOOKUP(1,-RIGHT(BP6060,ROW($1:$80)))),BP6098,-LOOKUP(1,-RIGHT(BP6060,ROW($1:$80)))))","v":""},{"$f":"IF(OR(BQ6035=\"\",ISBLANK(BQ100),BQ6060=\"\"),\"\",IF(ISERROR(-LOOKUP(1,-RIGHT(BQ6060,ROW($1:$80)))),BQ6098,-LOOKUP(1,-RIGHT(BQ6060,ROW($1:$80)))))","v":""},{"$f":"IF(OR(BR6035=\"\",ISBLANK(BR100),BR6060=\"\"),\"\",IF(ISERROR(-LOOKUP(1,-RIGHT(BR6060,ROW($1:$80)))),BR6098,-LOOKUP(1,-RIGHT(BR6060,ROW($1:$80)))))","v":""},{"$f":"IF(OR(BS6035=\"\",ISBLANK(BS100),BS6060=\"\"),\"\",IF(ISERROR(-LOOKUP(1,-RIGHT(BS6060,ROW($1:$80)))),BS6098,-LOOKUP(1,-RIGHT(BS6060,ROW($1:$80)))))","v":""},{"$f":"IF(OR(BT6035=\"\",ISBLANK(BT100),BT6060=\"\"),\"\",IF(ISERROR(-LOOKUP(1,-RIGHT(BT6060,ROW($1:$80)))),BT6098,-LOOKUP(1,-RIGHT(BT6060,ROW($1:$80)))))","v":""},{"$f":"IF(OR(BU6035=\"\",ISBLANK(BU100),BU6060=\"\"),\"\",IF(ISERROR(-LOOKUP(1,-RIGHT(BU6060,ROW($1:$80)))),BU6098,-LOOKUP(1,-RIGHT(BU6060,ROW($1:$80)))))","v":""},{"$f":"IF(OR(BV6035=\"\",ISBLANK(BV100),BV6060=\"\"),\"\",IF(ISERROR(-LOOKUP(1,-RIGHT(BV6060,ROW($1:$80)))),BV6098,-LOOKUP(1,-RIGHT(BV6060,ROW($1:$80)))))","v":""},{"$f":"IF(OR(BW6035=\"\",ISBLANK(BW100),BW6060=\"\"),\"\",IF(ISERROR(-LOOKUP(1,-RIGHT(BW6060,ROW($1:$80)))),BW6098,-LOOKUP(1,-RIGHT(BW6060,ROW($1:$80)))))","v":""},{"$f":"IF(OR(BX6035=\"\",ISBLANK(BX100),BX6060=\"\"),\"\",IF(ISERROR(-LOOKUP(1,-RIGHT(BX6060,ROW($1:$80)))),BX6098,-LOOKUP(1,-RIGHT(BX6060,ROW($1:$80)))))","v":""},{"$f":"IF(OR(BY6035=\"\",ISBLANK(BY100),BY6060=\"\"),\"\",IF(ISERROR(-LOOKUP(1,-RIGHT(BY6060,ROW($1:$80)))),BY6098,-LOOKUP(1,-RIGHT(BY6060,ROW($1:$80)))))","v":""},{"$f":"IF(OR(BZ6035=\"\",ISBLANK(BZ100),BZ6060=\"\"),\"\",IF(ISERROR(-LOOKUP(1,-RIGHT(BZ6060,ROW($1:$80)))),BZ6098,-LOOKUP(1,-RIGHT(BZ6060,ROW($1:$80)))))","v":""},{"$f":"IF(OR(CA6035=\"\",ISBLANK(CA100),CA6060=\"\"),\"\",IF(ISERROR(-LOOKUP(1,-RIGHT(CA6060,ROW($1:$80)))),CA6098,-LOOKUP(1,-RIGHT(CA6060,ROW($1:$80)))))","v":""},{"$f":"IF(OR(CB6035=\"\",ISBLANK(CB100),CB6060=\"\"),\"\",IF(ISERROR(-LOOKUP(1,-RIGHT(CB6060,ROW($1:$80)))),CB6098,-LOOKUP(1,-RIGHT(CB6060,ROW($1:$80)))))","v":""},{"$f":"IF(OR(CC6035=\"\",ISBLANK(CC100),CC6060=\"\"),\"\",IF(ISERROR(-LOOKUP(1,-RIGHT(CC6060,ROW($1:$80)))),CC6098,-LOOKUP(1,-RIGHT(CC6060,ROW($1:$80)))))","v":""},{"$f":"IF(OR(CD6035=\"\",ISBLANK(CD100),CD6060=\"\"),\"\",IF(ISERROR(-LOOKUP(1,-RIGHT(CD6060,ROW($1:$80)))),CD6098,-LOOKUP(1,-RIGHT(CD6060,ROW($1:$80)))))","v":""},{"$f":"IF(OR(CE6035=\"\",ISBLANK(CE100),CE6060=\"\"),\"\",IF(ISERROR(-LOOKUP(1,-RIGHT(CE6060,ROW($1:$80)))),CE6098,-LOOKUP(1,-RIGHT(CE6060,ROW($1:$80)))))","v":""},{"$f":"IF(OR(CF6035=\"\",ISBLANK(CF100),CF6060=\"\"),\"\",IF(ISERROR(-LOOKUP(1,-RIGHT(CF6060,ROW($1:$80)))),CF6098,-LOOKUP(1,-RIGHT(CF6060,ROW($1:$80)))))","v":""},{"$f":"IF(OR(CG6035=\"\",ISBLANK(CG100),CG6060=\"\"),\"\",IF(ISERROR(-LOOKUP(1,-RIGHT(CG6060,ROW($1:$80)))),CG6098,-LOOKUP(1,-RIGHT(CG6060,ROW($1:$80)))))","v":""},{"$f":"IF(OR(CH6035=\"\",ISBLANK(CH100),CH6060=\"\"),\"\",IF(ISERROR(-LOOKUP(1,-RIGHT(CH6060,ROW($1:$80)))),CH6098,-LOOKUP(1,-RIGHT(CH6060,ROW($1:$80)))))","v":""},{"$f":"IF(OR(CI6035=\"\",ISBLANK(CI100),CI6060=\"\"),\"\",IF(ISERROR(-LOOKUP(1,-RIGHT(CI6060,ROW($1:$80)))),CI6098,-LOOKUP(1,-RIGHT(CI6060,ROW($1:$80)))))","v":""},{"$f":"IF(OR(CJ6035=\"\",ISBLANK(CJ100),CJ6060=\"\"),\"\",IF(ISERROR(-LOOKUP(1,-RIGHT(CJ6060,ROW($1:$80)))),CJ6098,-LOOKUP(1,-RIGHT(CJ6060,ROW($1:$80)))))","v":""},{"$f":"IF(OR(CK6035=\"\",ISBLANK(CK100),CK6060=\"\"),\"\",IF(ISERROR(-LOOKUP(1,-RIGHT(CK6060,ROW($1:$80)))),CK6098,-LOOKUP(1,-RIGHT(CK6060,ROW($1:$80)))))","v":""},{"$f":"IF(OR(CL6035=\"\",ISBLANK(CL100),CL6060=\"\"),\"\",IF(ISERROR(-LOOKUP(1,-RIGHT(CL6060,ROW($1:$80)))),CL6098,-LOOKUP(1,-RIGHT(CL6060,ROW($1:$80)))))","v":""},{"$f":"IF(OR(CM6035=\"\",ISBLANK(CM100),CM6060=\"\"),\"\",IF(ISERROR(-LOOKUP(1,-RIGHT(CM6060,ROW($1:$80)))),CM6098,-LOOKUP(1,-RIGHT(CM6060,ROW($1:$80)))))","v":""},{"$f":"IF(OR(CN6035=\"\",ISBLANK(CN100),CN6060=\"\"),\"\",IF(ISERROR(-LOOKUP(1,-RIGHT(CN6060,ROW($1:$80)))),CN6098,-LOOKUP(1,-RIGHT(CN6060,ROW($1:$80)))))","v":""},{"$f":"IF(OR(CO6035=\"\",ISBLANK(CO100),CO6060=\"\"),\"\",IF(ISERROR(-LOOKUP(1,-RIGHT(CO6060,ROW($1:$80)))),CO6098,-LOOKUP(1,-RIGHT(CO6060,ROW($1:$80)))))","v":""},{"$f":"IF(OR(CP6035=\"\",ISBLANK(CP100),CP6060=\"\"),\"\",IF(ISERROR(-LOOKUP(1,-RIGHT(CP6060,ROW($1:$80)))),CP6098,-LOOKUP(1,-RIGHT(CP6060,ROW($1:$80)))))","v":""},{"$f":"IF(OR(CQ6035=\"\",ISBLANK(CQ100),CQ6060=\"\"),\"\",IF(ISERROR(-LOOKUP(1,-RIGHT(CQ6060,ROW($1:$80)))),CQ6098,-LOOKUP(1,-RIGHT(CQ6060,ROW($1:$80)))))","v":""},{"$f":"IF(OR(CR6035=\"\",ISBLANK(CR100),CR6060=\"\"),\"\",IF(ISERROR(-LOOKUP(1,-RIGHT(CR6060,ROW($1:$80)))),CR6098,-LOOKUP(1,-RIGHT(CR6060,ROW($1:$80)))))","v":""},{"$f":"IF(OR(CS6035=\"\",ISBLANK(CS100),CS6060=\"\"),\"\",IF(ISERROR(-LOOKUP(1,-RIGHT(CS6060,ROW($1:$80)))),CS6098,-LOOKUP(1,-RIGHT(CS6060,ROW($1:$80)))))","v":""},{"$f":"IF(OR(CT6035=\"\",ISBLANK(CT100),CT6060=\"\"),\"\",IF(ISERROR(-LOOKUP(1,-RIGHT(CT6060,ROW($1:$80)))),CT6098,-LOOKUP(1,-RIGHT(CT6060,ROW($1:$80)))))","v":""},{"$f":"IF(OR(CU6035=\"\",ISBLANK(CU100),CU6060=\"\"),\"\",IF(ISERROR(-LOOKUP(1,-RIGHT(CU6060,ROW($1:$80)))),CU6098,-LOOKUP(1,-RIGHT(CU6060,ROW($1:$80)))))","v":""},{"$f":"IF(OR(CV6035=\"\",ISBLANK(CV100),CV6060=\"\"),\"\",IF(ISERROR(-LOOKUP(1,-RIGHT(CV6060,ROW($1:$80)))),CV6098,-LOOKUP(1,-RIGHT(CV6060,ROW($1:$80)))))","v":""},{"$f":"IF(OR(CW6035=\"\",ISBLANK(CW100),CW6060=\"\"),\"\",IF(ISERROR(-LOOKUP(1,-RIGHT(CW6060,ROW($1:$80)))),CW6098,-LOOKUP(1,-RIGHT(CW6060,ROW($1:$80)))))","v":""},{"$f":"IF(OR(CX6035=\"\",ISBLANK(CX100),CX6060=\"\"),\"\",IF(ISERROR(-LOOKUP(1,-RIGHT(CX6060,ROW($1:$80)))),CX6098,-LOOKUP(1,-RIGHT(CX6060,ROW($1:$80)))))","v":""},{"$f":"IF(OR(CY6035=\"\",ISBLANK(CY100),CY6060=\"\"),\"\",IF(ISERROR(-LOOKUP(1,-RIGHT(CY6060,ROW($1:$80)))),CY6098,-LOOKUP(1,-RIGHT(CY6060,ROW($1:$80)))))","v":""},{"$f":"IF(OR(CZ6035=\"\",ISBLANK(CZ100),CZ6060=\"\"),\"\",IF(ISERROR(-LOOKUP(1,-RIGHT(CZ6060,ROW($1:$80)))),CZ6098,-LOOKUP(1,-RIGHT(CZ6060,ROW($1:$80)))))","v":""},{"$f":"IF(OR(DA6035=\"\",ISBLANK(DA100),DA6060=\"\"),\"\",IF(ISERROR(-LOOKUP(1,-RIGHT(DA6060,ROW($1:$80)))),DA6098,-LOOKUP(1,-RIGHT(DA6060,ROW($1:$80)))))","v":""},{"$f":"IF(OR(DB6035=\"\",ISBLANK(DB100),DB6060=\"\"),\"\",IF(ISERROR(-LOOKUP(1,-RIGHT(DB6060,ROW($1:$80)))),DB6098,-LOOKUP(1,-RIGHT(DB6060,ROW($1:$80)))))","v":""},{"$f":"IF(OR(DC6035=\"\",ISBLANK(DC100),DC6060=\"\"),\"\",IF(ISERROR(-LOOKUP(1,-RIGHT(DC6060,ROW($1:$80)))),DC6098,-LOOKUP(1,-RIGHT(DC6060,ROW($1:$80)))))","v":""},{"$f":"IF(OR(DD6035=\"\",ISBLANK(DD100),DD6060=\"\"),\"\",IF(ISERROR(-LOOKUP(1,-RIGHT(DD6060,ROW($1:$80)))),DD6098,-LOOKUP(1,-RIGHT(DD6060,ROW($1:$80)))))","v":""},{"$f":"IF(OR(DE6035=\"\",ISBLANK(DE100),DE6060=\"\"),\"\",IF(ISERROR(-LOOKUP(1,-RIGHT(DE6060,ROW($1:$80)))),DE6098,-LOOKUP(1,-RIGHT(DE6060,ROW($1:$80)))))","v":""},{"$f":"IF(OR(DF6035=\"\",ISBLANK(DF100),DF6060=\"\"),\"\",IF(ISERROR(-LOOKUP(1,-RIGHT(DF6060,ROW($1:$80)))),DF6098,-LOOKUP(1,-RIGHT(DF6060,ROW($1:$80)))))","v":""},{"$f":"IF(OR(DG6035=\"\",ISBLANK(DG100),DG6060=\"\"),\"\",IF(ISERROR(-LOOKUP(1,-RIGHT(DG6060,ROW($1:$80)))),DG6098,-LOOKUP(1,-RIGHT(DG6060,ROW($1:$80)))))","v":""},{"$f":"IF(OR(DH6035=\"\",ISBLANK(DH100),DH6060=\"\"),\"\",IF(ISERROR(-LOOKUP(1,-RIGHT(DH6060,ROW($1:$80)))),DH6098,-LOOKUP(1,-RIGHT(DH6060,ROW($1:$80)))))","v":""},{"$f":"IF(OR(DI6035=\"\",ISBLANK(DI100),DI6060=\"\"),\"\",IF(ISERROR(-LOOKUP(1,-RIGHT(DI6060,ROW($1:$80)))),DI6098,-LOOKUP(1,-RIGHT(DI6060,ROW($1:$80)))))","v":""},{"$f":"IF(OR(DJ6035=\"\",ISBLANK(DJ100),DJ6060=\"\"),\"\",IF(ISERROR(-LOOKUP(1,-RIGHT(DJ6060,ROW($1:$80)))),DJ6098,-LOOKUP(1,-RIGHT(DJ6060,ROW($1:$80)))))","v":""},{"$f":"IF(OR(DK6035=\"\",ISBLANK(DK100),DK6060=\"\"),\"\",IF(ISERROR(-LOOKUP(1,-RIGHT(DK6060,ROW($1:$80)))),DK6098,-LOOKUP(1,-RIGHT(DK6060,ROW($1:$80)))))","v":""},{"$f":"IF(OR(DL6035=\"\",ISBLANK(DL100),DL6060=\"\"),\"\",IF(ISERROR(-LOOKUP(1,-RIGHT(DL6060,ROW($1:$80)))),DL6098,-LOOKUP(1,-RIGHT(DL6060,ROW($1:$80)))))","v":""},{"$f":"IF(OR(DM6035=\"\",ISBLANK(DM100),DM6060=\"\"),\"\",IF(ISERROR(-LOOKUP(1,-RIGHT(DM6060,ROW($1:$80)))),DM6098,-LOOKUP(1,-RIGHT(DM6060,ROW($1:$80)))))","v":""},{"$f":"IF(OR(DN6035=\"\",ISBLANK(DN100),DN6060=\"\"),\"\",IF(ISERROR(-LOOKUP(1,-RIGHT(DN6060,ROW($1:$80)))),DN6098,-LOOKUP(1,-RIGHT(DN6060,ROW($1:$80)))))","v":""},{"$f":"IF(OR(DO6035=\"\",ISBLANK(DO100),DO6060=\"\"),\"\",IF(ISERROR(-LOOKUP(1,-RIGHT(DO6060,ROW($1:$80)))),DO6098,-LOOKUP(1,-RIGHT(DO6060,ROW($1:$80)))))","v":""},{"$f":"IF(OR(DP6035=\"\",ISBLANK(DP100),DP6060=\"\"),\"\",IF(ISERROR(-LOOKUP(1,-RIGHT(DP6060,ROW($1:$80)))),DP6098,-LOOKUP(1,-RIGHT(DP6060,ROW($1:$80)))))","v":""},{"$f":"IF(OR(DQ6035=\"\",ISBLANK(DQ100),DQ6060=\"\"),\"\",IF(ISERROR(-LOOKUP(1,-RIGHT(DQ6060,ROW($1:$80)))),DQ6098,-LOOKUP(1,-RIGHT(DQ6060,ROW($1:$80)))))","v":""},{"$f":"IF(OR(DR6035=\"\",ISBLANK(DR100),DR6060=\"\"),\"\",IF(ISERROR(-LOOKUP(1,-RIGHT(DR6060,ROW($1:$80)))),DR6098,-LOOKUP(1,-RIGHT(DR6060,ROW($1:$80)))))","v":""},{"$f":"IF(OR(DS6035=\"\",ISBLANK(DS100),DS6060=\"\"),\"\",IF(ISERROR(-LOOKUP(1,-RIGHT(DS6060,ROW($1:$80)))),DS6098,-LOOKUP(1,-RIGHT(DS6060,ROW($1:$80)))))","v":""},{"$f":"IF(OR(DT6035=\"\",ISBLANK(DT100),DT6060=\"\"),\"\",IF(ISERROR(-LOOKUP(1,-RIGHT(DT6060,ROW($1:$80)))),DT6098,-LOOKUP(1,-RIGHT(DT6060,ROW($1:$80)))))","v":""},{"$f":"IF(OR(DU6035=\"\",ISBLANK(DU100),DU6060=\"\"),\"\",IF(ISERROR(-LOOKUP(1,-RIGHT(DU6060,ROW($1:$80)))),DU6098,-LOOKUP(1,-RIGHT(DU6060,ROW($1:$80)))))","v":""},{"$f":"IF(OR(DV6035=\"\",ISBLANK(DV100),DV6060=\"\"),\"\",IF(ISERROR(-LOOKUP(1,-RIGHT(DV6060,ROW($1:$80)))),DV6098,-LOOKUP(1,-RIGHT(DV6060,ROW($1:$80)))))","v":""},{"$f":"IF(OR(DW6035=\"\",ISBLANK(DW100),DW6060=\"\"),\"\",IF(ISERROR(-LOOKUP(1,-RIGHT(DW6060,ROW($1:$80)))),DW6098,-LOOKUP(1,-RIGHT(DW6060,ROW($1:$80)))))","v":""},{"$f":"IF(OR(DX6035=\"\",ISBLANK(DX100),DX6060=\"\"),\"\",IF(ISERROR(-LOOKUP(1,-RIGHT(DX6060,ROW($1:$80)))),DX6098,-LOOKUP(1,-RIGHT(DX6060,ROW($1:$80)))))","v":""},{"$f":"IF(OR(DY6035=\"\",ISBLANK(DY100),DY6060=\"\"),\"\",IF(ISERROR(-LOOKUP(1,-RIGHT(DY6060,ROW($1:$80)))),DY6098,-LOOKUP(1,-RIGHT(DY6060,ROW($1:$80)))))","v":""},{"$f":"IF(OR(DZ6035=\"\",ISBLANK(DZ100),DZ6060=\"\"),\"\",IF(ISERROR(-LOOKUP(1,-RIGHT(DZ6060,ROW($1:$80)))),DZ6098,-LOOKUP(1,-RIGHT(DZ6060,ROW($1:$80)))))","v":""},{"$f":"IF(OR(EA6035=\"\",ISBLANK(EA100),EA6060=\"\"),\"\",IF(ISERROR(-LOOKUP(1,-RIGHT(EA6060,ROW($1:$80)))),EA6098,-LOOKUP(1,-RIGHT(EA6060,ROW($1:$80)))))","v":""},{"$f":"IF(OR(EB6035=\"\",ISBLANK(EB100),EB6060=\"\"),\"\",IF(ISERROR(-LOOKUP(1,-RIGHT(EB6060,ROW($1:$80)))),EB6098,-LOOKUP(1,-RIGHT(EB6060,ROW($1:$80)))))","v":""},{"$f":"IF(OR(EC6035=\"\",ISBLANK(EC100),EC6060=\"\"),\"\",IF(ISERROR(-LOOKUP(1,-RIGHT(EC6060,ROW($1:$80)))),EC6098,-LOOKUP(1,-RIGHT(EC6060,ROW($1:$80)))))","v":""},{"$f":"IF(OR(ED6035=\"\",ISBLANK(ED100),ED6060=\"\"),\"\",IF(ISERROR(-LOOKUP(1,-RIGHT(ED6060,ROW($1:$80)))),ED6098,-LOOKUP(1,-RIGHT(ED6060,ROW($1:$80)))))","v":""},{"$f":"IF(OR(EE6035=\"\",ISBLANK(EE100),EE6060=\"\"),\"\",IF(ISERROR(-LOOKUP(1,-RIGHT(EE6060,ROW($1:$80)))),EE6098,-LOOKUP(1,-RIGHT(EE6060,ROW($1:$80)))))","v":""},{"$f":"IF(OR(EF6035=\"\",ISBLANK(EF100),EF6060=\"\"),\"\",IF(ISERROR(-LOOKUP(1,-RIGHT(EF6060,ROW($1:$80)))),EF6098,-LOOKUP(1,-RIGHT(EF6060,ROW($1:$80)))))","v":""},{"$f":"IF(OR(EG6035=\"\",ISBLANK(EG100),EG6060=\"\"),\"\",IF(ISERROR(-LOOKUP(1,-RIGHT(EG6060,ROW($1:$80)))),EG6098,-LOOKUP(1,-RIGHT(EG6060,ROW($1:$80)))))","v":""},{"$f":"IF(OR(EH6035=\"\",ISBLANK(EH100),EH6060=\"\"),\"\",IF(ISERROR(-LOOKUP(1,-RIGHT(EH6060,ROW($1:$80)))),EH6098,-LOOKUP(1,-RIGHT(EH6060,ROW($1:$80)))))","v":""},{"$f":"IF(OR(EI6035=\"\",ISBLANK(EI100),EI6060=\"\"),\"\",IF(ISERROR(-LOOKUP(1,-RIGHT(EI6060,ROW($1:$80)))),EI6098,-LOOKUP(1,-RIGHT(EI6060,ROW($1:$80)))))","v":""},{"$f":"IF(OR(EJ6035=\"\",ISBLANK(EJ100),EJ6060=\"\"),\"\",IF(ISERROR(-LOOKUP(1,-RIGHT(EJ6060,ROW($1:$80)))),EJ6098,-LOOKUP(1,-RIGHT(EJ6060,ROW($1:$80)))))","v":""},{"$f":"IF(OR(EK6035=\"\",ISBLANK(EK100),EK6060=\"\"),\"\",IF(ISERROR(-LOOKUP(1,-RIGHT(EK6060,ROW($1:$80)))),EK6098,-LOOKUP(1,-RIGHT(EK6060,ROW($1:$80)))))","v":""},{"$f":"IF(OR(EL6035=\"\",ISBLANK(EL100),EL6060=\"\"),\"\",IF(ISERROR(-LOOKUP(1,-RIGHT(EL6060,ROW($1:$80)))),EL6098,-LOOKUP(1,-RIGHT(EL6060,ROW($1:$80)))))","v":""},{"$f":"IF(OR(EM6035=\"\",ISBLANK(EM100),EM6060=\"\"),\"\",IF(ISERROR(-LOOKUP(1,-RIGHT(EM6060,ROW($1:$80)))),EM6098,-LOOKUP(1,-RIGHT(EM6060,ROW($1:$80)))))","v":""},{"$f":"IF(OR(EN6035=\"\",ISBLANK(EN100),EN6060=\"\"),\"\",IF(ISERROR(-LOOKUP(1,-RIGHT(EN6060,ROW($1:$80)))),EN6098,-LOOKUP(1,-RIGHT(EN6060,ROW($1:$80)))))","v":""},{"$f":"IF(OR(EO6035=\"\",ISBLANK(EO100),EO6060=\"\"),\"\",IF(ISERROR(-LOOKUP(1,-RIGHT(EO6060,ROW($1:$80)))),EO6098,-LOOKUP(1,-RIGHT(EO6060,ROW($1:$80)))))","v":""},{"$f":"IF(OR(EP6035=\"\",ISBLANK(EP100),EP6060=\"\"),\"\",IF(ISERROR(-LOOKUP(1,-RIGHT(EP6060,ROW($1:$80)))),EP6098,-LOOKUP(1,-RIGHT(EP6060,ROW($1:$80)))))","v":""},{"$f":"IF(OR(EQ6035=\"\",ISBLANK(EQ100),EQ6060=\"\"),\"\",IF(ISERROR(-LOOKUP(1,-RIGHT(EQ6060,ROW($1:$80)))),EQ6098,-LOOKUP(1,-RIGHT(EQ6060,ROW($1:$80)))))","v":""},{"$f":"IF(OR(ER6035=\"\",ISBLANK(ER100),ER6060=\"\"),\"\",IF(ISERROR(-LOOKUP(1,-RIGHT(ER6060,ROW($1:$80)))),ER6098,-LOOKUP(1,-RIGHT(ER6060,ROW($1:$80)))))","v":""},{"$f":"IF(OR(ES6035=\"\",ISBLANK(ES100),ES6060=\"\"),\"\",IF(ISERROR(-LOOKUP(1,-RIGHT(ES6060,ROW($1:$80)))),ES6098,-LOOKUP(1,-RIGHT(ES6060,ROW($1:$80)))))","v":""},{"$f":"IF(OR(ET6035=\"\",ISBLANK(ET100),ET6060=\"\"),\"\",IF(ISERROR(-LOOKUP(1,-RIGHT(ET6060,ROW($1:$80)))),ET6098,-LOOKUP(1,-RIGHT(ET6060,ROW($1:$80)))))","v":""},{"$f":"IF(OR(EU6035=\"\",ISBLANK(EU100),EU6060=\"\"),\"\",IF(ISERROR(-LOOKUP(1,-RIGHT(EU6060,ROW($1:$80)))),EU6098,-LOOKUP(1,-RIGHT(EU6060,ROW($1:$80)))))","v":""},{"$f":"IF(OR(EV6035=\"\",ISBLANK(EV100),EV6060=\"\"),\"\",IF(ISERROR(-LOOKUP(1,-RIGHT(EV6060,ROW($1:$80)))),EV6098,-LOOKUP(1,-RIGHT(EV6060,ROW($1:$80)))))","v":""},{"$f":"IF(OR(EW6035=\"\",ISBLANK(EW100),EW6060=\"\"),\"\",IF(ISERROR(-LOOKUP(1,-RIGHT(EW6060,ROW($1:$80)))),EW6098,-LOOKUP(1,-RIGHT(EW6060,ROW($1:$80)))))","v":""},{"$f":"IF(OR(EX6035=\"\",ISBLANK(EX100),EX6060=\"\"),\"\",IF(ISERROR(-LOOKUP(1,-RIGHT(EX6060,ROW($1:$80)))),EX6098,-LOOKUP(1,-RIGHT(EX6060,ROW($1:$80)))))","v":""},{"$f":"IF(OR(EY6035=\"\",ISBLANK(EY100),EY6060=\"\"),\"\",IF(ISERROR(-LOOKUP(1,-RIGHT(EY6060,ROW($1:$80)))),EY6098,-LOOKUP(1,-RIGHT(EY6060,ROW($1:$80)))))","v":""},{"$f":"IF(OR(EZ6035=\"\",ISBLANK(EZ100),EZ6060=\"\"),\"\",IF(ISERROR(-LOOKUP(1,-RIGHT(EZ6060,ROW($1:$80)))),EZ6098,-LOOKUP(1,-RIGHT(EZ6060,ROW($1:$80)))))","v":""},{"$f":"IF(OR(FA6035=\"\",ISBLANK(FA100),FA6060=\"\"),\"\",IF(ISERROR(-LOOKUP(1,-RIGHT(FA6060,ROW($1:$80)))),FA6098,-LOOKUP(1,-RIGHT(FA6060,ROW($1:$80)))))","v":""},{"$f":"IF(OR(FB6035=\"\",ISBLANK(FB100),FB6060=\"\"),\"\",IF(ISERROR(-LOOKUP(1,-RIGHT(FB6060,ROW($1:$80)))),FB6098,-LOOKUP(1,-RIGHT(FB6060,ROW($1:$80)))))","v":""},{"$f":"IF(OR(FC6035=\"\",ISBLANK(FC100),FC6060=\"\"),\"\",IF(ISERROR(-LOOKUP(1,-RIGHT(FC6060,ROW($1:$80)))),FC6098,-LOOKUP(1,-RIGHT(FC6060,ROW($1:$80)))))","v":""},{"$f":"IF(OR(FD6035=\"\",ISBLANK(FD100),FD6060=\"\"),\"\",IF(ISERROR(-LOOKUP(1,-RIGHT(FD6060,ROW($1:$80)))),FD6098,-LOOKUP(1,-RIGHT(FD6060,ROW($1:$80)))))","v":""},{"$f":"IF(OR(FE6035=\"\",ISBLANK(FE100),FE6060=\"\"),\"\",IF(ISERROR(-LOOKUP(1,-RIGHT(FE6060,ROW($1:$80)))),FE6098,-LOOKUP(1,-RIGHT(FE6060,ROW($1:$80)))))","v":""},{"$f":"IF(OR(FF6035=\"\",ISBLANK(FF100),FF6060=\"\"),\"\",IF(ISERROR(-LOOKUP(1,-RIGHT(FF6060,ROW($1:$80)))),FF6098,-LOOKUP(1,-RIGHT(FF6060,ROW($1:$80)))))","v":""},{"$f":"IF(OR(FG6035=\"\",ISBLANK(FG100),FG6060=\"\"),\"\",IF(ISERROR(-LOOKUP(1,-RIGHT(FG6060,ROW($1:$80)))),FG6098,-LOOKUP(1,-RIGHT(FG6060,ROW($1:$80)))))","v":""},{"$f":"IF(OR(FH6035=\"\",ISBLANK(FH100),FH6060=\"\"),\"\",IF(ISERROR(-LOOKUP(1,-RIGHT(FH6060,ROW($1:$80)))),FH6098,-LOOKUP(1,-RIGHT(FH6060,ROW($1:$80)))))","v":""},{"$f":"IF(OR(FI6035=\"\",ISBLANK(FI100),FI6060=\"\"),\"\",IF(ISERROR(-LOOKUP(1,-RIGHT(FI6060,ROW($1:$80)))),FI6098,-LOOKUP(1,-RIGHT(FI6060,ROW($1:$80)))))","v":""},{"$f":"IF(OR(FJ6035=\"\",ISBLANK(FJ100),FJ6060=\"\"),\"\",IF(ISERROR(-LOOKUP(1,-RIGHT(FJ6060,ROW($1:$80)))),FJ6098,-LOOKUP(1,-RIGHT(FJ6060,ROW($1:$80)))))","v":""},{"$f":"IF(OR(FK6035=\"\",ISBLANK(FK100),FK6060=\"\"),\"\",IF(ISERROR(-LOOKUP(1,-RIGHT(FK6060,ROW($1:$80)))),FK6098,-LOOKUP(1,-RIGHT(FK6060,ROW($1:$80)))))","v":""},{"$f":"IF(OR(FL6035=\"\",ISBLANK(FL100),FL6060=\"\"),\"\",IF(ISERROR(-LOOKUP(1,-RIGHT(FL6060,ROW($1:$80)))),FL6098,-LOOKUP(1,-RIGHT(FL6060,ROW($1:$80)))))","v":""},{"$f":"IF(OR(FM6035=\"\",ISBLANK(FM100),FM6060=\"\"),\"\",IF(ISERROR(-LOOKUP(1,-RIGHT(FM6060,ROW($1:$80)))),FM6098,-LOOKUP(1,-RIGHT(FM6060,ROW($1:$80)))))","v":""},{"$f":"IF(OR(FN6035=\"\",ISBLANK(FN100),FN6060=\"\"),\"\",IF(ISERROR(-LOOKUP(1,-RIGHT(FN6060,ROW($1:$80)))),FN6098,-LOOKUP(1,-RIGHT(FN6060,ROW($1:$80)))))","v":""},{"$f":"IF(OR(FO6035=\"\",ISBLANK(FO100),FO6060=\"\"),\"\",IF(ISERROR(-LOOKUP(1,-RIGHT(FO6060,ROW($1:$80)))),FO6098,-LOOKUP(1,-RIGHT(FO6060,ROW($1:$80)))))","v":""},{"$f":"IF(OR(FP6035=\"\",ISBLANK(FP100),FP6060=\"\"),\"\",IF(ISERROR(-LOOKUP(1,-RIGHT(FP6060,ROW($1:$80)))),FP6098,-LOOKUP(1,-RIGHT(FP6060,ROW($1:$80)))))","v":""},{"$f":"IF(OR(FQ6035=\"\",ISBLANK(FQ100),FQ6060=\"\"),\"\",IF(ISERROR(-LOOKUP(1,-RIGHT(FQ6060,ROW($1:$80)))),FQ6098,-LOOKUP(1,-RIGHT(FQ6060,ROW($1:$80)))))","v":""},{"$f":"IF(OR(FR6035=\"\",ISBLANK(FR100),FR6060=\"\"),\"\",IF(ISERROR(-LOOKUP(1,-RIGHT(FR6060,ROW($1:$80)))),FR6098,-LOOKUP(1,-RIGHT(FR6060,ROW($1:$80)))))","v":""},{"$f":"IF(OR(FS6035=\"\",ISBLANK(FS100),FS6060=\"\"),\"\",IF(ISERROR(-LOOKUP(1,-RIGHT(FS6060,ROW($1:$80)))),FS6098,-LOOKUP(1,-RIGHT(FS6060,ROW($1:$80)))))","v":""},{"$f":"IF(OR(FT6035=\"\",ISBLANK(FT100),FT6060=\"\"),\"\",IF(ISERROR(-LOOKUP(1,-RIGHT(FT6060,ROW($1:$80)))),FT6098,-LOOKUP(1,-RIGHT(FT6060,ROW($1:$80)))))","v":""},{"$f":"IF(OR(FU6035=\"\",ISBLANK(FU100),FU6060=\"\"),\"\",IF(ISERROR(-LOOKUP(1,-RIGHT(FU6060,ROW($1:$80)))),FU6098,-LOOKUP(1,-RIGHT(FU6060,ROW($1:$80)))))","v":""},{"$f":"IF(OR(FV6035=\"\",ISBLANK(FV100),FV6060=\"\"),\"\",IF(ISERROR(-LOOKUP(1,-RIGHT(FV6060,ROW($1:$80)))),FV6098,-LOOKUP(1,-RIGHT(FV6060,ROW($1:$80)))))","v":""},{"$f":"IF(OR(FW6035=\"\",ISBLANK(FW100),FW6060=\"\"),\"\",IF(ISERROR(-LOOKUP(1,-RIGHT(FW6060,ROW($1:$80)))),FW6098,-LOOKUP(1,-RIGHT(FW6060,ROW($1:$80)))))","v":""},{"$f":"IF(OR(FX6035=\"\",ISBLANK(FX100),FX6060=\"\"),\"\",IF(ISERROR(-LOOKUP(1,-RIGHT(FX6060,ROW($1:$80)))),FX6098,-LOOKUP(1,-RIGHT(FX6060,ROW($1:$80)))))","v":""},{"$f":"IF(OR(FY6035=\"\",ISBLANK(FY100),FY6060=\"\"),\"\",IF(ISERROR(-LOOKUP(1,-RIGHT(FY6060,ROW($1:$80)))),FY6098,-LOOKUP(1,-RIGHT(FY6060,ROW($1:$80)))))","v":""},{"$f":"IF(OR(FZ6035=\"\",ISBLANK(FZ100),FZ6060=\"\"),\"\",IF(ISERROR(-LOOKUP(1,-RIGHT(FZ6060,ROW($1:$80)))),FZ6098,-LOOKUP(1,-RIGHT(FZ6060,ROW($1:$80)))))","v":""},{"$f":"IF(OR(GA6035=\"\",ISBLANK(GA100),GA6060=\"\"),\"\",IF(ISERROR(-LOOKUP(1,-RIGHT(GA6060,ROW($1:$80)))),GA6098,-LOOKUP(1,-RIGHT(GA6060,ROW($1:$80)))))","v":""},{"$f":"IF(OR(GB6035=\"\",ISBLANK(GB100),GB6060=\"\"),\"\",IF(ISERROR(-LOOKUP(1,-RIGHT(GB6060,ROW($1:$80)))),GB6098,-LOOKUP(1,-RIGHT(GB6060,ROW($1:$80)))))","v":""},{"$f":"IF(OR(GC6035=\"\",ISBLANK(GC100),GC6060=\"\"),\"\",IF(ISERROR(-LOOKUP(1,-RIGHT(GC6060,ROW($1:$80)))),GC6098,-LOOKUP(1,-RIGHT(GC6060,ROW($1:$80)))))","v":""},{"$f":"IF(OR(GD6035=\"\",ISBLANK(GD100),GD6060=\"\"),\"\",IF(ISERROR(-LOOKUP(1,-RIGHT(GD6060,ROW($1:$80)))),GD6098,-LOOKUP(1,-RIGHT(GD6060,ROW($1:$80)))))","v":""},{"$f":"IF(OR(GE6035=\"\",ISBLANK(GE100),GE6060=\"\"),\"\",IF(ISERROR(-LOOKUP(1,-RIGHT(GE6060,ROW($1:$80)))),GE6098,-LOOKUP(1,-RIGHT(GE6060,ROW($1:$80)))))","v":""},{"$f":"IF(OR(GF6035=\"\",ISBLANK(GF100),GF6060=\"\"),\"\",IF(ISERROR(-LOOKUP(1,-RIGHT(GF6060,ROW($1:$80)))),GF6098,-LOOKUP(1,-RIGHT(GF6060,ROW($1:$80)))))","v":""},{"$f":"IF(OR(GG6035=\"\",ISBLANK(GG100),GG6060=\"\"),\"\",IF(ISERROR(-LOOKUP(1,-RIGHT(GG6060,ROW($1:$80)))),GG6098,-LOOKUP(1,-RIGHT(GG6060,ROW($1:$80)))))","v":""},{"$f":"IF(OR(GH6035=\"\",ISBLANK(GH100),GH6060=\"\"),\"\",IF(ISERROR(-LOOKUP(1,-RIGHT(GH6060,ROW($1:$80)))),GH6098,-LOOKUP(1,-RIGHT(GH6060,ROW($1:$80)))))","v":""},{"$f":"IF(OR(GI6035=\"\",ISBLANK(GI100),GI6060=\"\"),\"\",IF(ISERROR(-LOOKUP(1,-RIGHT(GI6060,ROW($1:$80)))),GI6098,-LOOKUP(1,-RIGHT(GI6060,ROW($1:$80)))))","v":""},{"$f":"IF(OR(GJ6035=\"\",ISBLANK(GJ100),GJ6060=\"\"),\"\",IF(ISERROR(-LOOKUP(1,-RIGHT(GJ6060,ROW($1:$80)))),GJ6098,-LOOKUP(1,-RIGHT(GJ6060,ROW($1:$80)))))","v":""},{"$f":"IF(OR(GK6035=\"\",ISBLANK(GK100),GK6060=\"\"),\"\",IF(ISERROR(-LOOKUP(1,-RIGHT(GK6060,ROW($1:$80)))),GK6098,-LOOKUP(1,-RIGHT(GK6060,ROW($1:$80)))))","v":""},{"$f":"IF(OR(GL6035=\"\",ISBLANK(GL100),GL6060=\"\"),\"\",IF(ISERROR(-LOOKUP(1,-RIGHT(GL6060,ROW($1:$80)))),GL6098,-LOOKUP(1,-RIGHT(GL6060,ROW($1:$80)))))","v":""},{"$f":"IF(OR(GM6035=\"\",ISBLANK(GM100),GM6060=\"\"),\"\",IF(ISERROR(-LOOKUP(1,-RIGHT(GM6060,ROW($1:$80)))),GM6098,-LOOKUP(1,-RIGHT(GM6060,ROW($1:$80)))))","v":""},{"$f":"IF(OR(GN6035=\"\",ISBLANK(GN100),GN6060=\"\"),\"\",IF(ISERROR(-LOOKUP(1,-RIGHT(GN6060,ROW($1:$80)))),GN6098,-LOOKUP(1,-RIGHT(GN6060,ROW($1:$80)))))","v":""},{"$f":"IF(OR(GO6035=\"\",ISBLANK(GO100),GO6060=\"\"),\"\",IF(ISERROR(-LOOKUP(1,-RIGHT(GO6060,ROW($1:$80)))),GO6098,-LOOKUP(1,-RIGHT(GO6060,ROW($1:$80)))))","v":""},{"$f":"IF(OR(GP6035=\"\",ISBLANK(GP100),GP6060=\"\"),\"\",IF(ISERROR(-LOOKUP(1,-RIGHT(GP6060,ROW($1:$80)))),GP6098,-LOOKUP(1,-RIGHT(GP6060,ROW($1:$80)))))","v":""},{"$f":"IF(OR(GQ6035=\"\",ISBLANK(GQ100),GQ6060=\"\"),\"\",IF(ISERROR(-LOOKUP(1,-RIGHT(GQ6060,ROW($1:$80)))),GQ6098,-LOOKUP(1,-RIGHT(GQ6060,ROW($1:$80)))))","v":""},{"$f":"IF(OR(GR6035=\"\",ISBLANK(GR100),GR6060=\"\"),\"\",IF(ISERROR(-LOOKUP(1,-RIGHT(GR6060,ROW($1:$80)))),GR6098,-LOOKUP(1,-RIGHT(GR6060,ROW($1:$80)))))","v":""},{"$f":"IF(OR(GS6035=\"\",ISBLANK(GS100),GS6060=\"\"),\"\",IF(ISERROR(-LOOKUP(1,-RIGHT(GS6060,ROW($1:$80)))),GS6098,-LOOKUP(1,-RIGHT(GS6060,ROW($1:$80)))))","v":""},{"$f":"IF(OR(GT6035=\"\",ISBLANK(GT100),GT6060=\"\"),\"\",IF(ISERROR(-LOOKUP(1,-RIGHT(GT6060,ROW($1:$80)))),GT6098,-LOOKUP(1,-RIGHT(GT6060,ROW($1:$80)))))","v":""},{"$f":"IF(OR(GU6035=\"\",ISBLANK(GU100),GU6060=\"\"),\"\",IF(ISERROR(-LOOKUP(1,-RIGHT(GU6060,ROW($1:$80)))),GU6098,-LOOKUP(1,-RIGHT(GU6060,ROW($1:$80)))))","v":""},{"$f":"IF(OR(GV6035=\"\",ISBLANK(GV100),GV6060=\"\"),\"\",IF(ISERROR(-LOOKUP(1,-RIGHT(GV6060,ROW($1:$80)))),GV6098,-LOOKUP(1,-RIGHT(GV6060,ROW($1:$80)))))","v":""},{"$f":"IF(OR(GW6035=\"\",ISBLANK(GW100),GW6060=\"\"),\"\",IF(ISERROR(-LOOKUP(1,-RIGHT(GW6060,ROW($1:$80)))),GW6098,-LOOKUP(1,-RIGHT(GW6060,ROW($1:$80)))))","v":""},{"$f":"IF(OR(GX6035=\"\",ISBLANK(GX100),GX6060=\"\"),\"\",IF(ISERROR(-LOOKUP(1,-RIGHT(GX6060,ROW($1:$80)))),GX6098,-LOOKUP(1,-RIGHT(GX6060,ROW($1:$80)))))","v":""},{"$f":"IF(OR(GY6035=\"\",ISBLANK(GY100),GY6060=\"\"),\"\",IF(ISERROR(-LOOKUP(1,-RIGHT(GY6060,ROW($1:$80)))),GY6098,-LOOKUP(1,-RIGHT(GY6060,ROW($1:$80)))))","v":""},{"$f":"IF(OR(GZ6035=\"\",ISBLANK(GZ100),GZ6060=\"\"),\"\",IF(ISERROR(-LOOKUP(1,-RIGHT(GZ6060,ROW($1:$80)))),GZ6098,-LOOKUP(1,-RIGHT(GZ6060,ROW($1:$80)))))","v":""},{"$f":"IF(OR(HA6035=\"\",ISBLANK(HA100),HA6060=\"\"),\"\",IF(ISERROR(-LOOKUP(1,-RIGHT(HA6060,ROW($1:$80)))),HA6098,-LOOKUP(1,-RIGHT(HA6060,ROW($1:$80)))))","v":""},{"$f":"IF(OR(HB6035=\"\",ISBLANK(HB100),HB6060=\"\"),\"\",IF(ISERROR(-LOOKUP(1,-RIGHT(HB6060,ROW($1:$80)))),HB6098,-LOOKUP(1,-RIGHT(HB6060,ROW($1:$80)))))","v":""},{"$f":"IF(OR(HC6035=\"\",ISBLANK(HC100),HC6060=\"\"),\"\",IF(ISERROR(-LOOKUP(1,-RIGHT(HC6060,ROW($1:$80)))),HC6098,-LOOKUP(1,-RIGHT(HC6060,ROW($1:$80)))))","v":""},{"$f":"IF(OR(HD6035=\"\",ISBLANK(HD100),HD6060=\"\"),\"\",IF(ISERROR(-LOOKUP(1,-RIGHT(HD6060,ROW($1:$80)))),HD6098,-LOOKUP(1,-RIGHT(HD6060,ROW($1:$80)))))","v":""},{"$f":"IF(OR(HE6035=\"\",ISBLANK(HE100),HE6060=\"\"),\"\",IF(ISERROR(-LOOKUP(1,-RIGHT(HE6060,ROW($1:$80)))),HE6098,-LOOKUP(1,-RIGHT(HE6060,ROW($1:$80)))))","v":""},{"$f":"IF(OR(HF6035=\"\",ISBLANK(HF100),HF6060=\"\"),\"\",IF(ISERROR(-LOOKUP(1,-RIGHT(HF6060,ROW($1:$80)))),HF6098,-LOOKUP(1,-RIGHT(HF6060,ROW($1:$80)))))","v":""},{"$f":"IF(OR(HG6035=\"\",ISBLANK(HG100),HG6060=\"\"),\"\",IF(ISERROR(-LOOKUP(1,-RIGHT(HG6060,ROW($1:$80)))),HG6098,-LOOKUP(1,-RIGHT(HG6060,ROW($1:$80)))))","v":""},{"$f":"IF(OR(HH6035=\"\",ISBLANK(HH100),HH6060=\"\"),\"\",IF(ISERROR(-LOOKUP(1,-RIGHT(HH6060,ROW($1:$80)))),HH6098,-LOOKUP(1,-RIGHT(HH6060,ROW($1:$80)))))","v":""},{"$f":"IF(OR(HI6035=\"\",ISBLANK(HI100),HI6060=\"\"),\"\",IF(ISERROR(-LOOKUP(1,-RIGHT(HI6060,ROW($1:$80)))),HI6098,-LOOKUP(1,-RIGHT(HI6060,ROW($1:$80)))))","v":""},{"$f":"IF(OR(HJ6035=\"\",ISBLANK(HJ100),HJ6060=\"\"),\"\",IF(ISERROR(-LOOKUP(1,-RIGHT(HJ6060,ROW($1:$80)))),HJ6098,-LOOKUP(1,-RIGHT(HJ6060,ROW($1:$80)))))","v":""},{"$f":"IF(OR(HK6035=\"\",ISBLANK(HK100),HK6060=\"\"),\"\",IF(ISERROR(-LOOKUP(1,-RIGHT(HK6060,ROW($1:$80)))),HK6098,-LOOKUP(1,-RIGHT(HK6060,ROW($1:$80)))))","v":""},{"$f":"IF(OR(HL6035=\"\",ISBLANK(HL100),HL6060=\"\"),\"\",IF(ISERROR(-LOOKUP(1,-RIGHT(HL6060,ROW($1:$80)))),HL6098,-LOOKUP(1,-RIGHT(HL6060,ROW($1:$80)))))","v":""},{"$f":"IF(OR(HM6035=\"\",ISBLANK(HM100),HM6060=\"\"),\"\",IF(ISERROR(-LOOKUP(1,-RIGHT(HM6060,ROW($1:$80)))),HM6098,-LOOKUP(1,-RIGHT(HM6060,ROW($1:$80)))))","v":""},{"$f":"IF(OR(HN6035=\"\",ISBLANK(HN100),HN6060=\"\"),\"\",IF(ISERROR(-LOOKUP(1,-RIGHT(HN6060,ROW($1:$80)))),HN6098,-LOOKUP(1,-RIGHT(HN6060,ROW($1:$80)))))","v":""},{"$f":"IF(OR(HO6035=\"\",ISBLANK(HO100),HO6060=\"\"),\"\",IF(ISERROR(-LOOKUP(1,-RIGHT(HO6060,ROW($1:$80)))),HO6098,-LOOKUP(1,-RIGHT(HO6060,ROW($1:$80)))))","v":""},{"$f":"IF(OR(HP6035=\"\",ISBLANK(HP100),HP6060=\"\"),\"\",IF(ISERROR(-LOOKUP(1,-RIGHT(HP6060,ROW($1:$80)))),HP6098,-LOOKUP(1,-RIGHT(HP6060,ROW($1:$80)))))","v":""},{"$f":"IF(OR(HQ6035=\"\",ISBLANK(HQ100),HQ6060=\"\"),\"\",IF(ISERROR(-LOOKUP(1,-RIGHT(HQ6060,ROW($1:$80)))),HQ6098,-LOOKUP(1,-RIGHT(HQ6060,ROW($1:$80)))))","v":""},{"$f":"IF(OR(HR6035=\"\",ISBLANK(HR100),HR6060=\"\"),\"\",IF(ISERROR(-LOOKUP(1,-RIGHT(HR6060,ROW($1:$80)))),HR6098,-LOOKUP(1,-RIGHT(HR6060,ROW($1:$80)))))","v":""},{"$f":"IF(OR(HS6035=\"\",ISBLANK(HS100),HS6060=\"\"),\"\",IF(ISERROR(-LOOKUP(1,-RIGHT(HS6060,ROW($1:$80)))),HS6098,-LOOKUP(1,-RIGHT(HS6060,ROW($1:$80)))))","v":""},{"$f":"IF(OR(HT6035=\"\",ISBLANK(HT100),HT6060=\"\"),\"\",IF(ISERROR(-LOOKUP(1,-RIGHT(HT6060,ROW($1:$80)))),HT6098,-LOOKUP(1,-RIGHT(HT6060,ROW($1:$80)))))","v":""},{"$f":"IF(OR(HU6035=\"\",ISBLANK(HU100),HU6060=\"\"),\"\",IF(ISERROR(-LOOKUP(1,-RIGHT(HU6060,ROW($1:$80)))),HU6098,-LOOKUP(1,-RIGHT(HU6060,ROW($1:$80)))))","v":""},{"$f":"IF(OR(HV6035=\"\",ISBLANK(HV100),HV6060=\"\"),\"\",IF(ISERROR(-LOOKUP(1,-RIGHT(HV6060,ROW($1:$80)))),HV6098,-LOOKUP(1,-RIGHT(HV6060,ROW($1:$80)))))","v":""},{"$f":"IF(OR(HW6035=\"\",ISBLANK(HW100),HW6060=\"\"),\"\",IF(ISERROR(-LOOKUP(1,-RIGHT(HW6060,ROW($1:$80)))),HW6098,-LOOKUP(1,-RIGHT(HW6060,ROW($1:$80)))))","v":""},{"$f":"IF(OR(HX6035=\"\",ISBLANK(HX100),HX6060=\"\"),\"\",IF(ISERROR(-LOOKUP(1,-RIGHT(HX6060,ROW($1:$80)))),HX6098,-LOOKUP(1,-RIGHT(HX6060,ROW($1:$80)))))","v":""},{"$f":"IF(OR(HY6035=\"\",ISBLANK(HY100),HY6060=\"\"),\"\",IF(ISERROR(-LOOKUP(1,-RIGHT(HY6060,ROW($1:$80)))),HY6098,-LOOKUP(1,-RIGHT(HY6060,ROW($1:$80)))))","v":""},{"$f":"IF(OR(HZ6035=\"\",ISBLANK(HZ100),HZ6060=\"\"),\"\",IF(ISERROR(-LOOKUP(1,-RIGHT(HZ6060,ROW($1:$80)))),HZ6098,-LOOKUP(1,-RIGHT(HZ6060,ROW($1:$80)))))","v":""},{"$f":"IF(OR(IA6035=\"\",ISBLANK(IA100),IA6060=\"\"),\"\",IF(ISERROR(-LOOKUP(1,-RIGHT(IA6060,ROW($1:$80)))),IA6098,-LOOKUP(1,-RIGHT(IA6060,ROW($1:$80)))))","v":""},{"$f":"IF(OR(IB6035=\"\",ISBLANK(IB100),IB6060=\"\"),\"\",IF(ISERROR(-LOOKUP(1,-RIGHT(IB6060,ROW($1:$80)))),IB6098,-LOOKUP(1,-RIGHT(IB6060,ROW($1:$80)))))","v":""},{"$f":"IF(OR(IC6035=\"\",ISBLANK(IC100),IC6060=\"\"),\"\",IF(ISERROR(-LOOKUP(1,-RIGHT(IC6060,ROW($1:$80)))),IC6098,-LOOKUP(1,-RIGHT(IC6060,ROW($1:$80)))))","v":""},{"$f":"IF(OR(ID6035=\"\",ISBLANK(ID100),ID6060=\"\"),\"\",IF(ISERROR(-LOOKUP(1,-RIGHT(ID6060,ROW($1:$80)))),ID6098,-LOOKUP(1,-RIGHT(ID6060,ROW($1:$80)))))","v":""},{"$f":"IF(OR(IE6035=\"\",ISBLANK(IE100),IE6060=\"\"),\"\",IF(ISERROR(-LOOKUP(1,-RIGHT(IE6060,ROW($1:$80)))),IE6098,-LOOKUP(1,-RIGHT(IE6060,ROW($1:$80)))))","v":""},{"$f":"IF(OR(IF6035=\"\",ISBLANK(IF100),IF6060=\"\"),\"\",IF(ISERROR(-LOOKUP(1,-RIGHT(IF6060,ROW($1:$80)))),IF6098,-LOOKUP(1,-RIGHT(IF6060,ROW($1:$80)))))","v":""},{"$f":"IF(OR(IG6035=\"\",ISBLANK(IG100),IG6060=\"\"),\"\",IF(ISERROR(-LOOKUP(1,-RIGHT(IG6060,ROW($1:$80)))),IG6098,-LOOKUP(1,-RIGHT(IG6060,ROW($1:$80)))))","v":""},{"$f":"IF(OR(IH6035=\"\",ISBLANK(IH100),IH6060=\"\"),\"\",IF(ISERROR(-LOOKUP(1,-RIGHT(IH6060,ROW($1:$80)))),IH6098,-LOOKUP(1,-RIGHT(IH6060,ROW($1:$80)))))","v":""},{"$f":"IF(OR(II6035=\"\",ISBLANK(II100),II6060=\"\"),\"\",IF(ISERROR(-LOOKUP(1,-RIGHT(II6060,ROW($1:$80)))),II6098,-LOOKUP(1,-RIGHT(II6060,ROW($1:$80)))))","v":""},{"$f":"IF(OR(IJ6035=\"\",ISBLANK(IJ100),IJ6060=\"\"),\"\",IF(ISERROR(-LOOKUP(1,-RIGHT(IJ6060,ROW($1:$80)))),IJ6098,-LOOKUP(1,-RIGHT(IJ6060,ROW($1:$80)))))","v":""},{"$f":"IF(OR(IK6035=\"\",ISBLANK(IK100),IK6060=\"\"),\"\",IF(ISERROR(-LOOKUP(1,-RIGHT(IK6060,ROW($1:$80)))),IK6098,-LOOKUP(1,-RIGHT(IK6060,ROW($1:$80)))))","v":""},{"$f":"IF(OR(IL6035=\"\",ISBLANK(IL100),IL6060=\"\"),\"\",IF(ISERROR(-LOOKUP(1,-RIGHT(IL6060,ROW($1:$80)))),IL6098,-LOOKUP(1,-RIGHT(IL6060,ROW($1:$80)))))","v":""},{"$f":"IF(OR(IM6035=\"\",ISBLANK(IM100),IM6060=\"\"),\"\",IF(ISERROR(-LOOKUP(1,-RIGHT(IM6060,ROW($1:$80)))),IM6098,-LOOKUP(1,-RIGHT(IM6060,ROW($1:$80)))))","v":""},{"$f":"IF(OR(IN6035=\"\",ISBLANK(IN100),IN6060=\"\"),\"\",IF(ISERROR(-LOOKUP(1,-RIGHT(IN6060,ROW($1:$80)))),IN6098,-LOOKUP(1,-RIGHT(IN6060,ROW($1:$80)))))","v":""},{"$f":"IF(OR(IO6035=\"\",ISBLANK(IO100),IO6060=\"\"),\"\",IF(ISERROR(-LOOKUP(1,-RIGHT(IO6060,ROW($1:$80)))),IO6098,-LOOKUP(1,-RIGHT(IO6060,ROW($1:$80)))))","v":""},{"$f":"IF(OR(IP6035=\"\",ISBLANK(IP100),IP6060=\"\"),\"\",IF(ISERROR(-LOOKUP(1,-RIGHT(IP6060,ROW($1:$80)))),IP6098,-LOOKUP(1,-RIGHT(IP6060,ROW($1:$80)))))","v":""},{"$f":"IF(OR(IQ6035=\"\",ISBLANK(IQ100),IQ6060=\"\"),\"\",IF(ISERROR(-LOOKUP(1,-RIGHT(IQ6060,ROW($1:$80)))),IQ6098,-LOOKUP(1,-RIGHT(IQ6060,ROW($1:$80)))))","v":""},{"$f":"IF(OR(IR6035=\"\",ISBLANK(IR100),IR6060=\"\"),\"\",IF(ISERROR(-LOOKUP(1,-RIGHT(IR6060,ROW($1:$80)))),IR6098,-LOOKUP(1,-RIGHT(IR6060,ROW($1:$80)))))","v":""},{"$f":"IF(OR(IS6035=\"\",ISBLANK(IS100),IS6060=\"\"),\"\",IF(ISERROR(-LOOKUP(1,-RIGHT(IS6060,ROW($1:$80)))),IS6098,-LOOKUP(1,-RIGHT(IS6060,ROW($1:$80)))))","v":""},{"$f":"IF(OR(IT6035=\"\",ISBLANK(IT100),IT6060=\"\"),\"\",IF(ISERROR(-LOOKUP(1,-RIGHT(IT6060,ROW($1:$80)))),IT6098,-LOOKUP(1,-RIGHT(IT6060,ROW($1:$80)))))","v":""},{"$f":"IF(OR(IU6035=\"\",ISBLANK(IU100),IU6060=\"\"),\"\",IF(ISERROR(-LOOKUP(1,-RIGHT(IU6060,ROW($1:$80)))),IU6098,-LOOKUP(1,-RIGHT(IU6060,ROW($1:$80)))))","v":""},{"$f":"IF(OR(IV6035=\"\",ISBLANK(IV100),IV6060=\"\"),\"\",IF(ISERROR(-LOOKUP(1,-RIGHT(IV6060,ROW($1:$80)))),IV6098,-LOOKUP(1,-RIGHT(IV6060,ROW($1:$80)))))","v":""},{"$f":"IF(OR(IW6035=\"\",ISBLANK(IW100),IW6060=\"\"),\"\",IF(ISERROR(-LOOKUP(1,-RIGHT(IW6060,ROW($1:$80)))),IW6098,-LOOKUP(1,-RIGHT(IW6060,ROW($1:$80)))))","v":""},{"$f":"IF(OR(IX6035=\"\",ISBLANK(IX100),IX6060=\"\"),\"\",IF(ISERROR(-LOOKUP(1,-RIGHT(IX6060,ROW($1:$80)))),IX6098,-LOOKUP(1,-RIGHT(IX6060,ROW($1:$80)))))","v":""},{"$f":"IF(OR(IY6035=\"\",ISBLANK(IY100),IY6060=\"\"),\"\",IF(ISERROR(-LOOKUP(1,-RIGHT(IY6060,ROW($1:$80)))),IY6098,-LOOKUP(1,-RIGHT(IY6060,ROW($1:$80)))))","v":""},{"$f":"IF(OR(IZ6035=\"\",ISBLANK(IZ100),IZ6060=\"\"),\"\",IF(ISERROR(-LOOKUP(1,-RIGHT(IZ6060,ROW($1:$80)))),IZ6098,-LOOKUP(1,-RIGHT(IZ6060,ROW($1:$80)))))","v":""},{"$f":"IF(OR(JA6035=\"\",ISBLANK(JA100),JA6060=\"\"),\"\",IF(ISERROR(-LOOKUP(1,-RIGHT(JA6060,ROW($1:$80)))),JA6098,-LOOKUP(1,-RIGHT(JA6060,ROW($1:$80)))))","v":""},{"$f":"IF(OR(JB6035=\"\",ISBLANK(JB100),JB6060=\"\"),\"\",IF(ISERROR(-LOOKUP(1,-RIGHT(JB6060,ROW($1:$80)))),JB6098,-LOOKUP(1,-RIGHT(JB6060,ROW($1:$80)))))","v":""},{"$f":"IF(OR(JC6035=\"\",ISBLANK(JC100),JC6060=\"\"),\"\",IF(ISERROR(-LOOKUP(1,-RIGHT(JC6060,ROW($1:$80)))),JC6098,-LOOKUP(1,-RIGHT(JC6060,ROW($1:$80)))))","v":""},{"$f":"IF(OR(JD6035=\"\",ISBLANK(JD100),JD6060=\"\"),\"\",IF(ISERROR(-LOOKUP(1,-RIGHT(JD6060,ROW($1:$80)))),JD6098,-LOOKUP(1,-RIGHT(JD6060,ROW($1:$80)))))","v":""},{"$f":"IF(OR(JE6035=\"\",ISBLANK(JE100),JE6060=\"\"),\"\",IF(ISERROR(-LOOKUP(1,-RIGHT(JE6060,ROW($1:$80)))),JE6098,-LOOKUP(1,-RIGHT(JE6060,ROW($1:$80)))))","v":""},{"$f":"IF(OR(JF6035=\"\",ISBLANK(JF100),JF6060=\"\"),\"\",IF(ISERROR(-LOOKUP(1,-RIGHT(JF6060,ROW($1:$80)))),JF6098,-LOOKUP(1,-RIGHT(JF6060,ROW($1:$80)))))","v":""},{"$f":"IF(OR(JG6035=\"\",ISBLANK(JG100),JG6060=\"\"),\"\",IF(ISERROR(-LOOKUP(1,-RIGHT(JG6060,ROW($1:$80)))),JG6098,-LOOKUP(1,-RIGHT(JG6060,ROW($1:$80)))))","v":""},{"$f":"IF(OR(JH6035=\"\",ISBLANK(JH100),JH6060=\"\"),\"\",IF(ISERROR(-LOOKUP(1,-RIGHT(JH6060,ROW($1:$80)))),JH6098,-LOOKUP(1,-RIGHT(JH6060,ROW($1:$80)))))","v":""},{"$f":"IF(OR(JI6035=\"\",ISBLANK(JI100),JI6060=\"\"),\"\",IF(ISERROR(-LOOKUP(1,-RIGHT(JI6060,ROW($1:$80)))),JI6098,-LOOKUP(1,-RIGHT(JI6060,ROW($1:$80)))))","v":""},{"$f":"IF(OR(JJ6035=\"\",ISBLANK(JJ100),JJ6060=\"\"),\"\",IF(ISERROR(-LOOKUP(1,-RIGHT(JJ6060,ROW($1:$80)))),JJ6098,-LOOKUP(1,-RIGHT(JJ6060,ROW($1:$80)))))","v":""},{"$f":"IF(OR(JK6035=\"\",ISBLANK(JK100),JK6060=\"\"),\"\",IF(ISERROR(-LOOKUP(1,-RIGHT(JK6060,ROW($1:$80)))),JK6098,-LOOKUP(1,-RIGHT(JK6060,ROW($1:$80)))))","v":""},{"$f":"IF(OR(JL6035=\"\",ISBLANK(JL100),JL6060=\"\"),\"\",IF(ISERROR(-LOOKUP(1,-RIGHT(JL6060,ROW($1:$80)))),JL6098,-LOOKUP(1,-RIGHT(JL6060,ROW($1:$80)))))","v":""},{"$f":"IF(OR(JM6035=\"\",ISBLANK(JM100),JM6060=\"\"),\"\",IF(ISERROR(-LOOKUP(1,-RIGHT(JM6060,ROW($1:$80)))),JM6098,-LOOKUP(1,-RIGHT(JM6060,ROW($1:$80)))))","v":""},{"$f":"IF(OR(JN6035=\"\",ISBLANK(JN100),JN6060=\"\"),\"\",IF(ISERROR(-LOOKUP(1,-RIGHT(JN6060,ROW($1:$80)))),JN6098,-LOOKUP(1,-RIGHT(JN6060,ROW($1:$80)))))","v":""},{"$f":"IF(OR(JO6035=\"\",ISBLANK(JO100),JO6060=\"\"),\"\",IF(ISERROR(-LOOKUP(1,-RIGHT(JO6060,ROW($1:$80)))),JO6098,-LOOKUP(1,-RIGHT(JO6060,ROW($1:$80)))))","v":""},{"$f":"IF(OR(JP6035=\"\",ISBLANK(JP100),JP6060=\"\"),\"\",IF(ISERROR(-LOOKUP(1,-RIGHT(JP6060,ROW($1:$80)))),JP6098,-LOOKUP(1,-RIGHT(JP6060,ROW($1:$80)))))","v":""},{"$f":"IF(OR(JQ6035=\"\",ISBLANK(JQ100),JQ6060=\"\"),\"\",IF(ISERROR(-LOOKUP(1,-RIGHT(JQ6060,ROW($1:$80)))),JQ6098,-LOOKUP(1,-RIGHT(JQ6060,ROW($1:$80)))))","v":""},{"$f":"IF(OR(JR6035=\"\",ISBLANK(JR100),JR6060=\"\"),\"\",IF(ISERROR(-LOOKUP(1,-RIGHT(JR6060,ROW($1:$80)))),JR6098,-LOOKUP(1,-RIGHT(JR6060,ROW($1:$80)))))","v":""},{"$f":"IF(OR(JS6035=\"\",ISBLANK(JS100),JS6060=\"\"),\"\",IF(ISERROR(-LOOKUP(1,-RIGHT(JS6060,ROW($1:$80)))),JS6098,-LOOKUP(1,-RIGHT(JS6060,ROW($1:$80)))))","v":""},{"$f":"IF(OR(JT6035=\"\",ISBLANK(JT100),JT6060=\"\"),\"\",IF(ISERROR(-LOOKUP(1,-RIGHT(JT6060,ROW($1:$80)))),JT6098,-LOOKUP(1,-RIGHT(JT6060,ROW($1:$80)))))","v":""},{"$f":"IF(OR(JU6035=\"\",ISBLANK(JU100),JU6060=\"\"),\"\",IF(ISERROR(-LOOKUP(1,-RIGHT(JU6060,ROW($1:$80)))),JU6098,-LOOKUP(1,-RIGHT(JU6060,ROW($1:$80)))))","v":""},{"$f":"IF(OR(JV6035=\"\",ISBLANK(JV100),JV6060=\"\"),\"\",IF(ISERROR(-LOOKUP(1,-RIGHT(JV6060,ROW($1:$80)))),JV6098,-LOOKUP(1,-RIGHT(JV6060,ROW($1:$80)))))","v":""},{"$f":"IF(OR(JW6035=\"\",ISBLANK(JW100),JW6060=\"\"),\"\",IF(ISERROR(-LOOKUP(1,-RIGHT(JW6060,ROW($1:$80)))),JW6098,-LOOKUP(1,-RIGHT(JW6060,ROW($1:$80)))))","v":""},{"$f":"IF(OR(JX6035=\"\",ISBLANK(JX100),JX6060=\"\"),\"\",IF(ISERROR(-LOOKUP(1,-RIGHT(JX6060,ROW($1:$80)))),JX6098,-LOOKUP(1,-RIGHT(JX6060,ROW($1:$80)))))","v":""},{"$f":"IF(OR(JY6035=\"\",ISBLANK(JY100),JY6060=\"\"),\"\",IF(ISERROR(-LOOKUP(1,-RIGHT(JY6060,ROW($1:$80)))),JY6098,-LOOKUP(1,-RIGHT(JY6060,ROW($1:$80)))))","v":""},{"$f":"IF(OR(JZ6035=\"\",ISBLANK(JZ100),JZ6060=\"\"),\"\",IF(ISERROR(-LOOKUP(1,-RIGHT(JZ6060,ROW($1:$80)))),JZ6098,-LOOKUP(1,-RIGHT(JZ6060,ROW($1:$80)))))","v":""},{"$f":"IF(OR(KA6035=\"\",ISBLANK(KA100),KA6060=\"\"),\"\",IF(ISERROR(-LOOKUP(1,-RIGHT(KA6060,ROW($1:$80)))),KA6098,-LOOKUP(1,-RIGHT(KA6060,ROW($1:$80)))))","v":""},{"$f":"IF(OR(KB6035=\"\",ISBLANK(KB100),KB6060=\"\"),\"\",IF(ISERROR(-LOOKUP(1,-RIGHT(KB6060,ROW($1:$80)))),KB6098,-LOOKUP(1,-RIGHT(KB6060,ROW($1:$80)))))","v":""},{"$f":"IF(OR(KC6035=\"\",ISBLANK(KC100),KC6060=\"\"),\"\",IF(ISERROR(-LOOKUP(1,-RIGHT(KC6060,ROW($1:$80)))),KC6098,-LOOKUP(1,-RIGHT(KC6060,ROW($1:$80)))))","v":""},{"$f":"IF(OR(KD6035=\"\",ISBLANK(KD100),KD6060=\"\"),\"\",IF(ISERROR(-LOOKUP(1,-RIGHT(KD6060,ROW($1:$80)))),KD6098,-LOOKUP(1,-RIGHT(KD6060,ROW($1:$80)))))","v":""},{"$f":"IF(OR(KE6035=\"\",ISBLANK(KE100),KE6060=\"\"),\"\",IF(ISERROR(-LOOKUP(1,-RIGHT(KE6060,ROW($1:$80)))),KE6098,-LOOKUP(1,-RIGHT(KE6060,ROW($1:$80)))))","v":""},{"$f":"IF(OR(KF6035=\"\",ISBLANK(KF100),KF6060=\"\"),\"\",IF(ISERROR(-LOOKUP(1,-RIGHT(KF6060,ROW($1:$80)))),KF6098,-LOOKUP(1,-RIGHT(KF6060,ROW($1:$80)))))","v":""},{"$f":"IF(OR(KG6035=\"\",ISBLANK(KG100),KG6060=\"\"),\"\",IF(ISERROR(-LOOKUP(1,-RIGHT(KG6060,ROW($1:$80)))),KG6098,-LOOKUP(1,-RIGHT(KG6060,ROW($1:$80)))))","v":""},{"$f":"IF(OR(KH6035=\"\",ISBLANK(KH100),KH6060=\"\"),\"\",IF(ISERROR(-LOOKUP(1,-RIGHT(KH6060,ROW($1:$80)))),KH6098,-LOOKUP(1,-RIGHT(KH6060,ROW($1:$80)))))","v":""},{"$f":"IF(OR(KI6035=\"\",ISBLANK(KI100),KI6060=\"\"),\"\",IF(ISERROR(-LOOKUP(1,-RIGHT(KI6060,ROW($1:$80)))),KI6098,-LOOKUP(1,-RIGHT(KI6060,ROW($1:$80)))))","v":""},{"$f":"IF(OR(KJ6035=\"\",ISBLANK(KJ100),KJ6060=\"\"),\"\",IF(ISERROR(-LOOKUP(1,-RIGHT(KJ6060,ROW($1:$80)))),KJ6098,-LOOKUP(1,-RIGHT(KJ6060,ROW($1:$80)))))","v":""},{"$f":"IF(OR(KK6035=\"\",ISBLANK(KK100),KK6060=\"\"),\"\",IF(ISERROR(-LOOKUP(1,-RIGHT(KK6060,ROW($1:$80)))),KK6098,-LOOKUP(1,-RIGHT(KK6060,ROW($1:$80)))))","v":""},{"$f":"IF(OR(KL6035=\"\",ISBLANK(KL100),KL6060=\"\"),\"\",IF(ISERROR(-LOOKUP(1,-RIGHT(KL6060,ROW($1:$80)))),KL6098,-LOOKUP(1,-RIGHT(KL6060,ROW($1:$80)))))","v":""},{"$f":"IF(OR(KM6035=\"\",ISBLANK(KM100),KM6060=\"\"),\"\",IF(ISERROR(-LOOKUP(1,-RIGHT(KM6060,ROW($1:$80)))),KM6098,-LOOKUP(1,-RIGHT(KM6060,ROW($1:$80)))))","v":""},{"$f":"IF(OR(KN6035=\"\",ISBLANK(KN100),KN6060=\"\"),\"\",IF(ISERROR(-LOOKUP(1,-RIGHT(KN6060,ROW($1:$80)))),KN6098,-LOOKUP(1,-RIGHT(KN6060,ROW($1:$80)))))","v":""},{"$f":"IF(OR(KO6035=\"\",ISBLANK(KO100),KO6060=\"\"),\"\",IF(ISERROR(-LOOKUP(1,-RIGHT(KO6060,ROW($1:$80)))),KO6098,-LOOKUP(1,-RIGHT(KO6060,ROW($1:$80)))))","v":""},{"$f":"IF(OR(KP6035=\"\",ISBLANK(KP100),KP6060=\"\"),\"\",IF(ISERROR(-LOOKUP(1,-RIGHT(KP6060,ROW($1:$80)))),KP6098,-LOOKUP(1,-RIGHT(KP6060,ROW($1:$80)))))","v":""},{"$f":"IF(OR(KQ6035=\"\",ISBLANK(KQ100),KQ6060=\"\"),\"\",IF(ISERROR(-LOOKUP(1,-RIGHT(KQ6060,ROW($1:$80)))),KQ6098,-LOOKUP(1,-RIGHT(KQ6060,ROW($1:$80)))))","v":""},{"$f":"IF(OR(KR6035=\"\",ISBLANK(KR100),KR6060=\"\"),\"\",IF(ISERROR(-LOOKUP(1,-RIGHT(KR6060,ROW($1:$80)))),KR6098,-LOOKUP(1,-RIGHT(KR6060,ROW($1:$80)))))","v":""},{"$f":"IF(OR(KS6035=\"\",ISBLANK(KS100),KS6060=\"\"),\"\",IF(ISERROR(-LOOKUP(1,-RIGHT(KS6060,ROW($1:$80)))),KS6098,-LOOKUP(1,-RIGHT(KS6060,ROW($1:$80)))))","v":""},{"$f":"IF(OR(KT6035=\"\",ISBLANK(KT100),KT6060=\"\"),\"\",IF(ISERROR(-LOOKUP(1,-RIGHT(KT6060,ROW($1:$80)))),KT6098,-LOOKUP(1,-RIGHT(KT6060,ROW($1:$80)))))","v":""},{"$f":"IF(OR(KU6035=\"\",ISBLANK(KU100),KU6060=\"\"),\"\",IF(ISERROR(-LOOKUP(1,-RIGHT(KU6060,ROW($1:$80)))),KU6098,-LOOKUP(1,-RIGHT(KU6060,ROW($1:$80)))))","v":""},{"$f":"IF(OR(KV6035=\"\",ISBLANK(KV100),KV6060=\"\"),\"\",IF(ISERROR(-LOOKUP(1,-RIGHT(KV6060,ROW($1:$80)))),KV6098,-LOOKUP(1,-RIGHT(KV6060,ROW($1:$80)))))","v":""},{"$f":"IF(OR(KW6035=\"\",ISBLANK(KW100),KW6060=\"\"),\"\",IF(ISERROR(-LOOKUP(1,-RIGHT(KW6060,ROW($1:$80)))),KW6098,-LOOKUP(1,-RIGHT(KW6060,ROW($1:$80)))))","v":""},{"$f":"IF(OR(KX6035=\"\",ISBLANK(KX100),KX6060=\"\"),\"\",IF(ISERROR(-LOOKUP(1,-RIGHT(KX6060,ROW($1:$80)))),KX6098,-LOOKUP(1,-RIGHT(KX6060,ROW($1:$80)))))","v":""},{"$f":"IF(OR(KY6035=\"\",ISBLANK(KY100),KY6060=\"\"),\"\",IF(ISERROR(-LOOKUP(1,-RIGHT(KY6060,ROW($1:$80)))),KY6098,-LOOKUP(1,-RIGHT(KY6060,ROW($1:$80)))))","v":""},{"$f":"IF(OR(KZ6035=\"\",ISBLANK(KZ100),KZ6060=\"\"),\"\",IF(ISERROR(-LOOKUP(1,-RIGHT(KZ6060,ROW($1:$80)))),KZ6098,-LOOKUP(1,-RIGHT(KZ6060,ROW($1:$80)))))","v":""},{"$f":"IF(OR(LA6035=\"\",ISBLANK(LA100),LA6060=\"\"),\"\",IF(ISERROR(-LOOKUP(1,-RIGHT(LA6060,ROW($1:$80)))),LA6098,-LOOKUP(1,-RIGHT(LA6060,ROW($1:$80)))))","v":""},{"$f":"IF(OR(LB6035=\"\",ISBLANK(LB100),LB6060=\"\"),\"\",IF(ISERROR(-LOOKUP(1,-RIGHT(LB6060,ROW($1:$80)))),LB6098,-LOOKUP(1,-RIGHT(LB6060,ROW($1:$80)))))","v":""},{"$f":"IF(OR(LC6035=\"\",ISBLANK(LC100),LC6060=\"\"),\"\",IF(ISERROR(-LOOKUP(1,-RIGHT(LC6060,ROW($1:$80)))),LC6098,-LOOKUP(1,-RIGHT(LC6060,ROW($1:$80)))))","v":""},{"$f":"IF(OR(LD6035=\"\",ISBLANK(LD100),LD6060=\"\"),\"\",IF(ISERROR(-LOOKUP(1,-RIGHT(LD6060,ROW($1:$80)))),LD6098,-LOOKUP(1,-RIGHT(LD6060,ROW($1:$80)))))","v":""},{"$f":"IF(OR(LE6035=\"\",ISBLANK(LE100),LE6060=\"\"),\"\",IF(ISERROR(-LOOKUP(1,-RIGHT(LE6060,ROW($1:$80)))),LE6098,-LOOKUP(1,-RIGHT(LE6060,ROW($1:$80)))))","v":""},{"$f":"IF(OR(LF6035=\"\",ISBLANK(LF100),LF6060=\"\"),\"\",IF(ISERROR(-LOOKUP(1,-RIGHT(LF6060,ROW($1:$80)))),LF6098,-LOOKUP(1,-RIGHT(LF6060,ROW($1:$80)))))","v":""},{"$f":"IF(OR(LG6035=\"\",ISBLANK(LG100),LG6060=\"\"),\"\",IF(ISERROR(-LOOKUP(1,-RIGHT(LG6060,ROW($1:$80)))),LG6098,-LOOKUP(1,-RIGHT(LG6060,ROW($1:$80)))))","v":""},{"$f":"IF(OR(LH6035=\"\",ISBLANK(LH100),LH6060=\"\"),\"\",IF(ISERROR(-LOOKUP(1,-RIGHT(LH6060,ROW($1:$80)))),LH6098,-LOOKUP(1,-RIGHT(LH6060,ROW($1:$80)))))","v":""},{"$f":"IF(OR(LI6035=\"\",ISBLANK(LI100),LI6060=\"\"),\"\",IF(ISERROR(-LOOKUP(1,-RIGHT(LI6060,ROW($1:$80)))),LI6098,-LOOKUP(1,-RIGHT(LI6060,ROW($1:$80)))))","v":""},{"$f":"IF(OR(LJ6035=\"\",ISBLANK(LJ100),LJ6060=\"\"),\"\",IF(ISERROR(-LOOKUP(1,-RIGHT(LJ6060,ROW($1:$80)))),LJ6098,-LOOKUP(1,-RIGHT(LJ6060,ROW($1:$80)))))","v":""},{"$f":"IF(OR(LK6035=\"\",ISBLANK(LK100),LK6060=\"\"),\"\",IF(ISERROR(-LOOKUP(1,-RIGHT(LK6060,ROW($1:$80)))),LK6098,-LOOKUP(1,-RIGHT(LK6060,ROW($1:$80)))))","v":""},{"$f":"IF(OR(LL6035=\"\",ISBLANK(LL100),LL6060=\"\"),\"\",IF(ISERROR(-LOOKUP(1,-RIGHT(LL6060,ROW($1:$80)))),LL6098,-LOOKUP(1,-RIGHT(LL6060,ROW($1:$80)))))","v":""},{"$f":"IF(OR(LM6035=\"\",ISBLANK(LM100),LM6060=\"\"),\"\",IF(ISERROR(-LOOKUP(1,-RIGHT(LM6060,ROW($1:$80)))),LM6098,-LOOKUP(1,-RIGHT(LM6060,ROW($1:$80)))))","v":""},{"$f":"IF(OR(LN6035=\"\",ISBLANK(LN100),LN6060=\"\"),\"\",IF(ISERROR(-LOOKUP(1,-RIGHT(LN6060,ROW($1:$80)))),LN6098,-LOOKUP(1,-RIGHT(LN6060,ROW($1:$80)))))","v":""},{"$f":"IF(OR(LO6035=\"\",ISBLANK(LO100),LO6060=\"\"),\"\",IF(ISERROR(-LOOKUP(1,-RIGHT(LO6060,ROW($1:$80)))),LO6098,-LOOKUP(1,-RIGHT(LO6060,ROW($1:$80)))))","v":""},{"$f":"IF(OR(LP6035=\"\",ISBLANK(LP100),LP6060=\"\"),\"\",IF(ISERROR(-LOOKUP(1,-RIGHT(LP6060,ROW($1:$80)))),LP6098,-LOOKUP(1,-RIGHT(LP6060,ROW($1:$80)))))","v":""},{"$f":"IF(OR(LQ6035=\"\",ISBLANK(LQ100),LQ6060=\"\"),\"\",IF(ISERROR(-LOOKUP(1,-RIGHT(LQ6060,ROW($1:$80)))),LQ6098,-LOOKUP(1,-RIGHT(LQ6060,ROW($1:$80)))))","v":""},{"$f":"IF(OR(LR6035=\"\",ISBLANK(LR100),LR6060=\"\"),\"\",IF(ISERROR(-LOOKUP(1,-RIGHT(LR6060,ROW($1:$80)))),LR6098,-LOOKUP(1,-RIGHT(LR6060,ROW($1:$80)))))","v":""},{"$f":"IF(OR(LS6035=\"\",ISBLANK(LS100),LS6060=\"\"),\"\",IF(ISERROR(-LOOKUP(1,-RIGHT(LS6060,ROW($1:$80)))),LS6098,-LOOKUP(1,-RIGHT(LS6060,ROW($1:$80)))))","v":""},{"$f":"IF(OR(LT6035=\"\",ISBLANK(LT100),LT6060=\"\"),\"\",IF(ISERROR(-LOOKUP(1,-RIGHT(LT6060,ROW($1:$80)))),LT6098,-LOOKUP(1,-RIGHT(LT6060,ROW($1:$80)))))","v":""},{"$f":"IF(OR(LU6035=\"\",ISBLANK(LU100),LU6060=\"\"),\"\",IF(ISERROR(-LOOKUP(1,-RIGHT(LU6060,ROW($1:$80)))),LU6098,-LOOKUP(1,-RIGHT(LU6060,ROW($1:$80)))))","v":""},{"$f":"IF(OR(LV6035=\"\",ISBLANK(LV100),LV6060=\"\"),\"\",IF(ISERROR(-LOOKUP(1,-RIGHT(LV6060,ROW($1:$80)))),LV6098,-LOOKUP(1,-RIGHT(LV6060,ROW($1:$80)))))","v":""},{"$f":"IF(OR(LW6035=\"\",ISBLANK(LW100),LW6060=\"\"),\"\",IF(ISERROR(-LOOKUP(1,-RIGHT(LW6060,ROW($1:$80)))),LW6098,-LOOKUP(1,-RIGHT(LW6060,ROW($1:$80)))))","v":""},{"$f":"IF(OR(LX6035=\"\",ISBLANK(LX100),LX6060=\"\"),\"\",IF(ISERROR(-LOOKUP(1,-RIGHT(LX6060,ROW($1:$80)))),LX6098,-LOOKUP(1,-RIGHT(LX6060,ROW($1:$80)))))","v":""},{"$f":"IF(OR(LY6035=\"\",ISBLANK(LY100),LY6060=\"\"),\"\",IF(ISERROR(-LOOKUP(1,-RIGHT(LY6060,ROW($1:$80)))),LY6098,-LOOKUP(1,-RIGHT(LY6060,ROW($1:$80)))))","v":""},{"$f":"IF(OR(LZ6035=\"\",ISBLANK(LZ100),LZ6060=\"\"),\"\",IF(ISERROR(-LOOKUP(1,-RIGHT(LZ6060,ROW($1:$80)))),LZ6098,-LOOKUP(1,-RIGHT(LZ6060,ROW($1:$80)))))","v":""},{"$f":"IF(OR(MA6035=\"\",ISBLANK(MA100),MA6060=\"\"),\"\",IF(ISERROR(-LOOKUP(1,-RIGHT(MA6060,ROW($1:$80)))),MA6098,-LOOKUP(1,-RIGHT(MA6060,ROW($1:$80)))))","v":""},{"$f":"IF(OR(MB6035=\"\",ISBLANK(MB100),MB6060=\"\"),\"\",IF(ISERROR(-LOOKUP(1,-RIGHT(MB6060,ROW($1:$80)))),MB6098,-LOOKUP(1,-RIGHT(MB6060,ROW($1:$80)))))","v":""},{"$f":"IF(OR(MC6035=\"\",ISBLANK(MC100),MC6060=\"\"),\"\",IF(ISERROR(-LOOKUP(1,-RIGHT(MC6060,ROW($1:$80)))),MC6098,-LOOKUP(1,-RIGHT(MC6060,ROW($1:$80)))))","v":""},{"$f":"IF(OR(MD6035=\"\",ISBLANK(MD100),MD6060=\"\"),\"\",IF(ISERROR(-LOOKUP(1,-RIGHT(MD6060,ROW($1:$80)))),MD6098,-LOOKUP(1,-RIGHT(MD6060,ROW($1:$80)))))","v":""},{"$f":"IF(OR(ME6035=\"\",ISBLANK(ME100),ME6060=\"\"),\"\",IF(ISERROR(-LOOKUP(1,-RIGHT(ME6060,ROW($1:$80)))),ME6098,-LOOKUP(1,-RIGHT(ME6060,ROW($1:$80)))))","v":""},{"$f":"IF(OR(MF6035=\"\",ISBLANK(MF100),MF6060=\"\"),\"\",IF(ISERROR(-LOOKUP(1,-RIGHT(MF6060,ROW($1:$80)))),MF6098,-LOOKUP(1,-RIGHT(MF6060,ROW($1:$80)))))","v":""},{"$f":"IF(OR(MG6035=\"\",ISBLANK(MG100),MG6060=\"\"),\"\",IF(ISERROR(-LOOKUP(1,-RIGHT(MG6060,ROW($1:$80)))),MG6098,-LOOKUP(1,-RIGHT(MG6060,ROW($1:$80)))))","v":""},{"$f":"IF(OR(MH6035=\"\",ISBLANK(MH100),MH6060=\"\"),\"\",IF(ISERROR(-LOOKUP(1,-RIGHT(MH6060,ROW($1:$80)))),MH6098,-LOOKUP(1,-RIGHT(MH6060,ROW($1:$80)))))","v":""},{"$f":"IF(OR(MI6035=\"\",ISBLANK(MI100),MI6060=\"\"),\"\",IF(ISERROR(-LOOKUP(1,-RIGHT(MI6060,ROW($1:$80)))),MI6098,-LOOKUP(1,-RIGHT(MI6060,ROW($1:$80)))))","v":""},{"$f":"IF(OR(MJ6035=\"\",ISBLANK(MJ100),MJ6060=\"\"),\"\",IF(ISERROR(-LOOKUP(1,-RIGHT(MJ6060,ROW($1:$80)))),MJ6098,-LOOKUP(1,-RIGHT(MJ6060,ROW($1:$80)))))","v":""},{"$f":"IF(OR(MK6035=\"\",ISBLANK(MK100),MK6060=\"\"),\"\",IF(ISERROR(-LOOKUP(1,-RIGHT(MK6060,ROW($1:$80)))),MK6098,-LOOKUP(1,-RIGHT(MK6060,ROW($1:$80)))))","v":""},{"$f":"IF(OR(ML6035=\"\",ISBLANK(ML100),ML6060=\"\"),\"\",IF(ISERROR(-LOOKUP(1,-RIGHT(ML6060,ROW($1:$80)))),ML6098,-LOOKUP(1,-RIGHT(ML6060,ROW($1:$80)))))","v":""},{"$f":"IF(OR(MM6035=\"\",ISBLANK(MM100),MM6060=\"\"),\"\",IF(ISERROR(-LOOKUP(1,-RIGHT(MM6060,ROW($1:$80)))),MM6098,-LOOKUP(1,-RIGHT(MM6060,ROW($1:$80)))))","v":""},{"$f":"IF(OR(MN6035=\"\",ISBLANK(MN100),MN6060=\"\"),\"\",IF(ISERROR(-LOOKUP(1,-RIGHT(MN6060,ROW($1:$80)))),MN6098,-LOOKUP(1,-RIGHT(MN6060,ROW($1:$80)))))","v":""},{"$f":"IF(OR(MO6035=\"\",ISBLANK(MO100),MO6060=\"\"),\"\",IF(ISERROR(-LOOKUP(1,-RIGHT(MO6060,ROW($1:$80)))),MO6098,-LOOKUP(1,-RIGHT(MO6060,ROW($1:$80)))))","v":""},{"$f":"IF(OR(MP6035=\"\",ISBLANK(MP100),MP6060=\"\"),\"\",IF(ISERROR(-LOOKUP(1,-RIGHT(MP6060,ROW($1:$80)))),MP6098,-LOOKUP(1,-RIGHT(MP6060,ROW($1:$80)))))","v":""},{"$f":"IF(OR(MQ6035=\"\",ISBLANK(MQ100),MQ6060=\"\"),\"\",IF(ISERROR(-LOOKUP(1,-RIGHT(MQ6060,ROW($1:$80)))),MQ6098,-LOOKUP(1,-RIGHT(MQ6060,ROW($1:$80)))))","v":""},{"$f":"IF(OR(MR6035=\"\",ISBLANK(MR100),MR6060=\"\"),\"\",IF(ISERROR(-LOOKUP(1,-RIGHT(MR6060,ROW($1:$80)))),MR6098,-LOOKUP(1,-RIGHT(MR6060,ROW($1:$80)))))","v":""},{"$f":"IF(OR(MS6035=\"\",ISBLANK(MS100),MS6060=\"\"),\"\",IF(ISERROR(-LOOKUP(1,-RIGHT(MS6060,ROW($1:$80)))),MS6098,-LOOKUP(1,-RIGHT(MS6060,ROW($1:$80)))))","v":""},{"$f":"IF(OR(MT6035=\"\",ISBLANK(MT100),MT6060=\"\"),\"\",IF(ISERROR(-LOOKUP(1,-RIGHT(MT6060,ROW($1:$80)))),MT6098,-LOOKUP(1,-RIGHT(MT6060,ROW($1:$80)))))","v":""},{"$f":"IF(OR(MU6035=\"\",ISBLANK(MU100),MU6060=\"\"),\"\",IF(ISERROR(-LOOKUP(1,-RIGHT(MU6060,ROW($1:$80)))),MU6098,-LOOKUP(1,-RIGHT(MU6060,ROW($1:$80)))))","v":""},{"$f":"IF(OR(MV6035=\"\",ISBLANK(MV100),MV6060=\"\"),\"\",IF(ISERROR(-LOOKUP(1,-RIGHT(MV6060,ROW($1:$80)))),MV6098,-LOOKUP(1,-RIGHT(MV6060,ROW($1:$80)))))","v":""},{"$f":"IF(OR(MW6035=\"\",ISBLANK(MW100),MW6060=\"\"),\"\",IF(ISERROR(-LOOKUP(1,-RIGHT(MW6060,ROW($1:$80)))),MW6098,-LOOKUP(1,-RIGHT(MW6060,ROW($1:$80)))))","v":""},{"$f":"IF(OR(MX6035=\"\",ISBLANK(MX100),MX6060=\"\"),\"\",IF(ISERROR(-LOOKUP(1,-RIGHT(MX6060,ROW($1:$80)))),MX6098,-LOOKUP(1,-RIGHT(MX6060,ROW($1:$80)))))","v":""},{"$f":"IF(OR(MY6035=\"\",ISBLANK(MY100),MY6060=\"\"),\"\",IF(ISERROR(-LOOKUP(1,-RIGHT(MY6060,ROW($1:$80)))),MY6098,-LOOKUP(1,-RIGHT(MY6060,ROW($1:$80)))))","v":""},{"$f":"IF(OR(MZ6035=\"\",ISBLANK(MZ100),MZ6060=\"\"),\"\",IF(ISERROR(-LOOKUP(1,-RIGHT(MZ6060,ROW($1:$80)))),MZ6098,-LOOKUP(1,-RIGHT(MZ6060,ROW($1:$80)))))","v":""},{"$f":"IF(OR(NA6035=\"\",ISBLANK(NA100),NA6060=\"\"),\"\",IF(ISERROR(-LOOKUP(1,-RIGHT(NA6060,ROW($1:$80)))),NA6098,-LOOKUP(1,-RIGHT(NA6060,ROW($1:$80)))))","v":""},{"$f":"IF(OR(NB6035=\"\",ISBLANK(NB100),NB6060=\"\"),\"\",IF(ISERROR(-LOOKUP(1,-RIGHT(NB6060,ROW($1:$80)))),NB6098,-LOOKUP(1,-RIGHT(NB6060,ROW($1:$80)))))","v":""},{"$f":"IF(OR(NC6035=\"\",ISBLANK(NC100),NC6060=\"\"),\"\",IF(ISERROR(-LOOKUP(1,-RIGHT(NC6060,ROW($1:$80)))),NC6098,-LOOKUP(1,-RIGHT(NC6060,ROW($1:$80)))))","v":""},{"$f":"IF(OR(ND6035=\"\",ISBLANK(ND100),ND6060=\"\"),\"\",IF(ISERROR(-LOOKUP(1,-RIGHT(ND6060,ROW($1:$80)))),ND6098,-LOOKUP(1,-RIGHT(ND6060,ROW($1:$80)))))","v":""},{"$f":"IF(OR(NE6035=\"\",ISBLANK(NE100),NE6060=\"\"),\"\",IF(ISERROR(-LOOKUP(1,-RIGHT(NE6060,ROW($1:$80)))),NE6098,-LOOKUP(1,-RIGHT(NE6060,ROW($1:$80)))))","v":""},{"$f":"IF(OR(NF6035=\"\",ISBLANK(NF100),NF6060=\"\"),\"\",IF(ISERROR(-LOOKUP(1,-RIGHT(NF6060,ROW($1:$80)))),NF6098,-LOOKUP(1,-RIGHT(NF6060,ROW($1:$80)))))","v":""},{"$f":"IF(OR(NG6035=\"\",ISBLANK(NG100),NG6060=\"\"),\"\",IF(ISERROR(-LOOKUP(1,-RIGHT(NG6060,ROW($1:$80)))),NG6098,-LOOKUP(1,-RIGHT(NG6060,ROW($1:$80)))))","v":""},{"$f":"IF(OR(NH6035=\"\",ISBLANK(NH100),NH6060=\"\"),\"\",IF(ISERROR(-LOOKUP(1,-RIGHT(NH6060,ROW($1:$80)))),NH6098,-LOOKUP(1,-RIGHT(NH6060,ROW($1:$80)))))","v":""},{"$f":"IF(OR(NI6035=\"\",ISBLANK(NI100),NI6060=\"\"),\"\",IF(ISERROR(-LOOKUP(1,-RIGHT(NI6060,ROW($1:$80)))),NI6098,-LOOKUP(1,-RIGHT(NI6060,ROW($1:$80)))))","v":""},{"$f":"IF(OR(NJ6035=\"\",ISBLANK(NJ100),NJ6060=\"\"),\"\",IF(ISERROR(-LOOKUP(1,-RIGHT(NJ6060,ROW($1:$80)))),NJ6098,-LOOKUP(1,-RIGHT(NJ6060,ROW($1:$80)))))","v":""},{"$f":"IF(OR(NK6035=\"\",ISBLANK(NK100),NK6060=\"\"),\"\",IF(ISERROR(-LOOKUP(1,-RIGHT(NK6060,ROW($1:$80)))),NK6098,-LOOKUP(1,-RIGHT(NK6060,ROW($1:$80)))))","v":""},{"$f":"IF(OR(NL6035=\"\",ISBLANK(NL100),NL6060=\"\"),\"\",IF(ISERROR(-LOOKUP(1,-RIGHT(NL6060,ROW($1:$80)))),NL6098,-LOOKUP(1,-RIGHT(NL6060,ROW($1:$80)))))","v":""},{"$f":"IF(OR(NM6035=\"\",ISBLANK(NM100),NM6060=\"\"),\"\",IF(ISERROR(-LOOKUP(1,-RIGHT(NM6060,ROW($1:$80)))),NM6098,-LOOKUP(1,-RIGHT(NM6060,ROW($1:$80)))))","v":""},{"$f":"IF(OR(NN6035=\"\",ISBLANK(NN100),NN6060=\"\"),\"\",IF(ISERROR(-LOOKUP(1,-RIGHT(NN6060,ROW($1:$80)))),NN6098,-LOOKUP(1,-RIGHT(NN6060,ROW($1:$80)))))","v":""},{"$f":"IF(OR(NO6035=\"\",ISBLANK(NO100),NO6060=\"\"),\"\",IF(ISERROR(-LOOKUP(1,-RIGHT(NO6060,ROW($1:$80)))),NO6098,-LOOKUP(1,-RIGHT(NO6060,ROW($1:$80)))))","v":""},{"$f":"IF(OR(NP6035=\"\",ISBLANK(NP100),NP6060=\"\"),\"\",IF(ISERROR(-LOOKUP(1,-RIGHT(NP6060,ROW($1:$80)))),NP6098,-LOOKUP(1,-RIGHT(NP6060,ROW($1:$80)))))","v":""},{"$f":"IF(OR(NQ6035=\"\",ISBLANK(NQ100),NQ6060=\"\"),\"\",IF(ISERROR(-LOOKUP(1,-RIGHT(NQ6060,ROW($1:$80)))),NQ6098,-LOOKUP(1,-RIGHT(NQ6060,ROW($1:$80)))))","v":""},{"$f":"IF(OR(NR6035=\"\",ISBLANK(NR100),NR6060=\"\"),\"\",IF(ISERROR(-LOOKUP(1,-RIGHT(NR6060,ROW($1:$80)))),NR6098,-LOOKUP(1,-RIGHT(NR6060,ROW($1:$80)))))","v":""},{"$f":"IF(OR(NS6035=\"\",ISBLANK(NS100),NS6060=\"\"),\"\",IF(ISERROR(-LOOKUP(1,-RIGHT(NS6060,ROW($1:$80)))),NS6098,-LOOKUP(1,-RIGHT(NS6060,ROW($1:$80)))))","v":""},{"$f":"IF(OR(NT6035=\"\",ISBLANK(NT100),NT6060=\"\"),\"\",IF(ISERROR(-LOOKUP(1,-RIGHT(NT6060,ROW($1:$80)))),NT6098,-LOOKUP(1,-RIGHT(NT6060,ROW($1:$80)))))","v":""},{"$f":"IF(OR(NU6035=\"\",ISBLANK(NU100),NU6060=\"\"),\"\",IF(ISERROR(-LOOKUP(1,-RIGHT(NU6060,ROW($1:$80)))),NU6098,-LOOKUP(1,-RIGHT(NU6060,ROW($1:$80)))))","v":""},{"$f":"IF(OR(NV6035=\"\",ISBLANK(NV100),NV6060=\"\"),\"\",IF(ISERROR(-LOOKUP(1,-RIGHT(NV6060,ROW($1:$80)))),NV6098,-LOOKUP(1,-RIGHT(NV6060,ROW($1:$80)))))","v":""},{"$f":"IF(OR(NW6035=\"\",ISBLANK(NW100),NW6060=\"\"),\"\",IF(ISERROR(-LOOKUP(1,-RIGHT(NW6060,ROW($1:$80)))),NW6098,-LOOKUP(1,-RIGHT(NW6060,ROW($1:$80)))))","v":""},{"$f":"IF(OR(NX6035=\"\",ISBLANK(NX100),NX6060=\"\"),\"\",IF(ISERROR(-LOOKUP(1,-RIGHT(NX6060,ROW($1:$80)))),NX6098,-LOOKUP(1,-RIGHT(NX6060,ROW($1:$80)))))","v":""},{"$f":"IF(OR(NY6035=\"\",ISBLANK(NY100),NY6060=\"\"),\"\",IF(ISERROR(-LOOKUP(1,-RIGHT(NY6060,ROW($1:$80)))),NY6098,-LOOKUP(1,-RIGHT(NY6060,ROW($1:$80)))))","v":""},{"$f":"IF(OR(NZ6035=\"\",ISBLANK(NZ100),NZ6060=\"\"),\"\",IF(ISERROR(-LOOKUP(1,-RIGHT(NZ6060,ROW($1:$80)))),NZ6098,-LOOKUP(1,-RIGHT(NZ6060,ROW($1:$80)))))","v":""},{"$f":"IF(OR(OA6035=\"\",ISBLANK(OA100),OA6060=\"\"),\"\",IF(ISERROR(-LOOKUP(1,-RIGHT(OA6060,ROW($1:$80)))),OA6098,-LOOKUP(1,-RIGHT(OA6060,ROW($1:$80)))))","v":""},{"$f":"IF(OR(OB6035=\"\",ISBLANK(OB100),OB6060=\"\"),\"\",IF(ISERROR(-LOOKUP(1,-RIGHT(OB6060,ROW($1:$80)))),OB6098,-LOOKUP(1,-RIGHT(OB6060,ROW($1:$80)))))","v":""},{"$f":"IF(OR(OC6035=\"\",ISBLANK(OC100),OC6060=\"\"),\"\",IF(ISERROR(-LOOKUP(1,-RIGHT(OC6060,ROW($1:$80)))),OC6098,-LOOKUP(1,-RIGHT(OC6060,ROW($1:$80)))))","v":""},{"$f":"IF(OR(OD6035=\"\",ISBLANK(OD100),OD6060=\"\"),\"\",IF(ISERROR(-LOOKUP(1,-RIGHT(OD6060,ROW($1:$80)))),OD6098,-LOOKUP(1,-RIGHT(OD6060,ROW($1:$80)))))","v":""},{"$f":"IF(OR(OE6035=\"\",ISBLANK(OE100),OE6060=\"\"),\"\",IF(ISERROR(-LOOKUP(1,-RIGHT(OE6060,ROW($1:$80)))),OE6098,-LOOKUP(1,-RIGHT(OE6060,ROW($1:$80)))))","v":""},{"$f":"IF(OR(OF6035=\"\",ISBLANK(OF100),OF6060=\"\"),\"\",IF(ISERROR(-LOOKUP(1,-RIGHT(OF6060,ROW($1:$80)))),OF6098,-LOOKUP(1,-RIGHT(OF6060,ROW($1:$80)))))","v":""},{"$f":"IF(OR(OG6035=\"\",ISBLANK(OG100),OG6060=\"\"),\"\",IF(ISERROR(-LOOKUP(1,-RIGHT(OG6060,ROW($1:$80)))),OG6098,-LOOKUP(1,-RIGHT(OG6060,ROW($1:$80)))))","v":""},{"$f":"IF(OR(OH6035=\"\",ISBLANK(OH100),OH6060=\"\"),\"\",IF(ISERROR(-LOOKUP(1,-RIGHT(OH6060,ROW($1:$80)))),OH6098,-LOOKUP(1,-RIGHT(OH6060,ROW($1:$80)))))","v":""},{"$f":"IF(OR(OI6035=\"\",ISBLANK(OI100),OI6060=\"\"),\"\",IF(ISERROR(-LOOKUP(1,-RIGHT(OI6060,ROW($1:$80)))),OI6098,-LOOKUP(1,-RIGHT(OI6060,ROW($1:$80)))))","v":""},{"$f":"IF(OR(OJ6035=\"\",ISBLANK(OJ100),OJ6060=\"\"),\"\",IF(ISERROR(-LOOKUP(1,-RIGHT(OJ6060,ROW($1:$80)))),OJ6098,-LOOKUP(1,-RIGHT(OJ6060,ROW($1:$80)))))","v":""},{"$f":"IF(OR(OK6035=\"\",ISBLANK(OK100),OK6060=\"\"),\"\",IF(ISERROR(-LOOKUP(1,-RIGHT(OK6060,ROW($1:$80)))),OK6098,-LOOKUP(1,-RIGHT(OK6060,ROW($1:$80)))))","v":""},{"$f":"IF(OR(OL6035=\"\",ISBLANK(OL100),OL6060=\"\"),\"\",IF(ISERROR(-LOOKUP(1,-RIGHT(OL6060,ROW($1:$80)))),OL6098,-LOOKUP(1,-RIGHT(OL6060,ROW($1:$80)))))","v":""},{"$f":"IF(OR(OM6035=\"\",ISBLANK(OM100),OM6060=\"\"),\"\",IF(ISERROR(-LOOKUP(1,-RIGHT(OM6060,ROW($1:$80)))),OM6098,-LOOKUP(1,-RIGHT(OM6060,ROW($1:$80)))))","v":""},{"$f":"IF(OR(ON6035=\"\",ISBLANK(ON100),ON6060=\"\"),\"\",IF(ISERROR(-LOOKUP(1,-RIGHT(ON6060,ROW($1:$80)))),ON6098,-LOOKUP(1,-RIGHT(ON6060,ROW($1:$80)))))","v":""},{"$f":"IF(OR(OO6035=\"\",ISBLANK(OO100),OO6060=\"\"),\"\",IF(ISERROR(-LOOKUP(1,-RIGHT(OO6060,ROW($1:$80)))),OO6098,-LOOKUP(1,-RIGHT(OO6060,ROW($1:$80)))))","v":""},{"$f":"IF(OR(OP6035=\"\",ISBLANK(OP100),OP6060=\"\"),\"\",IF(ISERROR(-LOOKUP(1,-RIGHT(OP6060,ROW($1:$80)))),OP6098,-LOOKUP(1,-RIGHT(OP6060,ROW($1:$80)))))","v":""},{"$f":"IF(OR(OQ6035=\"\",ISBLANK(OQ100),OQ6060=\"\"),\"\",IF(ISERROR(-LOOKUP(1,-RIGHT(OQ6060,ROW($1:$80)))),OQ6098,-LOOKUP(1,-RIGHT(OQ6060,ROW($1:$80)))))","v":""}]
[null,null,null,null,null,null,"再エネBEI",{"$f":"IF(ISBLANK(H100),\"\",IF(AND(H31=0,H30=0),H6090,H6102))","v":""},"","","","","","","","","","","","","","","","","","","","","","","","","","","","","","","","","","","","","","","","","","","","","","","","","","","","","","","","","","","","","","","",{"$f":"IF(ISBLANK(BT100),\"\",IF(AND(BT31=0,BT30=0),BT6090,BT6102))","v":""},"","","","","","","","","","","","","","","","","","","","","","","","","","","","","","","","","","","","","","","","","","","","","","","","","","","","","","","","","","","","","","","",{"$f":"IF(ISBLANK(EF100),\"\",IF(AND(EF31=0,EF30=0),EF6090,EF6102))","v":""},"","","","","","","","","","","","","","","","","","","","","","","","","","","","","","","","","","","","","","","","","","","","","","","","","","","","","","","","","","","","","","","",{"$f":"IF(ISBLANK(GR100),\"\",IF(AND(GR31=0,GR30=0),GR6090,GR6102))","v":""},"","","","","","","","","","","","","","","","","","","","","","","","","","","","","","","","","","","","","","","","","","","","","","","","","","","","","","","","","","","","","","","",{"$f":"IF(ISBLANK(JD100),\"\",IF(AND(JD31=0,JD30=0),JD6090,JD6102))","v":""},"","","","","","","","","","","","","","","","","","","","","","","","","","","","","","","","","","","","","","","","","","","","","","","","","","","","","","","","","","","","","","","",{"$f":"IF(ISBLANK(LP100),\"\",IF(AND(LP31=0,LP30=0),LP6090,LP6102))","v":""},"","","","","","","","","","","","","","","","","","","","","","","","","","","","","","","","","","","","","","","","","","","","","","","","","","","","","","","","","","","","","","","",{"$f":"IF(ISBLANK(OB100),\"\",IF(AND(OB31=0,OB30=0),OB6090,OB6102))","v":""},"","","","","","","","","","","","","","",""]
[]
[null,null,null,null,null,"（計算）","設計一次",{"$f":"IF(ISERROR(ROUNDUP((SUM(H10:H14)+ABS(SUM(H23:H25))*(-1))/1000,1)),\"\",ROUNDUP((SUM(H10:H14)+ABS(SUM(H23:H25))*(-1))/1000,1))","v":0},0,0,0,0,0,0,0,0,0,0,0,0,0,0,0,0,0,0,0,0,0,0,0,0,0,0,0,0,0,0,0,0,0,0,0,0,0,0,0,0,0,0,0,0,0,0,0,0,0,0,0,0,0,0,0,0,0,0,0,0,0,0,0,{"$f":"IF(ISERROR(ROUNDUP((SUM(BT10:BT14)+ABS(SUM(BT23:BT25))*(-1))/1000,1)),\"\",ROUNDUP((SUM(BT10:BT14)+ABS(SUM(BT23:BT25))*(-1))/1000,1))","v":0},0,0,0,0,0,0,0,0,0,0,0,0,0,0,0,0,0,0,0,0,0,0,0,0,0,0,0,0,0,0,0,0,0,0,0,0,0,0,0,0,0,0,0,0,0,0,0,0,0,0,0,0,0,0,0,0,0,0,0,0,0,0,0,{"$f":"IF(ISERROR(ROUNDUP((SUM(EF10:EF14)+ABS(SUM(EF23:EF25))*(-1))/1000,1)),\"\",ROUNDUP((SUM(EF10:EF14)+ABS(SUM(EF23:EF25))*(-1))/1000,1))","v":0},0,0,0,0,0,0,0,0,0,0,0,0,0,0,0,0,0,0,0,0,0,0,0,0,0,0,0,0,0,0,0,0,0,0,0,0,0,0,0,0,0,0,0,0,0,0,0,0,0,0,0,0,0,0,0,0,0,0,0,0,0,0,0,{"$f":"IF(ISERROR(ROUNDUP((SUM(GR10:GR14)+ABS(SUM(GR23:GR25))*(-1))/1000,1)),\"\",ROUNDUP((SUM(GR10:GR14)+ABS(SUM(GR23:GR25))*(-1))/1000,1))","v":0},0,0,0,0,0,0,0,0,0,0,0,0,0,0,0,0,0,0,0,0,0,0,0,0,0,0,0,0,0,0,0,0,0,0,0,0,0,0,0,0,0,0,0,0,0,0,0,0,0,0,0,0,0,0,0,0,0,0,0,0,0,0,0,{"$f":"IF(ISERROR(ROUNDUP((SUM(JD10:JD14)+ABS(SUM(JD23:JD25))*(-1))/1000,1)),\"\",ROUNDUP((SUM(JD10:JD14)+ABS(SUM(JD23:JD25))*(-1))/1000,1))","v":0},0,0,0,0,0,0,0,0,0,0,0,0,0,0,0,0,0,0,0,0,0,0,0,0,0,0,0,0,0,0,0,0,0,0,0,0,0,0,0,0,0,0,0,0,0,0,0,0,0,0,0,0,0,0,0,0,0,0,0,0,0,0,0,{"$f":"IF(ISERROR(ROUNDUP((SUM(LP10:LP14)+ABS(SUM(LP23:LP25))*(-1))/1000,1)),\"\",ROUNDUP((SUM(LP10:LP14)+ABS(SUM(LP23:LP25))*(-1))/1000,1))","v":0},0,0,0,0,0,0,0,0,0,0,0,0,0,0,0,0,0,0,0,0,0,0,0,0,0,0,0,0,0,0,0,0,0,0,0,0,0,0,0,0,0,0,0,0,0,0,0,0,0,0,0,0,0,0,0,0,0,0,0,0,0,0,0,{"$f":"IF(ISERROR(ROUNDUP((SUM(OB10:OB14)+ABS(SUM(OB23:OB25))*(-1))/1000,1)),\"\",ROUNDUP((SUM(OB10:OB14)+ABS(SUM(OB23:OB25))*(-1))/1000,1))","v":0},0,0,0,0,0,0,0,0,0,0,0,0,0,0,0]
[null,null,null,null,null,null,"誘導BEI",{"$f":"IF(H6096=0,\"\",ROUNDUP(H6099/H6096,2))","v":""},{"$f":"IF(I6096=0,\"\",ROUNDUP(I6099/I6096,2))","v":""},"","","","","","","","","","","","","","","","","","","","","","","","","","","","","","","","","","","","","","","","","","","","","","","","","","","","","","","","","","","","","","","",{"$f":"IF(BU6096=0,\"\",ROUNDUP(BU6099/BU6096,2))","v":""},"","","","","","","","","","","","","","","","","","","","","","","","","","","","","","","","","","","","","","","","","","","","","","","","","","","","","","","","","","","","","","","",{"$f":"IF(EG6096=0,\"\",ROUNDUP(EG6099/EG6096,2))","v":""},"","","","","","","","","","","","","","","","","","","","","","","","","","","","","","","","","","","","","","","","","","","","","","","","","","","","","","","","","","","","","","","",{"$f":"IF(GS6096=0,\"\",ROUNDUP(GS6099/GS6096,2))","v":""},"","","","","","","","","","","","","","","","","","","","","","","","","","","","","","","","","","","","","","","","","","","","","","","","","","","","","","","","","","","","","","","",{"$f":"IF(JE6096=0,\"\",ROUNDUP(JE6099/JE6096,2))","v":""},"","","","","","","","","","","","","","","","","","","","","","","","","","","","","","","","","","","","","","","","","","","","","","","","","","","","","","","","","","","","","","","",{"$f":"IF(LQ6096=0,\"\",ROUNDUP(LQ6099/LQ6096,2))","v":""},"","","","","","","","","","","","","","","","","","","","","","","","","","","","","","","","","","","","","","","","","","","","","","","","","","","","","","","","","","","","","","","",{"$f":"IF(OC6096=0,\"\",ROUNDUP(OC6099/OC6096,2))","v":""},"","","","","","","","","","","","","",""]
[null,null,null,null,null,null,"※再エネ含む（PVのみ）",{"$f":"IF(ISERROR(ROUNDUP(SUM(H10:H14,ABS(SUM(H23:H25))*(-1),-H32)/1000,1)),\"\",IF(SUM(H10:H14,ABS(SUM(H23:H25))*(-1),-H32)<0,ROUNDDOWN(SUM(H10:H14,ABS(SUM(H23:H25))*(-1),-H32)/1000,1),ROUNDUP(SUM(H10:H14,ABS(SUM(H23:H25))*(-1),-H32)/1000,1)))","v":""},{"$f":"IF(ISERROR(ROUNDUP(SUM(I10:I14,ABS(SUM(I23:I25))*(-1),-I32)/1000,1)),\"\",IF(SUM(I10:I14,ABS(SUM(I23:I25))*(-1),-I32)<0,ROUNDDOWN(SUM(I10:I14,ABS(SUM(I23:I25))*(-1),-I32)/1000,1),ROUNDUP(SUM(I10:I14,ABS(SUM(I23:I25))*(-1),-I32)/1000,1)))","v":""},"","","","","","","","","","","","","","","","","","","","","","","","","","","","","","","","","","","","","","","","","","","","","","","","","","","","","","","","","","","","","","","",{"$f":"IF(ISERROR(ROUNDUP(SUM(BU10:BU14,ABS(SUM(BU23:BU25))*(-1),-BU32)/1000,1)),\"\",IF(SUM(BU10:BU14,ABS(SUM(BU23:BU25))*(-1),-BU32)<0,ROUNDDOWN(SUM(BU10:BU14,ABS(SUM(BU23:BU25))*(-1),-BU32)/1000,1),ROUNDUP(SUM(BU10:BU14,ABS(SUM(BU23:BU25))*(-1),-BU32)/1000,1)))","v":""},"","","","","","","","","","","","","","","","","","","","","","","","","","","","","","","","","","","","","","","","","","","","","","","","","","","","","","","","","","","","","","","",{"$f":"IF(ISERROR(ROUNDUP(SUM(EG10:EG14,ABS(SUM(EG23:EG25))*(-1),-EG32)/1000,1)),\"\",IF(SUM(EG10:EG14,ABS(SUM(EG23:EG25))*(-1),-EG32)<0,ROUNDDOWN(SUM(EG10:EG14,ABS(SUM(EG23:EG25))*(-1),-EG32)/1000,1),ROUNDUP(SUM(EG10:EG14,ABS(SUM(EG23:EG25))*(-1),-EG32)/1000,1)))","v":""},"","","","","","","","","","","","","","","","","","","","","","","","","","","","","","","","","","","","","","","","","","","","","","","","","","","","","","","","","","","","","","","",{"$f":"IF(ISERROR(ROUNDUP(SUM(GS10:GS14,ABS(SUM(GS23:GS25))*(-1),-GS32)/1000,1)),\"\",IF(SUM(GS10:GS14,ABS(SUM(GS23:GS25))*(-1),-GS32)<0,ROUNDDOWN(SUM(GS10:GS14,ABS(SUM(GS23:GS25))*(-1),-GS32)/1000,1),ROUNDUP(SUM(GS10:GS14,ABS(SUM(GS23:GS25))*(-1),-GS32)/1000,1)))","v":""},"","","","","","","","","","","","","","","","","","","","","","","","","","","","","","","","","","","","","","","","","","","","","","","","","","","","","","","","","","","","","","","",{"$f":"IF(ISERROR(ROUNDUP(SUM(JE10:JE14,ABS(SUM(JE23:JE25))*(-1),-JE32)/1000,1)),\"\",IF(SUM(JE10:JE14,ABS(SUM(JE23:JE25))*(-1),-JE32)<0,ROUNDDOWN(SUM(JE10:JE14,ABS(SUM(JE23:JE25))*(-1),-JE32)/1000,1),ROUNDUP(SUM(JE10:JE14,ABS(SUM(JE23:JE25))*(-1),-JE32)/1000,1)))","v":""},"","","","","","","","","","","","","","","","","","","","","","","","","","","","","","","","","","","","","","","","","","","","","","","","","","","","","","","","","","","","","","","",{"$f":"IF(ISERROR(ROUNDUP(SUM(LQ10:LQ14,ABS(SUM(LQ23:LQ25))*(-1),-LQ32)/1000,1)),\"\",IF(SUM(LQ10:LQ14,ABS(SUM(LQ23:LQ25))*(-1),-LQ32)<0,ROUNDDOWN(SUM(LQ10:LQ14,ABS(SUM(LQ23:LQ25))*(-1),-LQ32)/1000,1),ROUNDUP(SUM(LQ10:LQ14,ABS(SUM(LQ23:LQ25))*(-1),-LQ32)/1000,1)))","v":""},"","","","","","","","","","","","","","","","","","","","","","","","","","","","","","","","","","","","","","","","","","","","","","","","","","","","","","","","","","","","","","","",{"$f":"IF(ISERROR(ROUNDUP(SUM(OC10:OC14,ABS(SUM(OC23:OC25))*(-1),-OC32)/1000,1)),\"\",IF(SUM(OC10:OC14,ABS(SUM(OC23:OC25))*(-1),-OC32)<0,ROUNDDOWN(SUM(OC10:OC14,ABS(SUM(OC23:OC25))*(-1),-OC32)/1000,1),ROUNDUP(SUM(OC10:OC14,ABS(SUM(OC23:OC25))*(-1),-OC32)/1000,1)))","v":""},"","","","","","","","","","","","","",""]
[null,null,null,null,null,"5-2Work","等級4設計",{"$f":"IF(H6061=\"\",H6115,-LOOKUP(1,-LEFT(MID(H6061,1,15),ROW($1:$80))))","v":0},0,0,0,0,0,0,0,0,0,0,0,0,0,0,0,0,0,0,0,0,0,0,0,0,0,0,0,0,0,0,0,0,0,0,0,0,0,0,0,0,0,0,0,0,0,0,0,0,0,0,0,0,0,0,0,0,0,0,0,0,0,0,0,{"$f":"IF(BT6061=\"\",BT6115,-LOOKUP(1,-LEFT(MID(BT6061,1,15),ROW($1:$80))))","v":0},0,0,0,0,0,0,0,0,0,0,0,0,0,0,0,0,0,0,0,0,0,0,0,0,0,0,0,0,0,0,0,0,0,0,0,0,0,0,0,0,0,0,0,0,0,0,0,0,0,0,0,0,0,0,0,0,0,0,0,0,0,0,0,{"$f":"IF(EF6061=\"\",EF6115,-LOOKUP(1,-LEFT(MID(EF6061,1,15),ROW($1:$80))))","v":0},0,0,0,0,0,0,0,0,0,0,0,0,0,0,0,0,0,0,0,0,0,0,0,0,0,0,0,0,0,0,0,0,0,0,0,0,0,0,0,0,0,0,0,0,0,0,0,0,0,0,0,0,0,0,0,0,0,0,0,0,0,0,0,{"$f":"IF(GR6061=\"\",GR6115,-LOOKUP(1,-LEFT(MID(GR6061,1,15),ROW($1:$80))))","v":0},0,0,0,0,0,0,0,0,0,0,0,0,0,0,0,0,0,0,0,0,0,0,0,0,0,0,0,0,0,0,0,0,0,0,0,0,0,0,0,0,0,0,0,0,0,0,0,0,0,0,0,0,0,0,0,0,0,0,0,0,0,0,0,{"$f":"IF(JD6061=\"\",JD6115,-LOOKUP(1,-LEFT(MID(JD6061,1,15),ROW($1:$80))))","v":0},0,0,0,0,0,0,0,0,0,0,0,0,0,0,0,0,0,0,0,0,0,0,0,0,0,0,0,0,0,0,0,0,0,0,0,0,0,0,0,0,0,0,0,0,0,0,0,0,0,0,0,0,0,0,0,0,0,0,0,0,0,0,0,{"$f":"IF(LP6061=\"\",LP6115,-LOOKUP(1,-LEFT(MID(LP6061,1,15),ROW($1:$80))))","v":0},0,0,0,0,0,0,0,0,0,0,0,0,0,0,0,0,0,0,0,0,0,0,0,0,0,0,0,0,0,0,0,0,0,0,0,0,0,0,0,0,0,0,0,0,0,0,0,0,0,0,0,0,0,0,0,0,0,0,0,0,0,0,0,{"$f":"IF(OB6061=\"\",OB6115,-LOOKUP(1,-LEFT(MID(OB6061,1,15),ROW($1:$80))))","v":0},0,0,0,0,0,0,0,0,0,0,0,0,0,0,0]
[null,null,null,null,null,null,"等級5基準",{"$f":"IF(H6064=\"\",H6118,-LOOKUP(1,-LEFT(MID(H6064,10,15),ROW($1:$80))))","v":0},{"$f":"IF(I6064=\"\",I6118,-LOOKUP(1,-LEFT(MID(I6064,10,15),ROW($1:$80))))","v":0},{"$f":"IF(J6064=\"\",J6118,-LOOKUP(1,-LEFT(MID(J6064,10,15),ROW($1:$80))))","v":0},{"$f":"IF(K6064=\"\",K6118,-LOOKUP(1,-LEFT(MID(K6064,10,15),ROW($1:$80))))","v":0},{"$f":"IF(L6064=\"\",L6118,-LOOKUP(1,-LEFT(MID(L6064,10,15),ROW($1:$80))))","v":0},{"$f":"IF(M6064=\"\",M6118,-LOOKUP(1,-LEFT(MID(M6064,10,15),ROW($1:$80))))","v":0},{"$f":"IF(N6064=\"\",N6118,-LOOKUP(1,-LEFT(MID(N6064,10,15),ROW($1:$80))))","v":0},{"$f":"IF(O6064=\"\",O6118,-LOOKUP(1,-LEFT(MID(O6064,10,15),ROW($1:$80))))","v":0},{"$f":"IF(P6064=\"\",P6118,-LOOKUP(1,-LEFT(MID(P6064,10,15),ROW($1:$80))))","v":0},{"$f":"IF(Q6064=\"\",Q6118,-LOOKUP(1,-LEFT(MID(Q6064,10,15),ROW($1:$80))))","v":0},{"$f":"IF(R6064=\"\",R6118,-LOOKUP(1,-LEFT(MID(R6064,10,15),ROW($1:$80))))","v":0},{"$f":"IF(S6064=\"\",S6118,-LOOKUP(1,-LEFT(MID(S6064,10,15),ROW($1:$80))))","v":0},{"$f":"IF(T6064=\"\",T6118,-LOOKUP(1,-LEFT(MID(T6064,10,15),ROW($1:$80))))","v":0},{"$f":"IF(U6064=\"\",U6118,-LOOKUP(1,-LEFT(MID(U6064,10,15),ROW($1:$80))))","v":0},{"$f":"IF(V6064=\"\",V6118,-LOOKUP(1,-LEFT(MID(V6064,10,15),ROW($1:$80))))","v":0},{"$f":"IF(W6064=\"\",W6118,-LOOKUP(1,-LEFT(MID(W6064,10,15),ROW($1:$80))))","v":0},{"$f":"IF(X6064=\"\",X6118,-LOOKUP(1,-LEFT(MID(X6064,10,15),ROW($1:$80))))","v":0},{"$f":"IF(Y6064=\"\",Y6118,-LOOKUP(1,-LEFT(MID(Y6064,10,15),ROW($1:$80))))","v":0},{"$f":"IF(Z6064=\"\",Z6118,-LOOKUP(1,-LEFT(MID(Z6064,10,15),ROW($1:$80))))","v":0},{"$f":"IF(AA6064=\"\",AA6118,-LOOKUP(1,-LEFT(MID(AA6064,10,15),ROW($1:$80))))","v":0},{"$f":"IF(AB6064=\"\",AB6118,-LOOKUP(1,-LEFT(MID(AB6064,10,15),ROW($1:$80))))","v":0},{"$f":"IF(AC6064=\"\",AC6118,-LOOKUP(1,-LEFT(MID(AC6064,10,15),ROW($1:$80))))","v":0},{"$f":"IF(AD6064=\"\",AD6118,-LOOKUP(1,-LEFT(MID(AD6064,10,15),ROW($1:$80))))","v":0},{"$f":"IF(AE6064=\"\",AE6118,-LOOKUP(1,-LEFT(MID(AE6064,10,15),ROW($1:$80))))","v":0},{"$f":"IF(AF6064=\"\",AF6118,-LOOKUP(1,-LEFT(MID(AF6064,10,15),ROW($1:$80))))","v":0},{"$f":"IF(AG6064=\"\",AG6118,-LOOKUP(1,-LEFT(MID(AG6064,10,15),ROW($1:$80))))","v":0},{"$f":"IF(AH6064=\"\",AH6118,-LOOKUP(1,-LEFT(MID(AH6064,10,15),ROW($1:$80))))","v":0},{"$f":"IF(AI6064=\"\",AI6118,-LOOKUP(1,-LEFT(MID(AI6064,10,15),ROW($1:$80))))","v":0},{"$f":"IF(AJ6064=\"\",AJ6118,-LOOKUP(1,-LEFT(MID(AJ6064,10,15),ROW($1:$80))))","v":0},{"$f":"IF(AK6064=\"\",AK6118,-LOOKUP(1,-LEFT(MID(AK6064,10,15),ROW($1:$80))))","v":0},{"$f":"IF(AL6064=\"\",AL6118,-LOOKUP(1,-LEFT(MID(AL6064,10,15),ROW($1:$80))))","v":0},{"$f":"IF(AM6064=\"\",AM6118,-LOOKUP(1,-LEFT(MID(AM6064,10,15),ROW($1:$80))))","v":0},{"$f":"IF(AN6064=\"\",AN6118,-LOOKUP(1,-LEFT(MID(AN6064,10,15),ROW($1:$80))))","v":0},{"$f":"IF(AO6064=\"\",AO6118,-LOOKUP(1,-LEFT(MID(AO6064,10,15),ROW($1:$80))))","v":0},{"$f":"IF(AP6064=\"\",AP6118,-LOOKUP(1,-LEFT(MID(AP6064,10,15),ROW($1:$80))))","v":0},{"$f":"IF(AQ6064=\"\",AQ6118,-LOOKUP(1,-LEFT(MID(AQ6064,10,15),ROW($1:$80))))","v":0},{"$f":"IF(AR6064=\"\",AR6118,-LOOKUP(1,-LEFT(MID(AR6064,10,15),ROW($1:$80))))","v":0},{"$f":"IF(AS6064=\"\",AS6118,-LOOKUP(1,-LEFT(MID(AS6064,10,15),ROW($1:$80))))","v":0},{"$f":"IF(AT6064=\"\",AT6118,-LOOKUP(1,-LEFT(MID(AT6064,10,15),ROW($1:$80))))","v":0},{"$f":"IF(AU6064=\"\",AU6118,-LOOKUP(1,-LEFT(MID(AU6064,10,15),ROW($1:$80))))","v":0},{"$f":"IF(AV6064=\"\",AV6118,-LOOKUP(1,-LEFT(MID(AV6064,10,15),ROW($1:$80))))","v":0},{"$f":"IF(AW6064=\"\",AW6118,-LOOKUP(1,-LEFT(MID(AW6064,10,15),ROW($1:$80))))","v":0},{"$f":"IF(AX6064=\"\",AX6118,-LOOKUP(1,-LEFT(MID(AX6064,10,15),ROW($1:$80))))","v":0},{"$f":"IF(AY6064=\"\",AY6118,-LOOKUP(1,-LEFT(MID(AY6064,10,15),ROW($1:$80))))","v":0},{"$f":"IF(AZ6064=\"\",AZ6118,-LOOKUP(1,-LEFT(MID(AZ6064,10,15),ROW($1:$80))))","v":0},{"$f":"IF(BA6064=\"\",BA6118,-LOOKUP(1,-LEFT(MID(BA6064,10,15),ROW($1:$80))))","v":0},{"$f":"IF(BB6064=\"\",BB6118,-LOOKUP(1,-LEFT(MID(BB6064,10,15),ROW($1:$80))))","v":0},{"$f":"IF(BC6064=\"\",BC6118,-LOOKUP(1,-LEFT(MID(BC6064,10,15),ROW($1:$80))))","v":0},{"$f":"IF(BD6064=\"\",BD6118,-LOOKUP(1,-LEFT(MID(BD6064,10,15),ROW($1:$80))))","v":0},{"$f":"IF(BE6064=\"\",BE6118,-LOOKUP(1,-LEFT(MID(BE6064,10,15),ROW($1:$80))))","v":0},{"$f":"IF(BF6064=\"\",BF6118,-LOOKUP(1,-LEFT(MID(BF6064,10,15),ROW($1:$80))))","v":0},{"$f":"IF(BG6064=\"\",BG6118,-LOOKUP(1,-LEFT(MID(BG6064,10,15),ROW($1:$80))))","v":0},{"$f":"IF(BH6064=\"\",BH6118,-LOOKUP(1,-LEFT(MID(BH6064,10,15),ROW($1:$80))))","v":0},{"$f":"IF(BI6064=\"\",BI6118,-LOOKUP(1,-LEFT(MID(BI6064,10,15),ROW($1:$80))))","v":0},{"$f":"IF(BJ6064=\"\",BJ6118,-LOOKUP(1,-LEFT(MID(BJ6064,10,15),ROW($1:$80))))","v":0},{"$f":"IF(BK6064=\"\",BK6118,-LOOKUP(1,-LEFT(MID(BK6064,10,15),ROW($1:$80))))","v":0},{"$f":"IF(BL6064=\"\",BL6118,-LOOKUP(1,-LEFT(MID(BL6064,10,15),ROW($1:$80))))","v":0},{"$f":"IF(BM6064=\"\",BM6118,-LOOKUP(1,-LEFT(MID(BM6064,10,15),ROW($1:$80))))","v":0},{"$f":"IF(BN6064=\"\",BN6118,-LOOKUP(1,-LEFT(MID(BN6064,10,15),ROW($1:$80))))","v":0},{"$f":"IF(BO6064=\"\",BO6118,-LOOKUP(1,-LEFT(MID(BO6064,10,15),ROW($1:$80))))","v":0},{"$f":"IF(BP6064=\"\",BP6118,-LOOKUP(1,-LEFT(MID(BP6064,10,15),ROW($1:$80))))","v":0},{"$f":"IF(BQ6064=\"\",BQ6118,-LOOKUP(1,-LEFT(MID(BQ6064,10,15),ROW($1:$80))))","v":0},{"$f":"IF(BR6064=\"\",BR6118,-LOOKUP(1,-LEFT(MID(BR6064,10,15),ROW($1:$80))))","v":0},{"$f":"IF(BS6064=\"\",BS6118,-LOOKUP(1,-LEFT(MID(BS6064,10,15),ROW($1:$80))))","v":0},{"$f":"IF(BT6064=\"\",BT6118,-LOOKUP(1,-LEFT(MID(BT6064,10,15),ROW($1:$80))))","v":0},{"$f":"IF(BU6064=\"\",BU6118,-LOOKUP(1,-LEFT(MID(BU6064,10,15),ROW($1:$80))))","v":0},{"$f":"IF(BV6064=\"\",BV6118,-LOOKUP(1,-LEFT(MID(BV6064,10,15),ROW($1:$80))))","v":0},{"$f":"IF(BW6064=\"\",BW6118,-LOOKUP(1,-LEFT(MID(BW6064,10,15),ROW($1:$80))))","v":0},{"$f":"IF(BX6064=\"\",BX6118,-LOOKUP(1,-LEFT(MID(BX6064,10,15),ROW($1:$80))))","v":0},{"$f":"IF(BY6064=\"\",BY6118,-LOOKUP(1,-LEFT(MID(BY6064,10,15),ROW($1:$80))))","v":0},{"$f":"IF(BZ6064=\"\",BZ6118,-LOOKUP(1,-LEFT(MID(BZ6064,10,15),ROW($1:$80))))","v":0},{"$f":"IF(CA6064=\"\",CA6118,-LOOKUP(1,-LEFT(MID(CA6064,10,15),ROW($1:$80))))","v":0},{"$f":"IF(CB6064=\"\",CB6118,-LOOKUP(1,-LEFT(MID(CB6064,10,15),ROW($1:$80))))","v":0},{"$f":"IF(CC6064=\"\",CC6118,-LOOKUP(1,-LEFT(MID(CC6064,10,15),ROW($1:$80))))","v":0},{"$f":"IF(CD6064=\"\",CD6118,-LOOKUP(1,-LEFT(MID(CD6064,10,15),ROW($1:$80))))","v":0},{"$f":"IF(CE6064=\"\",CE6118,-LOOKUP(1,-LEFT(MID(CE6064,10,15),ROW($1:$80))))","v":0},{"$f":"IF(CF6064=\"\",CF6118,-LOOKUP(1,-LEFT(MID(CF6064,10,15),ROW($1:$80))))","v":0},{"$f":"IF(CG6064=\"\",CG6118,-LOOKUP(1,-LEFT(MID(CG6064,10,15),ROW($1:$80))))","v":0},{"$f":"IF(CH6064=\"\",CH6118,-LOOKUP(1,-LEFT(MID(CH6064,10,15),ROW($1:$80))))","v":0},{"$f":"IF(CI6064=\"\",CI6118,-LOOKUP(1,-LEFT(MID(CI6064,10,15),ROW($1:$80))))","v":0},{"$f":"IF(CJ6064=\"\",CJ6118,-LOOKUP(1,-LEFT(MID(CJ6064,10,15),ROW($1:$80))))","v":0},{"$f":"IF(CK6064=\"\",CK6118,-LOOKUP(1,-LEFT(MID(CK6064,10,15),ROW($1:$80))))","v":0},{"$f":"IF(CL6064=\"\",CL6118,-LOOKUP(1,-LEFT(MID(CL6064,10,15),ROW($1:$80))))","v":0},{"$f":"IF(CM6064=\"\",CM6118,-LOOKUP(1,-LEFT(MID(CM6064,10,15),ROW($1:$80))))","v":0},{"$f":"IF(CN6064=\"\",CN6118,-LOOKUP(1,-LEFT(MID(CN6064,10,15),ROW($1:$80))))","v":0},{"$f":"IF(CO6064=\"\",CO6118,-LOOKUP(1,-LEFT(MID(CO6064,10,15),ROW($1:$80))))","v":0},{"$f":"IF(CP6064=\"\",CP6118,-LOOKUP(1,-LEFT(MID(CP6064,10,15),ROW($1:$80))))","v":0},{"$f":"IF(CQ6064=\"\",CQ6118,-LOOKUP(1,-LEFT(MID(CQ6064,10,15),ROW($1:$80))))","v":0},{"$f":"IF(CR6064=\"\",CR6118,-LOOKUP(1,-LEFT(MID(CR6064,10,15),ROW($1:$80))))","v":0},{"$f":"IF(CS6064=\"\",CS6118,-LOOKUP(1,-LEFT(MID(CS6064,10,15),ROW($1:$80))))","v":0},{"$f":"IF(CT6064=\"\",CT6118,-LOOKUP(1,-LEFT(MID(CT6064,10,15),ROW($1:$80))))","v":0},{"$f":"IF(CU6064=\"\",CU6118,-LOOKUP(1,-LEFT(MID(CU6064,10,15),ROW($1:$80))))","v":0},{"$f":"IF(CV6064=\"\",CV6118,-LOOKUP(1,-LEFT(MID(CV6064,10,15),ROW($1:$80))))","v":0},{"$f":"IF(CW6064=\"\",CW6118,-LOOKUP(1,-LEFT(MID(CW6064,10,15),ROW($1:$80))))","v":0},{"$f":"IF(CX6064=\"\",CX6118,-LOOKUP(1,-LEFT(MID(CX6064,10,15),ROW($1:$80))))","v":0},{"$f":"IF(CY6064=\"\",CY6118,-LOOKUP(1,-LEFT(MID(CY6064,10,15),ROW($1:$80))))","v":0},{"$f":"IF(CZ6064=\"\",CZ6118,-LOOKUP(1,-LEFT(MID(CZ6064,10,15),ROW($1:$80))))","v":0},{"$f":"IF(DA6064=\"\",DA6118,-LOOKUP(1,-LEFT(MID(DA6064,10,15),ROW($1:$80))))","v":0},{"$f":"IF(DB6064=\"\",DB6118,-LOOKUP(1,-LEFT(MID(DB6064,10,15),ROW($1:$80))))","v":0},{"$f":"IF(DC6064=\"\",DC6118,-LOOKUP(1,-LEFT(MID(DC6064,10,15),ROW($1:$80))))","v":0},{"$f":"IF(DD6064=\"\",DD6118,-LOOKUP(1,-LEFT(MID(DD6064,10,15),ROW($1:$80))))","v":0},{"$f":"IF(DE6064=\"\",DE6118,-LOOKUP(1,-LEFT(MID(DE6064,10,15),ROW($1:$80))))","v":0},{"$f":"IF(DF6064=\"\",DF6118,-LOOKUP(1,-LEFT(MID(DF6064,10,15),ROW($1:$80))))","v":0},{"$f":"IF(DG6064=\"\",DG6118,-LOOKUP(1,-LEFT(MID(DG6064,10,15),ROW($1:$80))))","v":0},{"$f":"IF(DH6064=\"\",DH6118,-LOOKUP(1,-LEFT(MID(DH6064,10,15),ROW($1:$80))))","v":0},{"$f":"IF(DI6064=\"\",DI6118,-LOOKUP(1,-LEFT(MID(DI6064,10,15),ROW($1:$80))))","v":0},{"$f":"IF(DJ6064=\"\",DJ6118,-LOOKUP(1,-LEFT(MID(DJ6064,10,15),ROW($1:$80))))","v":0},{"$f":"IF(DK6064=\"\",DK6118,-LOOKUP(1,-LEFT(MID(DK6064,10,15),ROW($1:$80))))","v":0},{"$f":"IF(DL6064=\"\",DL6118,-LOOKUP(1,-LEFT(MID(DL6064,10,15),ROW($1:$80))))","v":0},{"$f":"IF(DM6064=\"\",DM6118,-LOOKUP(1,-LEFT(MID(DM6064,10,15),ROW($1:$80))))","v":0},{"$f":"IF(DN6064=\"\",DN6118,-LOOKUP(1,-LEFT(MID(DN6064,10,15),ROW($1:$80))))","v":0},{"$f":"IF(DO6064=\"\",DO6118,-LOOKUP(1,-LEFT(MID(DO6064,10,15),ROW($1:$80))))","v":0},{"$f":"IF(DP6064=\"\",DP6118,-LOOKUP(1,-LEFT(MID(DP6064,10,15),ROW($1:$80))))","v":0},{"$f":"IF(DQ6064=\"\",DQ6118,-LOOKUP(1,-LEFT(MID(DQ6064,10,15),ROW($1:$80))))","v":0},{"$f":"IF(DR6064=\"\",DR6118,-LOOKUP(1,-LEFT(MID(DR6064,10,15),ROW($1:$80))))","v":0},{"$f":"IF(DS6064=\"\",DS6118,-LOOKUP(1,-LEFT(MID(DS6064,10,15),ROW($1:$80))))","v":0},{"$f":"IF(DT6064=\"\",DT6118,-LOOKUP(1,-LEFT(MID(DT6064,10,15),ROW($1:$80))))","v":0},{"$f":"IF(DU6064=\"\",DU6118,-LOOKUP(1,-LEFT(MID(DU6064,10,15),ROW($1:$80))))","v":0},{"$f":"IF(DV6064=\"\",DV6118,-LOOKUP(1,-LEFT(MID(DV6064,10,15),ROW($1:$80))))","v":0},{"$f":"IF(DW6064=\"\",DW6118,-LOOKUP(1,-LEFT(MID(DW6064,10,15),ROW($1:$80))))","v":0},{"$f":"IF(DX6064=\"\",DX6118,-LOOKUP(1,-LEFT(MID(DX6064,10,15),ROW($1:$80))))","v":0},{"$f":"IF(DY6064=\"\",DY6118,-LOOKUP(1,-LEFT(MID(DY6064,10,15),ROW($1:$80))))","v":0},{"$f":"IF(DZ6064=\"\",DZ6118,-LOOKUP(1,-LEFT(MID(DZ6064,10,15),ROW($1:$80))))","v":0},{"$f":"IF(EA6064=\"\",EA6118,-LOOKUP(1,-LEFT(MID(EA6064,10,15),ROW($1:$80))))","v":0},{"$f":"IF(EB6064=\"\",EB6118,-LOOKUP(1,-LEFT(MID(EB6064,10,15),ROW($1:$80))))","v":0},{"$f":"IF(EC6064=\"\",EC6118,-LOOKUP(1,-LEFT(MID(EC6064,10,15),ROW($1:$80))))","v":0},{"$f":"IF(ED6064=\"\",ED6118,-LOOKUP(1,-LEFT(MID(ED6064,10,15),ROW($1:$80))))","v":0},{"$f":"IF(EE6064=\"\",EE6118,-LOOKUP(1,-LEFT(MID(EE6064,10,15),ROW($1:$80))))","v":0},{"$f":"IF(EF6064=\"\",EF6118,-LOOKUP(1,-LEFT(MID(EF6064,10,15),ROW($1:$80))))","v":0},{"$f":"IF(EG6064=\"\",EG6118,-LOOKUP(1,-LEFT(MID(EG6064,10,15),ROW($1:$80))))","v":0},{"$f":"IF(EH6064=\"\",EH6118,-LOOKUP(1,-LEFT(MID(EH6064,10,15),ROW($1:$80))))","v":0},{"$f":"IF(EI6064=\"\",EI6118,-LOOKUP(1,-LEFT(MID(EI6064,10,15),ROW($1:$80))))","v":0},{"$f":"IF(EJ6064=\"\",EJ6118,-LOOKUP(1,-LEFT(MID(EJ6064,10,15),ROW($1:$80))))","v":0},{"$f":"IF(EK6064=\"\",EK6118,-LOOKUP(1,-LEFT(MID(EK6064,10,15),ROW($1:$80))))","v":0},{"$f":"IF(EL6064=\"\",EL6118,-LOOKUP(1,-LEFT(MID(EL6064,10,15),ROW($1:$80))))","v":0},{"$f":"IF(EM6064=\"\",EM6118,-LOOKUP(1,-LEFT(MID(EM6064,10,15),ROW($1:$80))))","v":0},{"$f":"IF(EN6064=\"\",EN6118,-LOOKUP(1,-LEFT(MID(EN6064,10,15),ROW($1:$80))))","v":0},{"$f":"IF(EO6064=\"\",EO6118,-LOOKUP(1,-LEFT(MID(EO6064,10,15),ROW($1:$80))))","v":0},{"$f":"IF(EP6064=\"\",EP6118,-LOOKUP(1,-LEFT(MID(EP6064,10,15),ROW($1:$80))))","v":0},{"$f":"IF(EQ6064=\"\",EQ6118,-LOOKUP(1,-LEFT(MID(EQ6064,10,15),ROW($1:$80))))","v":0},{"$f":"IF(ER6064=\"\",ER6118,-LOOKUP(1,-LEFT(MID(ER6064,10,15),ROW($1:$80))))","v":0},{"$f":"IF(ES6064=\"\",ES6118,-LOOKUP(1,-LEFT(MID(ES6064,10,15),ROW($1:$80))))","v":0},{"$f":"IF(ET6064=\"\",ET6118,-LOOKUP(1,-LEFT(MID(ET6064,10,15),ROW($1:$80))))","v":0},{"$f":"IF(EU6064=\"\",EU6118,-LOOKUP(1,-LEFT(MID(EU6064,10,15),ROW($1:$80))))","v":0},{"$f":"IF(EV6064=\"\",EV6118,-LOOKUP(1,-LEFT(MID(EV6064,10,15),ROW($1:$80))))","v":0},{"$f":"IF(EW6064=\"\",EW6118,-LOOKUP(1,-LEFT(MID(EW6064,10,15),ROW($1:$80))))","v":0},{"$f":"IF(EX6064=\"\",EX6118,-LOOKUP(1,-LEFT(MID(EX6064,10,15),ROW($1:$80))))","v":0},{"$f":"IF(EY6064=\"\",EY6118,-LOOKUP(1,-LEFT(MID(EY6064,10,15),ROW($1:$80))))","v":0},{"$f":"IF(EZ6064=\"\",EZ6118,-LOOKUP(1,-LEFT(MID(EZ6064,10,15),ROW($1:$80))))","v":0},{"$f":"IF(FA6064=\"\",FA6118,-LOOKUP(1,-LEFT(MID(FA6064,10,15),ROW($1:$80))))","v":0},{"$f":"IF(FB6064=\"\",FB6118,-LOOKUP(1,-LEFT(MID(FB6064,10,15),ROW($1:$80))))","v":0},{"$f":"IF(FC6064=\"\",FC6118,-LOOKUP(1,-LEFT(MID(FC6064,10,15),ROW($1:$80))))","v":0},{"$f":"IF(FD6064=\"\",FD6118,-LOOKUP(1,-LEFT(MID(FD6064,10,15),ROW($1:$80))))","v":0},{"$f":"IF(FE6064=\"\",FE6118,-LOOKUP(1,-LEFT(MID(FE6064,10,15),ROW($1:$80))))","v":0},{"$f":"IF(FF6064=\"\",FF6118,-LOOKUP(1,-LEFT(MID(FF6064,10,15),ROW($1:$80))))","v":0},{"$f":"IF(FG6064=\"\",FG6118,-LOOKUP(1,-LEFT(MID(FG6064,10,15),ROW($1:$80))))","v":0},{"$f":"IF(FH6064=\"\",FH6118,-LOOKUP(1,-LEFT(MID(FH6064,10,15),ROW($1:$80))))","v":0},{"$f":"IF(FI6064=\"\",FI6118,-LOOKUP(1,-LEFT(MID(FI6064,10,15),ROW($1:$80))))","v":0},{"$f":"IF(FJ6064=\"\",FJ6118,-LOOKUP(1,-LEFT(MID(FJ6064,10,15),ROW($1:$80))))","v":0},{"$f":"IF(FK6064=\"\",FK6118,-LOOKUP(1,-LEFT(MID(FK6064,10,15),ROW($1:$80))))","v":0},{"$f":"IF(FL6064=\"\",FL6118,-LOOKUP(1,-LEFT(MID(FL6064,10,15),ROW($1:$80))))","v":0},{"$f":"IF(FM6064=\"\",FM6118,-LOOKUP(1,-LEFT(MID(FM6064,10,15),ROW($1:$80))))","v":0},{"$f":"IF(FN6064=\"\",FN6118,-LOOKUP(1,-LEFT(MID(FN6064,10,15),ROW($1:$80))))","v":0},{"$f":"IF(FO6064=\"\",FO6118,-LOOKUP(1,-LEFT(MID(FO6064,10,15),ROW($1:$80))))","v":0},{"$f":"IF(FP6064=\"\",FP6118,-LOOKUP(1,-LEFT(MID(FP6064,10,15),ROW($1:$80))))","v":0},{"$f":"IF(FQ6064=\"\",FQ6118,-LOOKUP(1,-LEFT(MID(FQ6064,10,15),ROW($1:$80))))","v":0},{"$f":"IF(FR6064=\"\",FR6118,-LOOKUP(1,-LEFT(MID(FR6064,10,15),ROW($1:$80))))","v":0},{"$f":"IF(FS6064=\"\",FS6118,-LOOKUP(1,-LEFT(MID(FS6064,10,15),ROW($1:$80))))","v":0},{"$f":"IF(FT6064=\"\",FT6118,-LOOKUP(1,-LEFT(MID(FT6064,10,15),ROW($1:$80))))","v":0},{"$f":"IF(FU6064=\"\",FU6118,-LOOKUP(1,-LEFT(MID(FU6064,10,15),ROW($1:$80))))","v":0},{"$f":"IF(FV6064=\"\",FV6118,-LOOKUP(1,-LEFT(MID(FV6064,10,15),ROW($1:$80))))","v":0},{"$f":"IF(FW6064=\"\",FW6118,-LOOKUP(1,-LEFT(MID(FW6064,10,15),ROW($1:$80))))","v":0},{"$f":"IF(FX6064=\"\",FX6118,-LOOKUP(1,-LEFT(MID(FX6064,10,15),ROW($1:$80))))","v":0},{"$f":"IF(FY6064=\"\",FY6118,-LOOKUP(1,-LEFT(MID(FY6064,10,15),ROW($1:$80))))","v":0},{"$f":"IF(FZ6064=\"\",FZ6118,-LOOKUP(1,-LEFT(MID(FZ6064,10,15),ROW($1:$80))))","v":0},{"$f":"IF(GA6064=\"\",GA6118,-LOOKUP(1,-LEFT(MID(GA6064,10,15),ROW($1:$80))))","v":0},{"$f":"IF(GB6064=\"\",GB6118,-LOOKUP(1,-LEFT(MID(GB6064,10,15),ROW($1:$80))))","v":0},{"$f":"IF(GC6064=\"\",GC6118,-LOOKUP(1,-LEFT(MID(GC6064,10,15),ROW($1:$80))))","v":0},{"$f":"IF(GD6064=\"\",GD6118,-LOOKUP(1,-LEFT(MID(GD6064,10,15),ROW($1:$80))))","v":0},{"$f":"IF(GE6064=\"\",GE6118,-LOOKUP(1,-LEFT(MID(GE6064,10,15),ROW($1:$80))))","v":0},{"$f":"IF(GF6064=\"\",GF6118,-LOOKUP(1,-LEFT(MID(GF6064,10,15),ROW($1:$80))))","v":0},{"$f":"IF(GG6064=\"\",GG6118,-LOOKUP(1,-LEFT(MID(GG6064,10,15),ROW($1:$80))))","v":0},{"$f":"IF(GH6064=\"\",GH6118,-LOOKUP(1,-LEFT(MID(GH6064,10,15),ROW($1:$80))))","v":0},{"$f":"IF(GI6064=\"\",GI6118,-LOOKUP(1,-LEFT(MID(GI6064,10,15),ROW($1:$80))))","v":0},{"$f":"IF(GJ6064=\"\",GJ6118,-LOOKUP(1,-LEFT(MID(GJ6064,10,15),ROW($1:$80))))","v":0},{"$f":"IF(GK6064=\"\",GK6118,-LOOKUP(1,-LEFT(MID(GK6064,10,15),ROW($1:$80))))","v":0},{"$f":"IF(GL6064=\"\",GL6118,-LOOKUP(1,-LEFT(MID(GL6064,10,15),ROW($1:$80))))","v":0},{"$f":"IF(GM6064=\"\",GM6118,-LOOKUP(1,-LEFT(MID(GM6064,10,15),ROW($1:$80))))","v":0},{"$f":"IF(GN6064=\"\",GN6118,-LOOKUP(1,-LEFT(MID(GN6064,10,15),ROW($1:$80))))","v":0},{"$f":"IF(GO6064=\"\",GO6118,-LOOKUP(1,-LEFT(MID(GO6064,10,15),ROW($1:$80))))","v":0},{"$f":"IF(GP6064=\"\",GP6118,-LOOKUP(1,-LEFT(MID(GP6064,10,15),ROW($1:$80))))","v":0},{"$f":"IF(GQ6064=\"\",GQ6118,-LOOKUP(1,-LEFT(MID(GQ6064,10,15),ROW($1:$80))))","v":0},{"$f":"IF(GR6064=\"\",GR6118,-LOOKUP(1,-LEFT(MID(GR6064,10,15),ROW($1:$80))))","v":0},{"$f":"IF(GS6064=\"\",GS6118,-LOOKUP(1,-LEFT(MID(GS6064,10,15),ROW($1:$80))))","v":0},{"$f":"IF(GT6064=\"\",GT6118,-LOOKUP(1,-LEFT(MID(GT6064,10,15),ROW($1:$80))))","v":0},{"$f":"IF(GU6064=\"\",GU6118,-LOOKUP(1,-LEFT(MID(GU6064,10,15),ROW($1:$80))))","v":0},{"$f":"IF(GV6064=\"\",GV6118,-LOOKUP(1,-LEFT(MID(GV6064,10,15),ROW($1:$80))))","v":0},{"$f":"IF(GW6064=\"\",GW6118,-LOOKUP(1,-LEFT(MID(GW6064,10,15),ROW($1:$80))))","v":0},{"$f":"IF(GX6064=\"\",GX6118,-LOOKUP(1,-LEFT(MID(GX6064,10,15),ROW($1:$80))))","v":0},{"$f":"IF(GY6064=\"\",GY6118,-LOOKUP(1,-LEFT(MID(GY6064,10,15),ROW($1:$80))))","v":0},{"$f":"IF(GZ6064=\"\",GZ6118,-LOOKUP(1,-LEFT(MID(GZ6064,10,15),ROW($1:$80))))","v":0},{"$f":"IF(HA6064=\"\",HA6118,-LOOKUP(1,-LEFT(MID(HA6064,10,15),ROW($1:$80))))","v":0},{"$f":"IF(HB6064=\"\",HB6118,-LOOKUP(1,-LEFT(MID(HB6064,10,15),ROW($1:$80))))","v":0},{"$f":"IF(HC6064=\"\",HC6118,-LOOKUP(1,-LEFT(MID(HC6064,10,15),ROW($1:$80))))","v":0},{"$f":"IF(HD6064=\"\",HD6118,-LOOKUP(1,-LEFT(MID(HD6064,10,15),ROW($1:$80))))","v":0},{"$f":"IF(HE6064=\"\",HE6118,-LOOKUP(1,-LEFT(MID(HE6064,10,15),ROW($1:$80))))","v":0},{"$f":"IF(HF6064=\"\",HF6118,-LOOKUP(1,-LEFT(MID(HF6064,10,15),ROW($1:$80))))","v":0},{"$f":"IF(HG6064=\"\",HG6118,-LOOKUP(1,-LEFT(MID(HG6064,10,15),ROW($1:$80))))","v":0},{"$f":"IF(HH6064=\"\",HH6118,-LOOKUP(1,-LEFT(MID(HH6064,10,15),ROW($1:$80))))","v":0},{"$f":"IF(HI6064=\"\",HI6118,-LOOKUP(1,-LEFT(MID(HI6064,10,15),ROW($1:$80))))","v":0},{"$f":"IF(HJ6064=\"\",HJ6118,-LOOKUP(1,-LEFT(MID(HJ6064,10,15),ROW($1:$80))))","v":0},{"$f":"IF(HK6064=\"\",HK6118,-LOOKUP(1,-LEFT(MID(HK6064,10,15),ROW($1:$80))))","v":0},{"$f":"IF(HL6064=\"\",HL6118,-LOOKUP(1,-LEFT(MID(HL6064,10,15),ROW($1:$80))))","v":0},{"$f":"IF(HM6064=\"\",HM6118,-LOOKUP(1,-LEFT(MID(HM6064,10,15),ROW($1:$80))))","v":0},{"$f":"IF(HN6064=\"\",HN6118,-LOOKUP(1,-LEFT(MID(HN6064,10,15),ROW($1:$80))))","v":0},{"$f":"IF(HO6064=\"\",HO6118,-LOOKUP(1,-LEFT(MID(HO6064,10,15),ROW($1:$80))))","v":0},{"$f":"IF(HP6064=\"\",HP6118,-LOOKUP(1,-LEFT(MID(HP6064,10,15),ROW($1:$80))))","v":0},{"$f":"IF(HQ6064=\"\",HQ6118,-LOOKUP(1,-LEFT(MID(HQ6064,10,15),ROW($1:$80))))","v":0},{"$f":"IF(HR6064=\"\",HR6118,-LOOKUP(1,-LEFT(MID(HR6064,10,15),ROW($1:$80))))","v":0},{"$f":"IF(HS6064=\"\",HS6118,-LOOKUP(1,-LEFT(MID(HS6064,10,15),ROW($1:$80))))","v":0},{"$f":"IF(HT6064=\"\",HT6118,-LOOKUP(1,-LEFT(MID(HT6064,10,15),ROW($1:$80))))","v":0},{"$f":"IF(HU6064=\"\",HU6118,-LOOKUP(1,-LEFT(MID(HU6064,10,15),ROW($1:$80))))","v":0},{"$f":"IF(HV6064=\"\",HV6118,-LOOKUP(1,-LEFT(MID(HV6064,10,15),ROW($1:$80))))","v":0},{"$f":"IF(HW6064=\"\",HW6118,-LOOKUP(1,-LEFT(MID(HW6064,10,15),ROW($1:$80))))","v":0},{"$f":"IF(HX6064=\"\",HX6118,-LOOKUP(1,-LEFT(MID(HX6064,10,15),ROW($1:$80))))","v":0},{"$f":"IF(HY6064=\"\",HY6118,-LOOKUP(1,-LEFT(MID(HY6064,10,15),ROW($1:$80))))","v":0},{"$f":"IF(HZ6064=\"\",HZ6118,-LOOKUP(1,-LEFT(MID(HZ6064,10,15),ROW($1:$80))))","v":0},{"$f":"IF(IA6064=\"\",IA6118,-LOOKUP(1,-LEFT(MID(IA6064,10,15),ROW($1:$80))))","v":0},{"$f":"IF(IB6064=\"\",IB6118,-LOOKUP(1,-LEFT(MID(IB6064,10,15),ROW($1:$80))))","v":0},{"$f":"IF(IC6064=\"\",IC6118,-LOOKUP(1,-LEFT(MID(IC6064,10,15),ROW($1:$80))))","v":0},{"$f":"IF(ID6064=\"\",ID6118,-LOOKUP(1,-LEFT(MID(ID6064,10,15),ROW($1:$80))))","v":0},{"$f":"IF(IE6064=\"\",IE6118,-LOOKUP(1,-LEFT(MID(IE6064,10,15),ROW($1:$80))))","v":0},{"$f":"IF(IF6064=\"\",IF6118,-LOOKUP(1,-LEFT(MID(IF6064,10,15),ROW($1:$80))))","v":0},{"$f":"IF(IG6064=\"\",IG6118,-LOOKUP(1,-LEFT(MID(IG6064,10,15),ROW($1:$80))))","v":0},{"$f":"IF(IH6064=\"\",IH6118,-LOOKUP(1,-LEFT(MID(IH6064,10,15),ROW($1:$80))))","v":0},{"$f":"IF(II6064=\"\",II6118,-LOOKUP(1,-LEFT(MID(II6064,10,15),ROW($1:$80))))","v":0},{"$f":"IF(IJ6064=\"\",IJ6118,-LOOKUP(1,-LEFT(MID(IJ6064,10,15),ROW($1:$80))))","v":0},{"$f":"IF(IK6064=\"\",IK6118,-LOOKUP(1,-LEFT(MID(IK6064,10,15),ROW($1:$80))))","v":0},{"$f":"IF(IL6064=\"\",IL6118,-LOOKUP(1,-LEFT(MID(IL6064,10,15),ROW($1:$80))))","v":0},{"$f":"IF(IM6064=\"\",IM6118,-LOOKUP(1,-LEFT(MID(IM6064,10,15),ROW($1:$80))))","v":0},{"$f":"IF(IN6064=\"\",IN6118,-LOOKUP(1,-LEFT(MID(IN6064,10,15),ROW($1:$80))))","v":0},{"$f":"IF(IO6064=\"\",IO6118,-LOOKUP(1,-LEFT(MID(IO6064,10,15),ROW($1:$80))))","v":0},{"$f":"IF(IP6064=\"\",IP6118,-LOOKUP(1,-LEFT(MID(IP6064,10,15),ROW($1:$80))))","v":0},{"$f":"IF(IQ6064=\"\",IQ6118,-LOOKUP(1,-LEFT(MID(IQ6064,10,15),ROW($1:$80))))","v":0},{"$f":"IF(IR6064=\"\",IR6118,-LOOKUP(1,-LEFT(MID(IR6064,10,15),ROW($1:$80))))","v":0},{"$f":"IF(IS6064=\"\",IS6118,-LOOKUP(1,-LEFT(MID(IS6064,10,15),ROW($1:$80))))","v":0},{"$f":"IF(IT6064=\"\",IT6118,-LOOKUP(1,-LEFT(MID(IT6064,10,15),ROW($1:$80))))","v":0},{"$f":"IF(IU6064=\"\",IU6118,-LOOKUP(1,-LEFT(MID(IU6064,10,15),ROW($1:$80))))","v":0},{"$f":"IF(IV6064=\"\",IV6118,-LOOKUP(1,-LEFT(MID(IV6064,10,15),ROW($1:$80))))","v":0},{"$f":"IF(IW6064=\"\",IW6118,-LOOKUP(1,-LEFT(MID(IW6064,10,15),ROW($1:$80))))","v":0},{"$f":"IF(IX6064=\"\",IX6118,-LOOKUP(1,-LEFT(MID(IX6064,10,15),ROW($1:$80))))","v":0},{"$f":"IF(IY6064=\"\",IY6118,-LOOKUP(1,-LEFT(MID(IY6064,10,15),ROW($1:$80))))","v":0},{"$f":"IF(IZ6064=\"\",IZ6118,-LOOKUP(1,-LEFT(MID(IZ6064,10,15),ROW($1:$80))))","v":0},{"$f":"IF(JA6064=\"\",JA6118,-LOOKUP(1,-LEFT(MID(JA6064,10,15),ROW($1:$80))))","v":0},{"$f":"IF(JB6064=\"\",JB6118,-LOOKUP(1,-LEFT(MID(JB6064,10,15),ROW($1:$80))))","v":0},{"$f":"IF(JC6064=\"\",JC6118,-LOOKUP(1,-LEFT(MID(JC6064,10,15),ROW($1:$80))))","v":0},{"$f":"IF(JD6064=\"\",JD6118,-LOOKUP(1,-LEFT(MID(JD6064,10,15),ROW($1:$80))))","v":0},{"$f":"IF(JE6064=\"\",JE6118,-LOOKUP(1,-LEFT(MID(JE6064,10,15),ROW($1:$80))))","v":0},{"$f":"IF(JF6064=\"\",JF6118,-LOOKUP(1,-LEFT(MID(JF6064,10,15),ROW($1:$80))))","v":0},{"$f":"IF(JG6064=\"\",JG6118,-LOOKUP(1,-LEFT(MID(JG6064,10,15),ROW($1:$80))))","v":0},{"$f":"IF(JH6064=\"\",JH6118,-LOOKUP(1,-LEFT(MID(JH6064,10,15),ROW($1:$80))))","v":0},{"$f":"IF(JI6064=\"\",JI6118,-LOOKUP(1,-LEFT(MID(JI6064,10,15),ROW($1:$80))))","v":0},{"$f":"IF(JJ6064=\"\",JJ6118,-LOOKUP(1,-LEFT(MID(JJ6064,10,15),ROW($1:$80))))","v":0},{"$f":"IF(JK6064=\"\",JK6118,-LOOKUP(1,-LEFT(MID(JK6064,10,15),ROW($1:$80))))","v":0},{"$f":"IF(JL6064=\"\",JL6118,-LOOKUP(1,-LEFT(MID(JL6064,10,15),ROW($1:$80))))","v":0},{"$f":"IF(JM6064=\"\",JM6118,-LOOKUP(1,-LEFT(MID(JM6064,10,15),ROW($1:$80))))","v":0},{"$f":"IF(JN6064=\"\",JN6118,-LOOKUP(1,-LEFT(MID(JN6064,10,15),ROW($1:$80))))","v":0},{"$f":"IF(JO6064=\"\",JO6118,-LOOKUP(1,-LEFT(MID(JO6064,10,15),ROW($1:$80))))","v":0},{"$f":"IF(JP6064=\"\",JP6118,-LOOKUP(1,-LEFT(MID(JP6064,10,15),ROW($1:$80))))","v":0},{"$f":"IF(JQ6064=\"\",JQ6118,-LOOKUP(1,-LEFT(MID(JQ6064,10,15),ROW($1:$80))))","v":0},{"$f":"IF(JR6064=\"\",JR6118,-LOOKUP(1,-LEFT(MID(JR6064,10,15),ROW($1:$80))))","v":0},{"$f":"IF(JS6064=\"\",JS6118,-LOOKUP(1,-LEFT(MID(JS6064,10,15),ROW($1:$80))))","v":0},{"$f":"IF(JT6064=\"\",JT6118,-LOOKUP(1,-LEFT(MID(JT6064,10,15),ROW($1:$80))))","v":0},{"$f":"IF(JU6064=\"\",JU6118,-LOOKUP(1,-LEFT(MID(JU6064,10,15),ROW($1:$80))))","v":0},{"$f":"IF(JV6064=\"\",JV6118,-LOOKUP(1,-LEFT(MID(JV6064,10,15),ROW($1:$80))))","v":0},{"$f":"IF(JW6064=\"\",JW6118,-LOOKUP(1,-LEFT(MID(JW6064,10,15),ROW($1:$80))))","v":0},{"$f":"IF(JX6064=\"\",JX6118,-LOOKUP(1,-LEFT(MID(JX6064,10,15),ROW($1:$80))))","v":0},{"$f":"IF(JY6064=\"\",JY6118,-LOOKUP(1,-LEFT(MID(JY6064,10,15),ROW($1:$80))))","v":0},{"$f":"IF(JZ6064=\"\",JZ6118,-LOOKUP(1,-LEFT(MID(JZ6064,10,15),ROW($1:$80))))","v":0},{"$f":"IF(KA6064=\"\",KA6118,-LOOKUP(1,-LEFT(MID(KA6064,10,15),ROW($1:$80))))","v":0},{"$f":"IF(KB6064=\"\",KB6118,-LOOKUP(1,-LEFT(MID(KB6064,10,15),ROW($1:$80))))","v":0},{"$f":"IF(KC6064=\"\",KC6118,-LOOKUP(1,-LEFT(MID(KC6064,10,15),ROW($1:$80))))","v":0},{"$f":"IF(KD6064=\"\",KD6118,-LOOKUP(1,-LEFT(MID(KD6064,10,15),ROW($1:$80))))","v":0},{"$f":"IF(KE6064=\"\",KE6118,-LOOKUP(1,-LEFT(MID(KE6064,10,15),ROW($1:$80))))","v":0},{"$f":"IF(KF6064=\"\",KF6118,-LOOKUP(1,-LEFT(MID(KF6064,10,15),ROW($1:$80))))","v":0},{"$f":"IF(KG6064=\"\",KG6118,-LOOKUP(1,-LEFT(MID(KG6064,10,15),ROW($1:$80))))","v":0},{"$f":"IF(KH6064=\"\",KH6118,-LOOKUP(1,-LEFT(MID(KH6064,10,15),ROW($1:$80))))","v":0},{"$f":"IF(KI6064=\"\",KI6118,-LOOKUP(1,-LEFT(MID(KI6064,10,15),ROW($1:$80))))","v":0},{"$f":"IF(KJ6064=\"\",KJ6118,-LOOKUP(1,-LEFT(MID(KJ6064,10,15),ROW($1:$80))))","v":0},{"$f":"IF(KK6064=\"\",KK6118,-LOOKUP(1,-LEFT(MID(KK6064,10,15),ROW($1:$80))))","v":0},{"$f":"IF(KL6064=\"\",KL6118,-LOOKUP(1,-LEFT(MID(KL6064,10,15),ROW($1:$80))))","v":0},{"$f":"IF(KM6064=\"\",KM6118,-LOOKUP(1,-LEFT(MID(KM6064,10,15),ROW($1:$80))))","v":0},{"$f":"IF(KN6064=\"\",KN6118,-LOOKUP(1,-LEFT(MID(KN6064,10,15),ROW($1:$80))))","v":0},{"$f":"IF(KO6064=\"\",KO6118,-LOOKUP(1,-LEFT(MID(KO6064,10,15),ROW($1:$80))))","v":0},{"$f":"IF(KP6064=\"\",KP6118,-LOOKUP(1,-LEFT(MID(KP6064,10,15),ROW($1:$80))))","v":0},{"$f":"IF(KQ6064=\"\",KQ6118,-LOOKUP(1,-LEFT(MID(KQ6064,10,15),ROW($1:$80))))","v":0},{"$f":"IF(KR6064=\"\",KR6118,-LOOKUP(1,-LEFT(MID(KR6064,10,15),ROW($1:$80))))","v":0},{"$f":"IF(KS6064=\"\",KS6118,-LOOKUP(1,-LEFT(MID(KS6064,10,15),ROW($1:$80))))","v":0},{"$f":"IF(KT6064=\"\",KT6118,-LOOKUP(1,-LEFT(MID(KT6064,10,15),ROW($1:$80))))","v":0},{"$f":"IF(KU6064=\"\",KU6118,-LOOKUP(1,-LEFT(MID(KU6064,10,15),ROW($1:$80))))","v":0},{"$f":"IF(KV6064=\"\",KV6118,-LOOKUP(1,-LEFT(MID(KV6064,10,15),ROW($1:$80))))","v":0},{"$f":"IF(KW6064=\"\",KW6118,-LOOKUP(1,-LEFT(MID(KW6064,10,15),ROW($1:$80))))","v":0},{"$f":"IF(KX6064=\"\",KX6118,-LOOKUP(1,-LEFT(MID(KX6064,10,15),ROW($1:$80))))","v":0},{"$f":"IF(KY6064=\"\",KY6118,-LOOKUP(1,-LEFT(MID(KY6064,10,15),ROW($1:$80))))","v":0},{"$f":"IF(KZ6064=\"\",KZ6118,-LOOKUP(1,-LEFT(MID(KZ6064,10,15),ROW($1:$80))))","v":0},{"$f":"IF(LA6064=\"\",LA6118,-LOOKUP(1,-LEFT(MID(LA6064,10,15),ROW($1:$80))))","v":0},{"$f":"IF(LB6064=\"\",LB6118,-LOOKUP(1,-LEFT(MID(LB6064,10,15),ROW($1:$80))))","v":0},{"$f":"IF(LC6064=\"\",LC6118,-LOOKUP(1,-LEFT(MID(LC6064,10,15),ROW($1:$80))))","v":0},{"$f":"IF(LD6064=\"\",LD6118,-LOOKUP(1,-LEFT(MID(LD6064,10,15),ROW($1:$80))))","v":0},{"$f":"IF(LE6064=\"\",LE6118,-LOOKUP(1,-LEFT(MID(LE6064,10,15),ROW($1:$80))))","v":0},{"$f":"IF(LF6064=\"\",LF6118,-LOOKUP(1,-LEFT(MID(LF6064,10,15),ROW($1:$80))))","v":0},{"$f":"IF(LG6064=\"\",LG6118,-LOOKUP(1,-LEFT(MID(LG6064,10,15),ROW($1:$80))))","v":0},{"$f":"IF(LH6064=\"\",LH6118,-LOOKUP(1,-LEFT(MID(LH6064,10,15),ROW($1:$80))))","v":0},{"$f":"IF(LI6064=\"\",LI6118,-LOOKUP(1,-LEFT(MID(LI6064,10,15),ROW($1:$80))))","v":0},{"$f":"IF(LJ6064=\"\",LJ6118,-LOOKUP(1,-LEFT(MID(LJ6064,10,15),ROW($1:$80))))","v":0},{"$f":"IF(LK6064=\"\",LK6118,-LOOKUP(1,-LEFT(MID(LK6064,10,15),ROW($1:$80))))","v":0},{"$f":"IF(LL6064=\"\",LL6118,-LOOKUP(1,-LEFT(MID(LL6064,10,15),ROW($1:$80))))","v":0},{"$f":"IF(LM6064=\"\",LM6118,-LOOKUP(1,-LEFT(MID(LM6064,10,15),ROW($1:$80))))","v":0},{"$f":"IF(LN6064=\"\",LN6118,-LOOKUP(1,-LEFT(MID(LN6064,10,15),ROW($1:$80))))","v":0},{"$f":"IF(LO6064=\"\",LO6118,-LOOKUP(1,-LEFT(MID(LO6064,10,15),ROW($1:$80))))","v":0},{"$f":"IF(LP6064=\"\",LP6118,-LOOKUP(1,-LEFT(MID(LP6064,10,15),ROW($1:$80))))","v":0},{"$f":"IF(LQ6064=\"\",LQ6118,-LOOKUP(1,-LEFT(MID(LQ6064,10,15),ROW($1:$80))))","v":0},{"$f":"IF(LR6064=\"\",LR6118,-LOOKUP(1,-LEFT(MID(LR6064,10,15),ROW($1:$80))))","v":0},{"$f":"IF(LS6064=\"\",LS6118,-LOOKUP(1,-LEFT(MID(LS6064,10,15),ROW($1:$80))))","v":0},{"$f":"IF(LT6064=\"\",LT6118,-LOOKUP(1,-LEFT(MID(LT6064,10,15),ROW($1:$80))))","v":0},{"$f":"IF(LU6064=\"\",LU6118,-LOOKUP(1,-LEFT(MID(LU6064,10,15),ROW($1:$80))))","v":0},{"$f":"IF(LV6064=\"\",LV6118,-LOOKUP(1,-LEFT(MID(LV6064,10,15),ROW($1:$80))))","v":0},{"$f":"IF(LW6064=\"\",LW6118,-LOOKUP(1,-LEFT(MID(LW6064,10,15),ROW($1:$80))))","v":0},{"$f":"IF(LX6064=\"\",LX6118,-LOOKUP(1,-LEFT(MID(LX6064,10,15),ROW($1:$80))))","v":0},{"$f":"IF(LY6064=\"\",LY6118,-LOOKUP(1,-LEFT(MID(LY6064,10,15),ROW($1:$80))))","v":0},{"$f":"IF(LZ6064=\"\",LZ6118,-LOOKUP(1,-LEFT(MID(LZ6064,10,15),ROW($1:$80))))","v":0},{"$f":"IF(MA6064=\"\",MA6118,-LOOKUP(1,-LEFT(MID(MA6064,10,15),ROW($1:$80))))","v":0},{"$f":"IF(MB6064=\"\",MB6118,-LOOKUP(1,-LEFT(MID(MB6064,10,15),ROW($1:$80))))","v":0},{"$f":"IF(MC6064=\"\",MC6118,-LOOKUP(1,-LEFT(MID(MC6064,10,15),ROW($1:$80))))","v":0},{"$f":"IF(MD6064=\"\",MD6118,-LOOKUP(1,-LEFT(MID(MD6064,10,15),ROW($1:$80))))","v":0},{"$f":"IF(ME6064=\"\",ME6118,-LOOKUP(1,-LEFT(MID(ME6064,10,15),ROW($1:$80))))","v":0},{"$f":"IF(MF6064=\"\",MF6118,-LOOKUP(1,-LEFT(MID(MF6064,10,15),ROW($1:$80))))","v":0},{"$f":"IF(MG6064=\"\",MG6118,-LOOKUP(1,-LEFT(MID(MG6064,10,15),ROW($1:$80))))","v":0},{"$f":"IF(MH6064=\"\",MH6118,-LOOKUP(1,-LEFT(MID(MH6064,10,15),ROW($1:$80))))","v":0},{"$f":"IF(MI6064=\"\",MI6118,-LOOKUP(1,-LEFT(MID(MI6064,10,15),ROW($1:$80))))","v":0},{"$f":"IF(MJ6064=\"\",MJ6118,-LOOKUP(1,-LEFT(MID(MJ6064,10,15),ROW($1:$80))))","v":0},{"$f":"IF(MK6064=\"\",MK6118,-LOOKUP(1,-LEFT(MID(MK6064,10,15),ROW($1:$80))))","v":0},{"$f":"IF(ML6064=\"\",ML6118,-LOOKUP(1,-LEFT(MID(ML6064,10,15),ROW($1:$80))))","v":0},{"$f":"IF(MM6064=\"\",MM6118,-LOOKUP(1,-LEFT(MID(MM6064,10,15),ROW($1:$80))))","v":0},{"$f":"IF(MN6064=\"\",MN6118,-LOOKUP(1,-LEFT(MID(MN6064,10,15),ROW($1:$80))))","v":0},{"$f":"IF(MO6064=\"\",MO6118,-LOOKUP(1,-LEFT(MID(MO6064,10,15),ROW($1:$80))))","v":0},{"$f":"IF(MP6064=\"\",MP6118,-LOOKUP(1,-LEFT(MID(MP6064,10,15),ROW($1:$80))))","v":0},{"$f":"IF(MQ6064=\"\",MQ6118,-LOOKUP(1,-LEFT(MID(MQ6064,10,15),ROW($1:$80))))","v":0},{"$f":"IF(MR6064=\"\",MR6118,-LOOKUP(1,-LEFT(MID(MR6064,10,15),ROW($1:$80))))","v":0},{"$f":"IF(MS6064=\"\",MS6118,-LOOKUP(1,-LEFT(MID(MS6064,10,15),ROW($1:$80))))","v":0},{"$f":"IF(MT6064=\"\",MT6118,-LOOKUP(1,-LEFT(MID(MT6064,10,15),ROW($1:$80))))","v":0},{"$f":"IF(MU6064=\"\",MU6118,-LOOKUP(1,-LEFT(MID(MU6064,10,15),ROW($1:$80))))","v":0},{"$f":"IF(MV6064=\"\",MV6118,-LOOKUP(1,-LEFT(MID(MV6064,10,15),ROW($1:$80))))","v":0},{"$f":"IF(MW6064=\"\",MW6118,-LOOKUP(1,-LEFT(MID(MW6064,10,15),ROW($1:$80))))","v":0},{"$f":"IF(MX6064=\"\",MX6118,-LOOKUP(1,-LEFT(MID(MX6064,10,15),ROW($1:$80))))","v":0},{"$f":"IF(MY6064=\"\",MY6118,-LOOKUP(1,-LEFT(MID(MY6064,10,15),ROW($1:$80))))","v":0},{"$f":"IF(MZ6064=\"\",MZ6118,-LOOKUP(1,-LEFT(MID(MZ6064,10,15),ROW($1:$80))))","v":0},{"$f":"IF(NA6064=\"\",NA6118,-LOOKUP(1,-LEFT(MID(NA6064,10,15),ROW($1:$80))))","v":0},{"$f":"IF(NB6064=\"\",NB6118,-LOOKUP(1,-LEFT(MID(NB6064,10,15),ROW($1:$80))))","v":0},{"$f":"IF(NC6064=\"\",NC6118,-LOOKUP(1,-LEFT(MID(NC6064,10,15),ROW($1:$80))))","v":0},{"$f":"IF(ND6064=\"\",ND6118,-LOOKUP(1,-LEFT(MID(ND6064,10,15),ROW($1:$80))))","v":0},{"$f":"IF(NE6064=\"\",NE6118,-LOOKUP(1,-LEFT(MID(NE6064,10,15),ROW($1:$80))))","v":0},{"$f":"IF(NF6064=\"\",NF6118,-LOOKUP(1,-LEFT(MID(NF6064,10,15),ROW($1:$80))))","v":0},{"$f":"IF(NG6064=\"\",NG6118,-LOOKUP(1,-LEFT(MID(NG6064,10,15),ROW($1:$80))))","v":0},{"$f":"IF(NH6064=\"\",NH6118,-LOOKUP(1,-LEFT(MID(NH6064,10,15),ROW($1:$80))))","v":0},{"$f":"IF(NI6064=\"\",NI6118,-LOOKUP(1,-LEFT(MID(NI6064,10,15),ROW($1:$80))))","v":0},{"$f":"IF(NJ6064=\"\",NJ6118,-LOOKUP(1,-LEFT(MID(NJ6064,10,15),ROW($1:$80))))","v":0},{"$f":"IF(NK6064=\"\",NK6118,-LOOKUP(1,-LEFT(MID(NK6064,10,15),ROW($1:$80))))","v":0},{"$f":"IF(NL6064=\"\",NL6118,-LOOKUP(1,-LEFT(MID(NL6064,10,15),ROW($1:$80))))","v":0},{"$f":"IF(NM6064=\"\",NM6118,-LOOKUP(1,-LEFT(MID(NM6064,10,15),ROW($1:$80))))","v":0},{"$f":"IF(NN6064=\"\",NN6118,-LOOKUP(1,-LEFT(MID(NN6064,10,15),ROW($1:$80))))","v":0},{"$f":"IF(NO6064=\"\",NO6118,-LOOKUP(1,-LEFT(MID(NO6064,10,15),ROW($1:$80))))","v":0},{"$f":"IF(NP6064=\"\",NP6118,-LOOKUP(1,-LEFT(MID(NP6064,10,15),ROW($1:$80))))","v":0},{"$f":"IF(NQ6064=\"\",NQ6118,-LOOKUP(1,-LEFT(MID(NQ6064,10,15),ROW($1:$80))))","v":0},{"$f":"IF(NR6064=\"\",NR6118,-LOOKUP(1,-LEFT(MID(NR6064,10,15),ROW($1:$80))))","v":0},{"$f":"IF(NS6064=\"\",NS6118,-LOOKUP(1,-LEFT(MID(NS6064,10,15),ROW($1:$80))))","v":0},{"$f":"IF(NT6064=\"\",NT6118,-LOOKUP(1,-LEFT(MID(NT6064,10,15),ROW($1:$80))))","v":0},{"$f":"IF(NU6064=\"\",NU6118,-LOOKUP(1,-LEFT(MID(NU6064,10,15),ROW($1:$80))))","v":0},{"$f":"IF(NV6064=\"\",NV6118,-LOOKUP(1,-LEFT(MID(NV6064,10,15),ROW($1:$80))))","v":0},{"$f":"IF(NW6064=\"\",NW6118,-LOOKUP(1,-LEFT(MID(NW6064,10,15),ROW($1:$80))))","v":0},{"$f":"IF(NX6064=\"\",NX6118,-LOOKUP(1,-LEFT(MID(NX6064,10,15),ROW($1:$80))))","v":0},{"$f":"IF(NY6064=\"\",NY6118,-LOOKUP(1,-LEFT(MID(NY6064,10,15),ROW($1:$80))))","v":0},{"$f":"IF(NZ6064=\"\",NZ6118,-LOOKUP(1,-LEFT(MID(NZ6064,10,15),ROW($1:$80))))","v":0},{"$f":"IF(OA6064=\"\",OA6118,-LOOKUP(1,-LEFT(MID(OA6064,10,15),ROW($1:$80))))","v":0},{"$f":"IF(OB6064=\"\",OB6118,-LOOKUP(1,-LEFT(MID(OB6064,10,15),ROW($1:$80))))","v":0},{"$f":"IF(OC6064=\"\",OC6118,-LOOKUP(1,-LEFT(MID(OC6064,10,15),ROW($1:$80))))","v":0},{"$f":"IF(OD6064=\"\",OD6118,-LOOKUP(1,-LEFT(MID(OD6064,10,15),ROW($1:$80))))","v":0},{"$f":"IF(OE6064=\"\",OE6118,-LOOKUP(1,-LEFT(MID(OE6064,10,15),ROW($1:$80))))","v":0},{"$f":"IF(OF6064=\"\",OF6118,-LOOKUP(1,-LEFT(MID(OF6064,10,15),ROW($1:$80))))","v":0},{"$f":"IF(OG6064=\"\",OG6118,-LOOKUP(1,-LEFT(MID(OG6064,10,15),ROW($1:$80))))","v":0},{"$f":"IF(OH6064=\"\",OH6118,-LOOKUP(1,-LEFT(MID(OH6064,10,15),ROW($1:$80))))","v":0},{"$f":"IF(OI6064=\"\",OI6118,-LOOKUP(1,-LEFT(MID(OI6064,10,15),ROW($1:$80))))","v":0},{"$f":"IF(OJ6064=\"\",OJ6118,-LOOKUP(1,-LEFT(MID(OJ6064,10,15),ROW($1:$80))))","v":0},{"$f":"IF(OK6064=\"\",OK6118,-LOOKUP(1,-LEFT(MID(OK6064,10,15),ROW($1:$80))))","v":0},{"$f":"IF(OL6064=\"\",OL6118,-LOOKUP(1,-LEFT(MID(OL6064,10,15),ROW($1:$80))))","v":0},{"$f":"IF(OM6064=\"\",OM6118,-LOOKUP(1,-LEFT(MID(OM6064,10,15),ROW($1:$80))))","v":0},{"$f":"IF(ON6064=\"\",ON6118,-LOOKUP(1,-LEFT(MID(ON6064,10,15),ROW($1:$80))))","v":0},{"$f":"IF(OO6064=\"\",OO6118,-LOOKUP(1,-LEFT(MID(OO6064,10,15),ROW($1:$80))))","v":0},{"$f":"IF(OP6064=\"\",OP6118,-LOOKUP(1,-LEFT(MID(OP6064,10,15),ROW($1:$80))))","v":0},{"$f":"IF(OQ6064=\"\",OQ6118,-LOOKUP(1,-LEFT(MID(OQ6064,10,15),ROW($1:$80))))","v":0}]
[null,null,null,null,null,null,"等級8基準"]
[null,null,null,null,null,"（計算）","等級4基準",{"$f":"ROUNDUP(SUM(H16:H20,H22)/1000,1)","v":0},0,0,0,0,0,0,0,0,0,0,0,0,0,0,0,0,0,0,0,0,0,0,0,0,0,0,0,0,0,0,0,0,0,0,0,0,0,0,0,0,0,0,0,0,0,0,0,0,0,0,0,0,0,0,0,0,0,0,0,0,0,0,0,{"$f":"ROUNDUP(SUM(BT16:BT20,BT22)/1000,1)","v":0},0,0,0,0,0,0,0,0,0,0,0,0,0,0,0,0,0,0,0,0,0,0,0,0,0,0,0,0,0,0,0,0,0,0,0,0,0,0,0,0,0,0,0,0,0,0,0,0,0,0,0,0,0,0,0,0,0,0,0,0,0,0,0,{"$f":"ROUNDUP(SUM(EF16:EF20,EF22)/1000,1)","v":0},0,0,0,0,0,0,0,0,0,0,0,0,0,0,0,0,0,0,0,0,0,0,0,0,0,0,0,0,0,0,0,0,0,0,0,0,0,0,0,0,0,0,0,0,0,0,0,0,0,0,0,0,0,0,0,0,0,0,0,0,0,0,0,{"$f":"ROUNDUP(SUM(GR16:GR20,GR22)/1000,1)","v":0},0,0,0,0,0,0,0,0,0,0,0,0,0,0,0,0,0,0,0,0,0,0,0,0,0,0,0,0,0,0,0,0,0,0,0,0,0,0,0,0,0,0,0,0,0,0,0,0,0,0,0,0,0,0,0,0,0,0,0,0,0,0,0,{"$f":"ROUNDUP(SUM(JD16:JD20,JD22)/1000,1)","v":0},0,0,0,0,0,0,0,0,0,0,0,0,0,0,0,0,0,0,0,0,0,0,0,0,0,0,0,0,0,0,0,0,0,0,0,0,0,0,0,0,0,0,0,0,0,0,0,0,0,0,0,0,0,0,0,0,0,0,0,0,0,0,0,{"$f":"ROUNDUP(SUM(LP16:LP20,LP22)/1000,1)","v":0},0,0,0,0,0,0,0,0,0,0,0,0,0,0,0,0,0,0,0,0,0,0,0,0,0,0,0,0,0,0,0,0,0,0,0,0,0,0,0,0,0,0,0,0,0,0,0,0,0,0,0,0,0,0,0,0,0,0,0,0,0,0,0,{"$f":"ROUNDUP(SUM(OB16:OB20,OB22)/1000,1)","v":0},0,0,0,0,0,0,0,0,0,0,0,0,0,0,0]
[null,null,null,null,null,null,"等級5設計",{"$f":"ROUNDUP((SUM(H10:H14,H22)+ABS(SUM(H23:H25))*(-1))/1000,1)","v":0},0,0,0,0,0,0,0,0,0,0,0,0,0,0,0,0,0,0,0,0,0,0,0,0,0,0,0,0,0,0,0,0,0,0,0,0,0,0,0,0,0,0,0,0,0,0,0,0,0,0,0,0,0,0,0,0,0,0,0,0,0,0,0,{"$f":"ROUNDUP((SUM(BT10:BT14,BT22)+ABS(SUM(BT23:BT25))*(-1))/1000,1)","v":0},0,0,0,0,0,0,0,0,0,0,0,0,0,0,0,0,0,0,0,0,0,0,0,0,0,0,0,0,0,0,0,0,0,0,0,0,0,0,0,0,0,0,0,0,0,0,0,0,0,0,0,0,0,0,0,0,0,0,0,0,0,0,0,{"$f":"ROUNDUP((SUM(EF10:EF14,EF22)+ABS(SUM(EF23:EF25))*(-1))/1000,1)","v":0},0,0,0,0,0,0,0,0,0,0,0,0,0,0,0,0,0,0,0,0,0,0,0,0,0,0,0,0,0,0,0,0,0,0,0,0,0,0,0,0,0,0,0,0,0,0,0,0,0,0,0,0,0,0,0,0,0,0,0,0,0,0,0,{"$f":"ROUNDUP((SUM(GR10:GR14,GR22)+ABS(SUM(GR23:GR25))*(-1))/1000,1)","v":0},0,0,0,0,0,0,0,0,0,0,0,0,0,0,0,0,0,0,0,0,0,0,0,0,0,0,0,0,0,0,0,0,0,0,0,0,0,0,0,0,0,0,0,0,0,0,0,0,0,0,0,0,0,0,0,0,0,0,0,0,0,0,0,{"$f":"ROUNDUP((SUM(JD10:JD14,JD22)+ABS(SUM(JD23:JD25))*(-1))/1000,1)","v":0},0,0,0,0,0,0,0,0,0,0,0,0,0,0,0,0,0,0,0,0,0,0,0,0,0,0,0,0,0,0,0,0,0,0,0,0,0,0,0,0,0,0,0,0,0,0,0,0,0,0,0,0,0,0,0,0,0,0,0,0,0,0,0,{"$f":"ROUNDUP((SUM(LP10:LP14,LP22)+ABS(SUM(LP23:LP25))*(-1))/1000,1)","v":0},0,0,0,0,0,0,0,0,0,0,0,0,0,0,0,0,0,0,0,0,0,0,0,0,0,0,0,0,0,0,0,0,0,0,0,0,0,0,0,0,0,0,0,0,0,0,0,0,0,0,0,0,0,0,0,0,0,0,0,0,0,0,0,{"$f":"ROUNDUP((SUM(OB10:OB14,OB22)+ABS(SUM(OB23:OB25))*(-1))/1000,1)","v":0},0,0,0,0,0,0,0,0,0,0,0,0,0,0,0]
[null,null,null,null,null,null,"等級6設計",{"$f":"ROUNDUP((SUM(H10:H14,H22,ABS(SUM(H25))*(-1),H31)-SUM(H29))/1000,1)","v":0},0,0,0,0,0,0,0,0,0,0,0,0,0,0,0,0,0,0,0,0,0,0,0,0,0,0,0,0,0,0,0,0,0,0,0,0,0,0,0,0,0,0,0,0,0,0,0,0,0,0,0,0,0,0,0,0,0,0,0,0,0,0,0,{"$f":"ROUNDUP((SUM(BT10:BT14,BT22,ABS(SUM(BT25))*(-1),BT31)-SUM(BT29))/1000,1)","v":0},0,0,0,0,0,0,0,0,0,0,0,0,0,0,0,0,0,0,0,0,0,0,0,0,0,0,0,0,0,0,0,0,0,0,0,0,0,0,0,0,0,0,0,0,0,0,0,0,0,0,0,0,0,0,0,0,0,0,0,0,0,0,0,{"$f":"ROUNDUP((SUM(EF10:EF14,EF22,ABS(SUM(EF25))*(-1),EF31)-SUM(EF29))/1000,1)","v":0},0,0,0,0,0,0,0,0,0,0,0,0,0,0,0,0,0,0,0,0,0,0,0,0,0,0,0,0,0,0,0,0,0,0,0,0,0,0,0,0,0,0,0,0,0,0,0,0,0,0,0,0,0,0,0,0,0,0,0,0,0,0,0,{"$f":"ROUNDUP((SUM(GR10:GR14,GR22,ABS(SUM(GR25))*(-1),GR31)-SUM(GR29))/1000,1)","v":0},0,0,0,0,0,0,0,0,0,0,0,0,0,0,0,0,0,0,0,0,0,0,0,0,0,0,0,0,0,0,0,0,0,0,0,0,0,0,0,0,0,0,0,0,0,0,0,0,0,0,0,0,0,0,0,0,0,0,0,0,0,0,0,{"$f":"ROUNDUP((SUM(JD10:JD14,JD22,ABS(SUM(JD25))*(-1),JD31)-SUM(JD29))/1000,1)","v":0},0,0,0,0,0,0,0,0,0,0,0,0,0,0,0,0,0,0,0,0,0,0,0,0,0,0,0,0,0,0,0,0,0,0,0,0,0,0,0,0,0,0,0,0,0,0,0,0,0,0,0,0,0,0,0,0,0,0,0,0,0,0,0,{"$f":"ROUNDUP((SUM(LP10:LP14,LP22,ABS(SUM(LP25))*(-1),LP31)-SUM(LP29))/1000,1)","v":0},0,0,0,0,0,0,0,0,0,0,0,0,0,0,0,0,0,0,0,0,0,0,0,0,0,0,0,0,0,0,0,0,0,0,0,0,0,0,0,0,0,0,0,0,0,0,0,0,0,0,0,0,0,0,0,0,0,0,0,0,0,0,0,{"$f":"ROUNDUP((SUM(OB10:OB14,OB22,ABS(SUM(OB25))*(-1),OB31)-SUM(OB29))/1000,1)","v":0},0,0,0,0,0,0,0,0,0,0,0,0,0,0,0]
[null,null,null,null,null,null,"等級8基準",{"$f":"ROUNDUP((SUM(H16:H20)*0.65+SUM(H22))/1000,1)","v":0},0,0,0,0,0,0,0,0,0,0,0,0,0,0,0,0,0,0,0,0,0,0,0,0,0,0,0,0,0,0,0,0,0,0,0,0,0,0,0,0,0,0,0,0,0,0,0,0,0,0,0,0,0,0,0,0,0,0,0,0,0,0,0,{"$f":"ROUNDUP((SUM(BT16:BT20)*0.65+SUM(BT22))/1000,1)","v":0},0,0,0,0,0,0,0,0,0,0,0,0,0,0,0,0,0,0,0,0,0,0,0,0,0,0,0,0,0,0,0,0,0,0,0,0,0,0,0,0,0,0,0,0,0,0,0,0,0,0,0,0,0,0,0,0,0,0,0,0,0,0,0,{"$f":"ROUNDUP((SUM(EF16:EF20)*0.65+SUM(EF22))/1000,1)","v":0},0,0,0,0,0,0,0,0,0,0,0,0,0,0,0,0,0,0,0,0,0,0,0,0,0,0,0,0,0,0,0,0,0,0,0,0,0,0,0,0,0,0,0,0,0,0,0,0,0,0,0,0,0,0,0,0,0,0,0,0,0,0,0,{"$f":"ROUNDUP((SUM(GR16:GR20)*0.65+SUM(GR22))/1000,1)","v":0},0,0,0,0,0,0,0,0,0,0,0,0,0,0,0,0,0,0,0,0,0,0,0,0,0,0,0,0,0,0,0,0,0,0,0,0,0,0,0,0,0,0,0,0,0,0,0,0,0,0,0,0,0,0,0,0,0,0,0,0,0,0,0,{"$f":"ROUNDUP((SUM(JD16:JD20)*0.65+SUM(JD22))/1000,1)","v":0},0,0,0,0,0,0,0,0,0,0,0,0,0,0,0,0,0,0,0,0,0,0,0,0,0,0,0,0,0,0,0,0,0,0,0,0,0,0,0,0,0,0,0,0,0,0,0,0,0,0,0,0,0,0,0,0,0,0,0,0,0,0,0,{"$f":"ROUNDUP((SUM(LP16:LP20)*0.65+SUM(LP22))/1000,1)","v":0},0,0,0,0,0,0,0,0,0,0,0,0,0,0,0,0,0,0,0,0,0,0,0,0,0,0,0,0,0,0,0,0,0,0,0,0,0,0,0,0,0,0,0,0,0,0,0,0,0,0,0,0,0,0,0,0,0,0,0,0,0,0,0,{"$f":"ROUNDUP((SUM(OB16:OB20)*0.65+SUM(OB22))/1000,1)","v":0},0,0,0,0,0,0,0,0,0,0,0,0,0,0,0]
[null,null,null,null,null,null,"ガス",{"$f":"IF(H6070<>\"\",MID(H6070,FIND(\" \",H6070)+1,20),\"\")","v":""},{"$f":"IF(I6070<>\"\",MID(I6070,FIND(\" \",I6070)+1,20),\"\")","v":""},"","","","","","","","","","","","","","","","","","","","","","","","","","","","","","","","","","","","","","","","","","","","","","","","","","","","","","","","","","","","","","","",{"$f":"IF(BU6070<>\"\",MID(BU6070,FIND(\" \",BU6070)+1,20),\"\")","v":""},"","","","","","","","","","","","","","","","","","","","","","","","","","","","","","","","","","","","","","","","","","","","","","","","","","","","","","","","","","","","","","","",{"$f":"IF(EG6070<>\"\",MID(EG6070,FIND(\" \",EG6070)+1,20),\"\")","v":""},"","","","","","","","","","","","","","","","","","","","","","","","","","","","","","","","","","","","","","","","","","","","","","","","","","","","","","","","","","","","","","","",{"$f":"IF(GS6070<>\"\",MID(GS6070,FIND(\" \",GS6070)+1,20),\"\")","v":""},"","","","","","","","","","","","","","","","","","","","","","","","","","","","","","","","","","","","","","","","","","","","","","","","","","","","","","","","","","","","","","","",{"$f":"IF(JE6070<>\"\",MID(JE6070,FIND(\" \",JE6070)+1,20),\"\")","v":""},"","","","","","","","","","","","","","","","","","","","","","","","","","","","","","","","","","","","","","","","","","","","","","","","","","","","","","","","","","","","","","","",{"$f":"IF(LQ6070<>\"\",MID(LQ6070,FIND(\" \",LQ6070)+1,20),\"\")","v":""},"","","","","","","","","","","","","","","","","","","","","","","","","","","","","","","","","","","","","","","","","","","","","","","","","","","","","","","","","","","","","","","",{"$f":"IF(OC6070<>\"\",MID(OC6070,FIND(\" \",OC6070)+1,20),\"\")","v":""},"","","","","","","","","","","","","",""]
[null,null,null,null,null,null,"CGS控除",{"$f":"IF(AND(H6070<>\"\",H6069=\"\"),MID(H6070,FIND(\"★\",SUBSTITUTE(H6070,\" \",\"★\",3))+1,20),\"\")","v":""},{"$f":"IF(AND(I6070<>\"\",I6069=\"\"),MID(I6070,FIND(\"★\",SUBSTITUTE(I6070,\" \",\"★\",3))+1,20),\"\")","v":""},"","","","","","","","","","","","","","","","","","","","","","","","","","","","","","","","","","","","","","","","","","","","","","","","","","","","","","","","","","","","","","","",{"$f":"IF(AND(BU6070<>\"\",BU6069=\"\"),MID(BU6070,FIND(\"★\",SUBSTITUTE(BU6070,\" \",\"★\",3))+1,20),\"\")","v":""},"","","","","","","","","","","","","","","","","","","","","","","","","","","","","","","","","","","","","","","","","","","","","","","","","","","","","","","","","","","","","","","",{"$f":"IF(AND(EG6070<>\"\",EG6069=\"\"),MID(EG6070,FIND(\"★\",SUBSTITUTE(EG6070,\" \",\"★\",3))+1,20),\"\")","v":""},"","","","","","","","","","","","","","","","","","","","","","","","","","","","","","","","","","","","","","","","","","","","","","","","","","","","","","","","","","","","","","","",{"$f":"IF(AND(GS6070<>\"\",GS6069=\"\"),MID(GS6070,FIND(\"★\",SUBSTITUTE(GS6070,\" \",\"★\",3))+1,20),\"\")","v":""},"","","","","","","","","","","","","","","","","","","","","","","","","","","","","","","","","","","","","","","","","","","","","","","","","","","","","","","","","","","","","","","",{"$f":"IF(AND(JE6070<>\"\",JE6069=\"\"),MID(JE6070,FIND(\"★\",SUBSTITUTE(JE6070,\" \",\"★\",3))+1,20),\"\")","v":""},"","","","","","","","","","","","","","","","","","","","","","","","","","","","","","","","","","","","","","","","","","","","","","","","","","","","","","","","","","","","","","","",{"$f":"IF(AND(LQ6070<>\"\",LQ6069=\"\"),MID(LQ6070,FIND(\"★\",SUBSTITUTE(LQ6070,\" \",\"★\",3))+1,20),\"\")","v":""},"","","","","","","","","","","","","","","","","","","","","","","","","","","","","","","","","","","","","","","","","","","","","","","","","","","","","","","","","","","","","","","",{"$f":"IF(AND(OC6070<>\"\",OC6069=\"\"),MID(OC6070,FIND(\"★\",SUBSTITUTE(OC6070,\" \",\"★\",3))+1,20),\"\")","v":""},"","","","","","","","","","","","","",""]
[null,null,null,null,null,null,"売電CGS",{"$f":"IF(H6072<>\"\",MID(H6072,FIND(\"★\",SUBSTITUTE(H6072,\" \",\"★\",2))+1,20),\"\")","v":""},{"$f":"IF(I6072<>\"\",MID(I6072,FIND(\"★\",SUBSTITUTE(I6072,\" \",\"★\",2))+1,20),\"\")","v":""},"","","","","","","","","","","","","","","","","","","","","","","","","","","","","","","","","","","","","","","","","","","","","","","","","","","","","","","","","","","","","","","",{"$f":"IF(BU6072<>\"\",MID(BU6072,FIND(\"★\",SUBSTITUTE(BU6072,\" \",\"★\",2))+1,20),\"\")","v":""},"","","","","","","","","","","","","","","","","","","","","","","","","","","","","","","","","","","","","","","","","","","","","","","","","","","","","","","","","","","","","","","",{"$f":"IF(EG6072<>\"\",MID(EG6072,FIND(\"★\",SUBSTITUTE(EG6072,\" \",\"★\",2))+1,20),\"\")","v":""},"","","","","","","","","","","","","","","","","","","","","","","","","","","","","","","","","","","","","","","","","","","","","","","","","","","","","","","","","","","","","","","",{"$f":"IF(GS6072<>\"\",MID(GS6072,FIND(\"★\",SUBSTITUTE(GS6072,\" \",\"★\",2))+1,20),\"\")","v":""},"","","","","","","","","","","","","","","","","","","","","","","","","","","","","","","","","","","","","","","","","","","","","","","","","","","","","","","","","","","","","","","",{"$f":"IF(JE6072<>\"\",MID(JE6072,FIND(\"★\",SUBSTITUTE(JE6072,\" \",\"★\",2))+1,20),\"\")","v":""},"","","","","","","","","","","","","","","","","","","","","","","","","","","","","","","","","","","","","","","","","","","","","","","","","","","","","","","","","","","","","","","",{"$f":"IF(LQ6072<>\"\",MID(LQ6072,FIND(\"★\",SUBSTITUTE(LQ6072,\" \",\"★\",2))+1,20),\"\")","v":""},"","","","","","","","","","","","","","","","","","","","","","","","","","","","","","","","","","","","","","","","","","","","","","","","","","","","","","","","","","","","","","","",{"$f":"IF(OC6072<>\"\",MID(OC6072,FIND(\"★\",SUBSTITUTE(OC6072,\" \",\"★\",2))+1,20),\"\")","v":""},"","","","","","","","","","","","","",""]
[null,null,null,null,null,"計算対象面積",{"$f":"SUM(H6135:OQ6135)","v":0},{"$f":"IF(ISERROR(H$7*H8),\"\",H$7*H8)","v":""},"","","","","","","","","","","","","","","","","","","","","","","","","","","","","","","","","","","","","","","","","","","","","","","","","","","","","","","","","","","","","","","",{"$f":"IF(ISERROR(BT$7*BT8),\"\",BT$7*BT8)","v":""},"","","","","","","","","","","","","","","","","","","","","","","","","","","","","","","","","","","","","","","","","","","","","","","","","","","","","","","","","","","","","","","",{"$f":"IF(ISERROR(EF$7*EF8),\"\",EF$7*EF8)","v":""},"","","","","","","","","","","","","","","","","","","","","","","","","","","","","","","","","","","","","","","","","","","","","","","","","","","","","","","","","","","","","","","",{"$f":"IF(ISERROR(GR$7*GR8),\"\",GR$7*GR8)","v":""},"","","","","","","","","","","","","","","","","","","","","","","","","","","","","","","","","","","","","","","","","","","","","","","","","","","","","","","","","","","","","","","",{"$f":"IF(ISERROR(JD$7*JD8),\"\",JD$7*JD8)","v":""},"","","","","","","","","","","","","","","","","","","","","","","","","","","","","","","","","","","","","","","","","","","","","","","","","","","","","","","","","","","","","","","",{"$f":"IF(ISERROR(LP$7*LP8),\"\",LP$7*LP8)","v":""},"","","","","","","","","","","","","","","","","","","","","","","","","","","","","","","","","","","","","","","","","","","","","","","","","","","","","","","","","","","","","","","",{"$f":"IF(ISERROR(OB$7*OB8),\"\",OB$7*OB8)","v":""},"","","","","","","","","","","","","","",""]
[null,null,null,null,null,"ηＡＣ",0,{"$f":"IF(ISERROR(H$7*H81),\"\",H$7*H81)","v":""},"","","","","","","","","","","","","","","","","","","","","","","","","","","","","","","","","","","","","","","","","","","","","","","","","","","","","","","","","","","","","","","",{"$f":"IF(ISERROR(BT$7*BT81),\"\",BT$7*BT81)","v":""},"","","","","","","","","","","","","","","","","","","","","","","","","","","","","","","","","","","","","","","","","","","","","","","","","","","","","","","","","","","","","","","",{"$f":"IF(ISERROR(EF$7*EF81),\"\",EF$7*EF81)","v":""},"","","","","","","","","","","","","","","","","","","","","","","","","","","","","","","","","","","","","","","","","","","","","","","","","","","","","","","","","","","","","","","",{"$f":"IF(ISERROR(GR$7*GR81),\"\",GR$7*GR81)","v":""},"","","","","","","","","","","","","","","","","","","","","","","","","","","","","","","","","","","","","","","","","","","","","","","","","","","","","","","","","","","","","","","",{"$f":"IF(ISERROR(JD$7*JD81),\"\",JD$7*JD81)","v":""},"","","","","","","","","","","","","","","","","","","","","","","","","","","","","","","","","","","","","","","","","","","","","","","","","","","","","","","","","","","","","","","",{"$f":"IF(ISERROR(LP$7*LP81),\"\",LP$7*LP81)","v":""},"","","","","","","","","","","","","","","","","","","","","","","","","","","","","","","","","","","","","","","","","","","","","","","","","","","","","","","","","","","","","","","",{"$f":"IF(ISERROR(OB$7*OB81),\"\",OB$7*OB81)","v":""},"","","","","","","","","","","","","","",""]
[null,null,null,null,null,"換気",0,{"$f":"IF(ISERROR(H$7*H18),\"\",H$7*H18)","v":""},"","","","","","","","","","","","","","","","","","","","","","","","","","","","","","","","","","","","","","","","","","","","","","","","","","","","","","","","","","","","","","","",{"$f":"IF(ISERROR(BT$7*BT18),\"\",BT$7*BT18)","v":""},"","","","","","","","","","","","","","","","","","","","","","","","","","","","","","","","","","","","","","","","","","","","","","","","","","","","","","","","","","","","","","","",{"$f":"IF(ISERROR(EF$7*EF18),\"\",EF$7*EF18)","v":""},"","","","","","","","","","","","","","","","","","","","","","","","","","","","","","","","","","","","","","","","","","","","","","","","","","","","","","","","","","","","","","","",{"$f":"IF(ISERROR(GR$7*GR18),\"\",GR$7*GR18)","v":""},"","","","","","","","","","","","","","","","","","","","","","","","","","","","","","","","","","","","","","","","","","","","","","","","","","","","","","","","","","","","","","","",{"$f":"IF(ISERROR(JD$7*JD18),\"\",JD$7*JD18)","v":""},"","","","","","","","","","","","","","","","","","","","","","","","","","","","","","","","","","","","","","","","","","","","","","","","","","","","","","","","","","","","","","","",{"$f":"IF(ISERROR(LP$7*LP18),\"\",LP$7*LP18)","v":""},"","","","","","","","","","","","","","","","","","","","","","","","","","","","","","","","","","","","","","","","","","","","","","","","","","","","","","","","","","","","","","","",{"$f":"IF(ISERROR(OB$7*OB18),\"\",OB$7*OB18)","v":""},"","","","","","","","","","","","","","",""]
[null,null,null,null,null,"給湯",0,{"$f":"IF(ISERROR(H$7*H19),\"\",H$7*H19)","v":""},"","","","","","","","","","","","","","","","","","","","","","","","","","","","","","","","","","","","","","","","","","","","","","","","","","","","","","","","","","","","","","","",{"$f":"IF(ISERROR(BT$7*BT19),\"\",BT$7*BT19)","v":""},"","","","","","","","","","","","","","","","","","","","","","","","","","","","","","","","","","","","","","","","","","","","","","","","","","","","","","","","","","","","","","","",{"$f":"IF(ISERROR(EF$7*EF19),\"\",EF$7*EF19)","v":""},"","","","","","","","","","","","","","","","","","","","","","","","","","","","","","","","","","","","","","","","","","","","","","","","","","","","","","","","","","","","","","","",{"$f":"IF(ISERROR(GR$7*GR19),\"\",GR$7*GR19)","v":""},"","","","","","","","","","","","","","","","","","","","","","","","","","","","","","","","","","","","","","","","","","","","","","","","","","","","","","","","","","","","","","","",{"$f":"IF(ISERROR(JD$7*JD19),\"\",JD$7*JD19)","v":""},"","","","","","","","","","","","","","","","","","","","","","","","","","","","","","","","","","","","","","","","","","","","","","","","","","","","","","","","","","","","","","","",{"$f":"IF(ISERROR(LP$7*LP19),\"\",LP$7*LP19)","v":""},"","","","","","","","","","","","","","","","","","","","","","","","","","","","","","","","","","","","","","","","","","","","","","","","","","","","","","","","","","","","","","","",{"$f":"IF(ISERROR(OB$7*OB19),\"\",OB$7*OB19)","v":""},"","","","","","","","","","","","","","",""]
[null,null,null,null,null,"冷房",0,{"$f":"IF(ISERROR(H$7*H11),\"\",H$7*H11)","v":""},"","","","","","","","","","","","","","","","","","","","","","","","","","","","","","","","","","","","","","","","","","","","","","","","","","","","","","","","","","","","","","","",{"$f":"IF(ISERROR(BT$7*BT11),\"\",BT$7*BT11)","v":""},"","","","","","","","","","","","","","","","","","","","","","","","","","","","","","","","","","","","","","","","","","","","","","","","","","","","","","","","","","","","","","","",{"$f":"IF(ISERROR(EF$7*EF11),\"\",EF$7*EF11)","v":""},"","","","","","","","","","","","","","","","","","","","","","","","","","","","","","","","","","","","","","","","","","","","","","","","","","","","","","","","","","","","","","","",{"$f":"IF(ISERROR(GR$7*GR11),\"\",GR$7*GR11)","v":""},"","","","","","","","","","","","","","","","","","","","","","","","","","","","","","","","","","","","","","","","","","","","","","","","","","","","","","","","","","","","","","","",{"$f":"IF(ISERROR(JD$7*JD11),\"\",JD$7*JD11)","v":""},"","","","","","","","","","","","","","","","","","","","","","","","","","","","","","","","","","","","","","","","","","","","","","","","","","","","","","","","","","","","","","","",{"$f":"IF(ISERROR(LP$7*LP11),\"\",LP$7*LP11)","v":""},"","","","","","","","","","","","","","","","","","","","","","","","","","","","","","","","","","","","","","","","","","","","","","","","","","","","","","","","","","","","","","","",{"$f":"IF(ISERROR(OB$7*OB11),\"\",OB$7*OB11)","v":""},"","","","","","","","","","","","","","",""]
[null,null,null,null,null,"その他",0,{"$f":"IF(ISERROR(H$7*H22),\"\",H$7*H22)","v":""},"","","","","","","","","","","","","","","","","","","","","","","","","","","","","","","","","","","","","","","","","","","","","","","","","","","","","","","","","","","","","","","",{"$f":"IF(ISERROR(BT$7*BT22),\"\",BT$7*BT22)","v":""},"","","","","","","","","","","","","","","","","","","","","","","","","","","","","","","","","","","","","","","","","","","","","","","","","","","","","","","","","","","","","","","",{"$f":"IF(ISERROR(EF$7*EF22),\"\",EF$7*EF22)","v":""},"","","","","","","","","","","","","","","","","","","","","","","","","","","","","","","","","","","","","","","","","","","","","","","","","","","","","","","","","","","","","","","",{"$f":"IF(ISERROR(GR$7*GR22),\"\",GR$7*GR22)","v":""},"","","","","","","","","","","","","","","","","","","","","","","","","","","","","","","","","","","","","","","","","","","","","","","","","","","","","","","","","","","","","","","",{"$f":"IF(ISERROR(JD$7*JD22),\"\",JD$7*JD22)","v":""},"","","","","","","","","","","","","","","","","","","","","","","","","","","","","","","","","","","","","","","","","","","","","","","","","","","","","","","","","","","","","","","",{"$f":"IF(ISERROR(LP$7*LP22),\"\",LP$7*LP22)","v":""},"","","","","","","","","","","","","","","","","","","","","","","","","","","","","","","","","","","","","","","","","","","","","","","","","","","","","","","","","","","","","","","",{"$f":"IF(ISERROR(OB$7*OB22),\"\",OB$7*OB22)","v":""},"","","","","","","","","","","","","","",""]
[null,null,null,null,null,"CGS消費",0,{"$f":"IF(ISERROR(H$7*H24),\"\",H$7*H24)","v":""},"","","","","","","","","","","","","","","","","","","","","","","","","","","","","","","","","","","","","","","","","","","","","","","","","","","","","","","","","","","","","","","",{"$f":"IF(ISERROR(BT$7*BT24),\"\",BT$7*BT24)","v":""},"","","","","","","","","","","","","","","","","","","","","","","","","","","","","","","","","","","","","","","","","","","","","","","","","","","","","","","","","","","","","","","",{"$f":"IF(ISERROR(EF$7*EF24),\"\",EF$7*EF24)","v":""},"","","","","","","","","","","","","","","","","","","","","","","","","","","","","","","","","","","","","","","","","","","","","","","","","","","","","","","","","","","","","","","",{"$f":"IF(ISERROR(GR$7*GR24),\"\",GR$7*GR24)","v":""},"","","","","","","","","","","","","","","","","","","","","","","","","","","","","","","","","","","","","","","","","","","","","","","","","","","","","","","","","","","","","","","",{"$f":"IF(ISERROR(JD$7*JD24),\"\",JD$7*JD24)","v":""},"","","","","","","","","","","","","","","","","","","","","","","","","","","","","","","","","","","","","","","","","","","","","","","","","","","","","","","","","","","","","","","",{"$f":"IF(ISERROR(LP$7*LP24),\"\",LP$7*LP24)","v":""},"","","","","","","","","","","","","","","","","","","","","","","","","","","","","","","","","","","","","","","","","","","","","","","","","","","","","","","","","","","","","","","",{"$f":"IF(ISERROR(OB$7*OB24),\"\",OB$7*OB24)","v":""},"","","","","","","","","","","","","","",""]
[null,null,null,null,null," 発電量（コージェネレーション）",0,{"$f":"IF(ISERROR(H$7*H29),\"\",H$7*H29)","v":""},"","","","","","","","","","","","","","","","","","","","","","","","","","","","","","","","","","","","","","","","","","","","","","","","","","","","","","","","","","","","","","","",{"$f":"IF(ISERROR(BT$7*BT29),\"\",BT$7*BT29)","v":""},"","","","","","","","","","","","","","","","","","","","","","","","","","","","","","","","","","","","","","","","","","","","","","","","","","","","","","","","","","","","","","","",{"$f":"IF(ISERROR(EF$7*EF29),\"\",EF$7*EF29)","v":""},"","","","","","","","","","","","","","","","","","","","","","","","","","","","","","","","","","","","","","","","","","","","","","","","","","","","","","","","","","","","","","","",{"$f":"IF(ISERROR(GR$7*GR29),\"\",GR$7*GR29)","v":""},"","","","","","","","","","","","","","","","","","","","","","","","","","","","","","","","","","","","","","","","","","","","","","","","","","","","","","","","","","","","","","","",{"$f":"IF(ISERROR(JD$7*JD29),\"\",JD$7*JD29)","v":""},"","","","","","","","","","","","","","","","","","","","","","","","","","","","","","","","","","","","","","","","","","","","","","","","","","","","","","","","","","","","","","","",{"$f":"IF(ISERROR(LP$7*LP29),\"\",LP$7*LP29)","v":""},"","","","","","","","","","","","","","","","","","","","","","","","","","","","","","","","","","","","","","","","","","","","","","","","","","","","","","","","","","","","","","","",{"$f":"IF(ISERROR(OB$7*OB29),\"\",OB$7*OB29)","v":""},"","","","","","","","","","","","","","",""]
[null,null,null,null,null,"消費電力量",0,{"$f":"IF(ISERROR(H$7*H76),\"\",H$7*H76)","v":""},"","","","","","","","","","","","","","","","","","","","","","","","","","","","","","","","","","","","","","","","","","","","","","","","","","","","","","","","","","","","","","","",{"$f":"IF(ISERROR(BT$7*BT76),\"\",BT$7*BT76)","v":""},"","","","","","","","","","","","","","","","","","","","","","","","","","","","","","","","","","","","","","","","","","","","","","","","","","","","","","","","","","","","","","","",{"$f":"IF(ISERROR(EF$7*EF76),\"\",EF$7*EF76)","v":""},"","","","","","","","","","","","","","","","","","","","","","","","","","","","","","","","","","","","","","","","","","","","","","","","","","","","","","","","","","","","","","","",{"$f":"IF(ISERROR(GR$7*GR76),\"\",GR$7*GR76)","v":""},"","","","","","","","","","","","","","","","","","","","","","","","","","","","","","","","","","","","","","","","","","","","","","","","","","","","","","","","","","","","","","","",{"$f":"IF(ISERROR(JD$7*JD76),\"\",JD$7*JD76)","v":""},"","","","","","","","","","","","","","","","","","","","","","","","","","","","","","","","","","","","","","","","","","","","","","","","","","","","","","","","","","","","","","","",{"$f":"IF(ISERROR(LP$7*LP76),\"\",LP$7*LP76)","v":""},"","","","","","","","","","","","","","","","","","","","","","","","","","","","","","","","","","","","","","","","","","","","","","","","","","","","","","","","","","","","","","","",{"$f":"IF(ISERROR(OB$7*OB76),\"\",OB$7*OB76)","v":""},"","","","","","","","","","","","","","",""]
[null,null,null,null,null,"灯油消費量",0,{"$f":"IF(ISERROR(H$7*H78),\"\",H$7*H78)","v":""},"","","","","","","","","","","","","","","","","","","","","","","","","","","","","","","","","","","","","","","","","","","","","","","","","","","","","","","","","","","","","","","",{"$f":"IF(ISERROR(BT$7*BT78),\"\",BT$7*BT78)","v":""},"","","","","","","","","","","","","","","","","","","","","","","","","","","","","","","","","","","","","","","","","","","","","","","","","","","","","","","","","","","","","","","",{"$f":"IF(ISERROR(EF$7*EF78),\"\",EF$7*EF78)","v":""},"","","","","","","","","","","","","","","","","","","","","","","","","","","","","","","","","","","","","","","","","","","","","","","","","","","","","","","","","","","","","","","",{"$f":"IF(ISERROR(GR$7*GR78),\"\",GR$7*GR78)","v":""},"","","","","","","","","","","","","","","","","","","","","","","","","","","","","","","","","","","","","","","","","","","","","","","","","","","","","","","","","","","","","","","",{"$f":"IF(ISERROR(JD$7*JD78),\"\",JD$7*JD78)","v":""},"","","","","","","","","","","","","","","","","","","","","","","","","","","","","","","","","","","","","","","","","","","","","","","","","","","","","","","","","","","","","","","",{"$f":"IF(ISERROR(LP$7*LP78),\"\",LP$7*LP78)","v":""},"","","","","","","","","","","","","","","","","","","","","","","","","","","","","","","","","","","","","","","","","","","","","","","","","","","","","","","","","","","","","","","",{"$f":"IF(ISERROR(OB$7*OB78),\"\",OB$7*OB78)","v":""},"","","","","","","","","","","","","","",""]
[null,null,null,null,null,"省エネ 設計一次ｴﾈﾙｷﾞｰ消費量(その他除く)",0,{"$f":"IF(ISERROR(H$7*H26),\"\",H$7*H26)","v":""},"","","","","","","","","","","","","","","","","","","","","","","","","","","","","","","","","","","","","","","","","","","","","","","","","","","","","","","","","","","","","","","",{"$f":"IF(ISERROR(BT$7*BT26),\"\",BT$7*BT26)","v":""},"","","","","","","","","","","","","","","","","","","","","","","","","","","","","","","","","","","","","","","","","","","","","","","","","","","","","","","","","","","","","","","",{"$f":"IF(ISERROR(EF$7*EF26),\"\",EF$7*EF26)","v":""},"","","","","","","","","","","","","","","","","","","","","","","","","","","","","","","","","","","","","","","","","","","","","","","","","","","","","","","","","","","","","","","",{"$f":"IF(ISERROR(GR$7*GR26),\"\",GR$7*GR26)","v":""},"","","","","","","","","","","","","","","","","","","","","","","","","","","","","","","","","","","","","","","","","","","","","","","","","","","","","","","","","","","","","","","",{"$f":"IF(ISERROR(JD$7*JD26),\"\",JD$7*JD26)","v":""},"","","","","","","","","","","","","","","","","","","","","","","","","","","","","","","","","","","","","","","","","","","","","","","","","","","","","","","","","","","","","","","",{"$f":"IF(ISERROR(LP$7*LP26),\"\",LP$7*LP26)","v":""},"","","","","","","","","","","","","","","","","","","","","","","","","","","","","","","","","","","","","","","","","","","","","","","","","","","","","","","","","","","","","","","",{"$f":"IF(ISERROR(OB$7*OB26),\"\",OB$7*OB26)","v":""},"","","","","","","","","","","","","","",""]
[null,null,null,null,null," 基準一次ｴﾈﾙｷﾞｰ消費量(その他除く)",0,{"$f":"IF(ISERROR(H$7*H27),\"\",H$7*H27)","v":""},"","","","","","","","","","","","","","","","","","","","","","","","","","","","","","","","","","","","","","","","","","","","","","","","","","","","","","","","","","","","","","","",{"$f":"IF(ISERROR(BT$7*BT27),\"\",BT$7*BT27)","v":""},"","","","","","","","","","","","","","","","","","","","","","","","","","","","","","","","","","","","","","","","","","","","","","","","","","","","","","","","","","","","","","","",{"$f":"IF(ISERROR(EF$7*EF27),\"\",EF$7*EF27)","v":""},"","","","","","","","","","","","","","","","","","","","","","","","","","","","","","","","","","","","","","","","","","","","","","","","","","","","","","","","","","","","","","","",{"$f":"IF(ISERROR(GR$7*GR27),\"\",GR$7*GR27)","v":""},"","","","","","","","","","","","","","","","","","","","","","","","","","","","","","","","","","","","","","","","","","","","","","","","","","","","","","","","","","","","","","","",{"$f":"IF(ISERROR(JD$7*JD27),\"\",JD$7*JD27)","v":""},"","","","","","","","","","","","","","","","","","","","","","","","","","","","","","","","","","","","","","","","","","","","","","","","","","","","","","","","","","","","","","","",{"$f":"IF(ISERROR(LP$7*LP27),\"\",LP$7*LP27)","v":""},"","","","","","","","","","","","","","","","","","","","","","","","","","","","","","","","","","","","","","","","","","","","","","","","","","","","","","","","","","","","","","","",{"$f":"IF(ISERROR(OB$7*OB27),\"\",OB$7*OB27)","v":""},"","","","","","","","","","","","","","",""]
[null,"4設",{"$f":"IF($F$9=\"標準入力法\",SUM(D6166,G6166),G6166)","v":0},{"$f":"IF(OR(F6=\"\",F6=$D$6014,F6=$D$6013),0,W6019)","v":0},null,{"$f":"ROUNDUP(SUM(G6143:G6150,G6152)/1000,1)","v":0},0,{"$f":"IF(OR(ISERROR(H$7*H6106),H6061=\"\"),\"\",H$7*H6106)","v":""},{"$f":"IF(OR(ISERROR(I$7*I6106),I6061=\"\"),\"\",I$7*I6106)","v":""},"","","","","","","","","","","","","","","","","","","","","","","","","","","","","","","","","","","","","","","","","","","","","","","","","","","","","","","","","","","","","","","",{"$f":"IF(OR(ISERROR(BU$7*BU6106),BU6061=\"\"),\"\",BU$7*BU6106)","v":""},"","","","","","","","","","","","","","","","","","","","","","","","","","","","","","","","","","","","","","","","","","","","","","","","","","","","","","","","","","","","","","","",{"$f":"IF(OR(ISERROR(EG$7*EG6106),EG6061=\"\"),\"\",EG$7*EG6106)","v":""},"","","","","","","","","","","","","","","","","","","","","","","","","","","","","","","","","","","","","","","","","","","","","","","","","","","","","","","","","","","","","","","",{"$f":"IF(OR(ISERROR(GS$7*GS6106),GS6061=\"\"),\"\",GS$7*GS6106)","v":""},"","","","","","","","","","","","","","","","","","","","","","","","","","","","","","","","","","","","","","","","","","","","","","","","","","","","","","","","","","","","","","","",{"$f":"IF(OR(ISERROR(JE$7*JE6106),JE6061=\"\"),\"\",JE$7*JE6106)","v":""},"","","","","","","","","","","","","","","","","","","","","","","","","","","","","","","","","","","","","","","","","","","","","","","","","","","","","","","","","","","","","","","",{"$f":"IF(OR(ISERROR(LQ$7*LQ6106),LQ6061=\"\"),\"\",LQ$7*LQ6106)","v":""},"","","","","","","","","","","","","","","","","","","","","","","","","","","","","","","","","","","","","","","","","","","","","","","","","","","","","","","","","","","","","","","",{"$f":"IF(OR(ISERROR(OC$7*OC6106),OC6061=\"\"),\"\",OC$7*OC6106)","v":""},"","","","","","","","","","","","","",""]
[null,"6設",{"$f":"IF($F$9=\"標準入力法\",SUM(D6170,G6170),G6170)","v":0},{"$f":"IF(OR(F6=\"\",F6=$D$6014,F6=$D$6013),0,IF(ISERROR(-LOOKUP(1,-LEFT(E6066,ROW($1:$80)))),W6021,-LOOKUP(1,-LEFT(E6066,ROW($1:$80)))))","v":0},null,{"$f":"ROUNDUP(SUM(G6143:G6148,G6150,G6152)/1000,1)","v":0},0,{"$f":"IF(OR(ISERROR(H$7*H6110),H6065=\"\"),\"\",H$7*H6110)","v":""},{"$f":"IF(OR(ISERROR(I$7*I6110),I6065=\"\"),\"\",I$7*I6110)","v":""},"","","","","","","","","","","","","","","","","","","","","","","","","","","","","","","","","","","","","","","","","","","","","","","","","","","","","","","","","","","","","","","",{"$f":"IF(OR(ISERROR(BU$7*BU6110),BU6065=\"\"),\"\",BU$7*BU6110)","v":""},"","","","","","","","","","","","","","","","","","","","","","","","","","","","","","","","","","","","","","","","","","","","","","","","","","","","","","","","","","","","","","","",{"$f":"IF(OR(ISERROR(EG$7*EG6110),EG6065=\"\"),\"\",EG$7*EG6110)","v":""},"","","","","","","","","","","","","","","","","","","","","","","","","","","","","","","","","","","","","","","","","","","","","","","","","","","","","","","","","","","","","","","",{"$f":"IF(OR(ISERROR(GS$7*GS6110),GS6065=\"\"),\"\",GS$7*GS6110)","v":""},"","","","","","","","","","","","","","","","","","","","","","","","","","","","","","","","","","","","","","","","","","","","","","","","","","","","","","","","","","","","","","","",{"$f":"IF(OR(ISERROR(JE$7*JE6110),JE6065=\"\"),\"\",JE$7*JE6110)","v":""},"","","","","","","","","","","","","","","","","","","","","","","","","","","","","","","","","","","","","","","","","","","","","","","","","","","","","","","","","","","","","","","",{"$f":"IF(OR(ISERROR(LQ$7*LQ6110),LQ6065=\"\"),\"\",LQ$7*LQ6110)","v":""},"","","","","","","","","","","","","","","","","","","","","","","","","","","","","","","","","","","","","","","","","","","","","","","","","","","","","","","","","","","","","","","",{"$f":"IF(OR(ISERROR(OC$7*OC6110),OC6065=\"\"),\"\",OC$7*OC6110)","v":""},"","","","","","","","","","","","","",""]
[null,null,null,"※太陽光考慮",null,"※合計はMJ集計を利用（評価協の回答による）→2024.4.25GJ集計に戻す（BELS評価書の修正に対応）"]
[]
[null,null,null,null,null,"住戸太陽光kW","その1",{"$f":"IF(ISERROR(H6075),0,IF(LEN(H6075)<20,0,-LOOKUP(1,-LEFT(MID(H6075,20,6),ROW($1:$17)))))","v":0},{"$f":"IF(ISERROR(I6075),0,IF(LEN(I6075)<20,0,-LOOKUP(1,-LEFT(MID(I6075,20,6),ROW($1:$17)))))","v":0},{"$f":"IF(ISERROR(J6075),0,IF(LEN(J6075)<20,0,-LOOKUP(1,-LEFT(MID(J6075,20,6),ROW($1:$17)))))","v":0},{"$f":"IF(ISERROR(K6075),0,IF(LEN(K6075)<20,0,-LOOKUP(1,-LEFT(MID(K6075,20,6),ROW($1:$17)))))","v":0},{"$f":"IF(ISERROR(L6075),0,IF(LEN(L6075)<20,0,-LOOKUP(1,-LEFT(MID(L6075,20,6),ROW($1:$17)))))","v":0},{"$f":"IF(ISERROR(M6075),0,IF(LEN(M6075)<20,0,-LOOKUP(1,-LEFT(MID(M6075,20,6),ROW($1:$17)))))","v":0},{"$f":"IF(ISERROR(N6075),0,IF(LEN(N6075)<20,0,-LOOKUP(1,-LEFT(MID(N6075,20,6),ROW($1:$17)))))","v":0},{"$f":"IF(ISERROR(O6075),0,IF(LEN(O6075)<20,0,-LOOKUP(1,-LEFT(MID(O6075,20,6),ROW($1:$17)))))","v":0},{"$f":"IF(ISERROR(P6075),0,IF(LEN(P6075)<20,0,-LOOKUP(1,-LEFT(MID(P6075,20,6),ROW($1:$17)))))","v":0},{"$f":"IF(ISERROR(Q6075),0,IF(LEN(Q6075)<20,0,-LOOKUP(1,-LEFT(MID(Q6075,20,6),ROW($1:$17)))))","v":0},{"$f":"IF(ISERROR(R6075),0,IF(LEN(R6075)<20,0,-LOOKUP(1,-LEFT(MID(R6075,20,6),ROW($1:$17)))))","v":0},{"$f":"IF(ISERROR(S6075),0,IF(LEN(S6075)<20,0,-LOOKUP(1,-LEFT(MID(S6075,20,6),ROW($1:$17)))))","v":0},{"$f":"IF(ISERROR(T6075),0,IF(LEN(T6075)<20,0,-LOOKUP(1,-LEFT(MID(T6075,20,6),ROW($1:$17)))))","v":0},{"$f":"IF(ISERROR(U6075),0,IF(LEN(U6075)<20,0,-LOOKUP(1,-LEFT(MID(U6075,20,6),ROW($1:$17)))))","v":0},{"$f":"IF(ISERROR(V6075),0,IF(LEN(V6075)<20,0,-LOOKUP(1,-LEFT(MID(V6075,20,6),ROW($1:$17)))))","v":0},{"$f":"IF(ISERROR(W6075),0,IF(LEN(W6075)<20,0,-LOOKUP(1,-LEFT(MID(W6075,20,6),ROW($1:$17)))))","v":0},{"$f":"IF(ISERROR(X6075),0,IF(LEN(X6075)<20,0,-LOOKUP(1,-LEFT(MID(X6075,20,6),ROW($1:$17)))))","v":0},{"$f":"IF(ISERROR(Y6075),0,IF(LEN(Y6075)<20,0,-LOOKUP(1,-LEFT(MID(Y6075,20,6),ROW($1:$17)))))","v":0},{"$f":"IF(ISERROR(Z6075),0,IF(LEN(Z6075)<20,0,-LOOKUP(1,-LEFT(MID(Z6075,20,6),ROW($1:$17)))))","v":0},{"$f":"IF(ISERROR(AA6075),0,IF(LEN(AA6075)<20,0,-LOOKUP(1,-LEFT(MID(AA6075,20,6),ROW($1:$17)))))","v":0},{"$f":"IF(ISERROR(AB6075),0,IF(LEN(AB6075)<20,0,-LOOKUP(1,-LEFT(MID(AB6075,20,6),ROW($1:$17)))))","v":0},{"$f":"IF(ISERROR(AC6075),0,IF(LEN(AC6075)<20,0,-LOOKUP(1,-LEFT(MID(AC6075,20,6),ROW($1:$17)))))","v":0},{"$f":"IF(ISERROR(AD6075),0,IF(LEN(AD6075)<20,0,-LOOKUP(1,-LEFT(MID(AD6075,20,6),ROW($1:$17)))))","v":0},{"$f":"IF(ISERROR(AE6075),0,IF(LEN(AE6075)<20,0,-LOOKUP(1,-LEFT(MID(AE6075,20,6),ROW($1:$17)))))","v":0},{"$f":"IF(ISERROR(AF6075),0,IF(LEN(AF6075)<20,0,-LOOKUP(1,-LEFT(MID(AF6075,20,6),ROW($1:$17)))))","v":0},{"$f":"IF(ISERROR(AG6075),0,IF(LEN(AG6075)<20,0,-LOOKUP(1,-LEFT(MID(AG6075,20,6),ROW($1:$17)))))","v":0},{"$f":"IF(ISERROR(AH6075),0,IF(LEN(AH6075)<20,0,-LOOKUP(1,-LEFT(MID(AH6075,20,6),ROW($1:$17)))))","v":0},{"$f":"IF(ISERROR(AI6075),0,IF(LEN(AI6075)<20,0,-LOOKUP(1,-LEFT(MID(AI6075,20,6),ROW($1:$17)))))","v":0},{"$f":"IF(ISERROR(AJ6075),0,IF(LEN(AJ6075)<20,0,-LOOKUP(1,-LEFT(MID(AJ6075,20,6),ROW($1:$17)))))","v":0},{"$f":"IF(ISERROR(AK6075),0,IF(LEN(AK6075)<20,0,-LOOKUP(1,-LEFT(MID(AK6075,20,6),ROW($1:$17)))))","v":0},{"$f":"IF(ISERROR(AL6075),0,IF(LEN(AL6075)<20,0,-LOOKUP(1,-LEFT(MID(AL6075,20,6),ROW($1:$17)))))","v":0},{"$f":"IF(ISERROR(AM6075),0,IF(LEN(AM6075)<20,0,-LOOKUP(1,-LEFT(MID(AM6075,20,6),ROW($1:$17)))))","v":0},{"$f":"IF(ISERROR(AN6075),0,IF(LEN(AN6075)<20,0,-LOOKUP(1,-LEFT(MID(AN6075,20,6),ROW($1:$17)))))","v":0},{"$f":"IF(ISERROR(AO6075),0,IF(LEN(AO6075)<20,0,-LOOKUP(1,-LEFT(MID(AO6075,20,6),ROW($1:$17)))))","v":0},{"$f":"IF(ISERROR(AP6075),0,IF(LEN(AP6075)<20,0,-LOOKUP(1,-LEFT(MID(AP6075,20,6),ROW($1:$17)))))","v":0},{"$f":"IF(ISERROR(AQ6075),0,IF(LEN(AQ6075)<20,0,-LOOKUP(1,-LEFT(MID(AQ6075,20,6),ROW($1:$17)))))","v":0},{"$f":"IF(ISERROR(AR6075),0,IF(LEN(AR6075)<20,0,-LOOKUP(1,-LEFT(MID(AR6075,20,6),ROW($1:$17)))))","v":0},{"$f":"IF(ISERROR(AS6075),0,IF(LEN(AS6075)<20,0,-LOOKUP(1,-LEFT(MID(AS6075,20,6),ROW($1:$17)))))","v":0},{"$f":"IF(ISERROR(AT6075),0,IF(LEN(AT6075)<20,0,-LOOKUP(1,-LEFT(MID(AT6075,20,6),ROW($1:$17)))))","v":0},{"$f":"IF(ISERROR(AU6075),0,IF(LEN(AU6075)<20,0,-LOOKUP(1,-LEFT(MID(AU6075,20,6),ROW($1:$17)))))","v":0},{"$f":"IF(ISERROR(AV6075),0,IF(LEN(AV6075)<20,0,-LOOKUP(1,-LEFT(MID(AV6075,20,6),ROW($1:$17)))))","v":0},{"$f":"IF(ISERROR(AW6075),0,IF(LEN(AW6075)<20,0,-LOOKUP(1,-LEFT(MID(AW6075,20,6),ROW($1:$17)))))","v":0},{"$f":"IF(ISERROR(AX6075),0,IF(LEN(AX6075)<20,0,-LOOKUP(1,-LEFT(MID(AX6075,20,6),ROW($1:$17)))))","v":0},{"$f":"IF(ISERROR(AY6075),0,IF(LEN(AY6075)<20,0,-LOOKUP(1,-LEFT(MID(AY6075,20,6),ROW($1:$17)))))","v":0},{"$f":"IF(ISERROR(AZ6075),0,IF(LEN(AZ6075)<20,0,-LOOKUP(1,-LEFT(MID(AZ6075,20,6),ROW($1:$17)))))","v":0},{"$f":"IF(ISERROR(BA6075),0,IF(LEN(BA6075)<20,0,-LOOKUP(1,-LEFT(MID(BA6075,20,6),ROW($1:$17)))))","v":0},{"$f":"IF(ISERROR(BB6075),0,IF(LEN(BB6075)<20,0,-LOOKUP(1,-LEFT(MID(BB6075,20,6),ROW($1:$17)))))","v":0},{"$f":"IF(ISERROR(BC6075),0,IF(LEN(BC6075)<20,0,-LOOKUP(1,-LEFT(MID(BC6075,20,6),ROW($1:$17)))))","v":0},{"$f":"IF(ISERROR(BD6075),0,IF(LEN(BD6075)<20,0,-LOOKUP(1,-LEFT(MID(BD6075,20,6),ROW($1:$17)))))","v":0},{"$f":"IF(ISERROR(BE6075),0,IF(LEN(BE6075)<20,0,-LOOKUP(1,-LEFT(MID(BE6075,20,6),ROW($1:$17)))))","v":0},{"$f":"IF(ISERROR(BF6075),0,IF(LEN(BF6075)<20,0,-LOOKUP(1,-LEFT(MID(BF6075,20,6),ROW($1:$17)))))","v":0},{"$f":"IF(ISERROR(BG6075),0,IF(LEN(BG6075)<20,0,-LOOKUP(1,-LEFT(MID(BG6075,20,6),ROW($1:$17)))))","v":0},{"$f":"IF(ISERROR(BH6075),0,IF(LEN(BH6075)<20,0,-LOOKUP(1,-LEFT(MID(BH6075,20,6),ROW($1:$17)))))","v":0},{"$f":"IF(ISERROR(BI6075),0,IF(LEN(BI6075)<20,0,-LOOKUP(1,-LEFT(MID(BI6075,20,6),ROW($1:$17)))))","v":0},{"$f":"IF(ISERROR(BJ6075),0,IF(LEN(BJ6075)<20,0,-LOOKUP(1,-LEFT(MID(BJ6075,20,6),ROW($1:$17)))))","v":0},{"$f":"IF(ISERROR(BK6075),0,IF(LEN(BK6075)<20,0,-LOOKUP(1,-LEFT(MID(BK6075,20,6),ROW($1:$17)))))","v":0},{"$f":"IF(ISERROR(BL6075),0,IF(LEN(BL6075)<20,0,-LOOKUP(1,-LEFT(MID(BL6075,20,6),ROW($1:$17)))))","v":0},{"$f":"IF(ISERROR(BM6075),0,IF(LEN(BM6075)<20,0,-LOOKUP(1,-LEFT(MID(BM6075,20,6),ROW($1:$17)))))","v":0},{"$f":"IF(ISERROR(BN6075),0,IF(LEN(BN6075)<20,0,-LOOKUP(1,-LEFT(MID(BN6075,20,6),ROW($1:$17)))))","v":0},{"$f":"IF(ISERROR(BO6075),0,IF(LEN(BO6075)<20,0,-LOOKUP(1,-LEFT(MID(BO6075,20,6),ROW($1:$17)))))","v":0},{"$f":"IF(ISERROR(BP6075),0,IF(LEN(BP6075)<20,0,-LOOKUP(1,-LEFT(MID(BP6075,20,6),ROW($1:$17)))))","v":0},{"$f":"IF(ISERROR(BQ6075),0,IF(LEN(BQ6075)<20,0,-LOOKUP(1,-LEFT(MID(BQ6075,20,6),ROW($1:$17)))))","v":0},{"$f":"IF(ISERROR(BR6075),0,IF(LEN(BR6075)<20,0,-LOOKUP(1,-LEFT(MID(BR6075,20,6),ROW($1:$17)))))","v":0},{"$f":"IF(ISERROR(BS6075),0,IF(LEN(BS6075)<20,0,-LOOKUP(1,-LEFT(MID(BS6075,20,6),ROW($1:$17)))))","v":0},{"$f":"IF(ISERROR(BT6075),0,IF(LEN(BT6075)<20,0,-LOOKUP(1,-LEFT(MID(BT6075,20,6),ROW($1:$17)))))","v":0},{"$f":"IF(ISERROR(BU6075),0,IF(LEN(BU6075)<20,0,-LOOKUP(1,-LEFT(MID(BU6075,20,6),ROW($1:$17)))))","v":0},{"$f":"IF(ISERROR(BV6075),0,IF(LEN(BV6075)<20,0,-LOOKUP(1,-LEFT(MID(BV6075,20,6),ROW($1:$17)))))","v":0},{"$f":"IF(ISERROR(BW6075),0,IF(LEN(BW6075)<20,0,-LOOKUP(1,-LEFT(MID(BW6075,20,6),ROW($1:$17)))))","v":0},{"$f":"IF(ISERROR(BX6075),0,IF(LEN(BX6075)<20,0,-LOOKUP(1,-LEFT(MID(BX6075,20,6),ROW($1:$17)))))","v":0},{"$f":"IF(ISERROR(BY6075),0,IF(LEN(BY6075)<20,0,-LOOKUP(1,-LEFT(MID(BY6075,20,6),ROW($1:$17)))))","v":0},{"$f":"IF(ISERROR(BZ6075),0,IF(LEN(BZ6075)<20,0,-LOOKUP(1,-LEFT(MID(BZ6075,20,6),ROW($1:$17)))))","v":0},{"$f":"IF(ISERROR(CA6075),0,IF(LEN(CA6075)<20,0,-LOOKUP(1,-LEFT(MID(CA6075,20,6),ROW($1:$17)))))","v":0},{"$f":"IF(ISERROR(CB6075),0,IF(LEN(CB6075)<20,0,-LOOKUP(1,-LEFT(MID(CB6075,20,6),ROW($1:$17)))))","v":0},{"$f":"IF(ISERROR(CC6075),0,IF(LEN(CC6075)<20,0,-LOOKUP(1,-LEFT(MID(CC6075,20,6),ROW($1:$17)))))","v":0},{"$f":"IF(ISERROR(CD6075),0,IF(LEN(CD6075)<20,0,-LOOKUP(1,-LEFT(MID(CD6075,20,6),ROW($1:$17)))))","v":0},{"$f":"IF(ISERROR(CE6075),0,IF(LEN(CE6075)<20,0,-LOOKUP(1,-LEFT(MID(CE6075,20,6),ROW($1:$17)))))","v":0},{"$f":"IF(ISERROR(CF6075),0,IF(LEN(CF6075)<20,0,-LOOKUP(1,-LEFT(MID(CF6075,20,6),ROW($1:$17)))))","v":0},{"$f":"IF(ISERROR(CG6075),0,IF(LEN(CG6075)<20,0,-LOOKUP(1,-LEFT(MID(CG6075,20,6),ROW($1:$17)))))","v":0},{"$f":"IF(ISERROR(CH6075),0,IF(LEN(CH6075)<20,0,-LOOKUP(1,-LEFT(MID(CH6075,20,6),ROW($1:$17)))))","v":0},{"$f":"IF(ISERROR(CI6075),0,IF(LEN(CI6075)<20,0,-LOOKUP(1,-LEFT(MID(CI6075,20,6),ROW($1:$17)))))","v":0},{"$f":"IF(ISERROR(CJ6075),0,IF(LEN(CJ6075)<20,0,-LOOKUP(1,-LEFT(MID(CJ6075,20,6),ROW($1:$17)))))","v":0},{"$f":"IF(ISERROR(CK6075),0,IF(LEN(CK6075)<20,0,-LOOKUP(1,-LEFT(MID(CK6075,20,6),ROW($1:$17)))))","v":0},{"$f":"IF(ISERROR(CL6075),0,IF(LEN(CL6075)<20,0,-LOOKUP(1,-LEFT(MID(CL6075,20,6),ROW($1:$17)))))","v":0},{"$f":"IF(ISERROR(CM6075),0,IF(LEN(CM6075)<20,0,-LOOKUP(1,-LEFT(MID(CM6075,20,6),ROW($1:$17)))))","v":0},{"$f":"IF(ISERROR(CN6075),0,IF(LEN(CN6075)<20,0,-LOOKUP(1,-LEFT(MID(CN6075,20,6),ROW($1:$17)))))","v":0},{"$f":"IF(ISERROR(CO6075),0,IF(LEN(CO6075)<20,0,-LOOKUP(1,-LEFT(MID(CO6075,20,6),ROW($1:$17)))))","v":0},{"$f":"IF(ISERROR(CP6075),0,IF(LEN(CP6075)<20,0,-LOOKUP(1,-LEFT(MID(CP6075,20,6),ROW($1:$17)))))","v":0},{"$f":"IF(ISERROR(CQ6075),0,IF(LEN(CQ6075)<20,0,-LOOKUP(1,-LEFT(MID(CQ6075,20,6),ROW($1:$17)))))","v":0},{"$f":"IF(ISERROR(CR6075),0,IF(LEN(CR6075)<20,0,-LOOKUP(1,-LEFT(MID(CR6075,20,6),ROW($1:$17)))))","v":0},{"$f":"IF(ISERROR(CS6075),0,IF(LEN(CS6075)<20,0,-LOOKUP(1,-LEFT(MID(CS6075,20,6),ROW($1:$17)))))","v":0},{"$f":"IF(ISERROR(CT6075),0,IF(LEN(CT6075)<20,0,-LOOKUP(1,-LEFT(MID(CT6075,20,6),ROW($1:$17)))))","v":0},{"$f":"IF(ISERROR(CU6075),0,IF(LEN(CU6075)<20,0,-LOOKUP(1,-LEFT(MID(CU6075,20,6),ROW($1:$17)))))","v":0},{"$f":"IF(ISERROR(CV6075),0,IF(LEN(CV6075)<20,0,-LOOKUP(1,-LEFT(MID(CV6075,20,6),ROW($1:$17)))))","v":0},{"$f":"IF(ISERROR(CW6075),0,IF(LEN(CW6075)<20,0,-LOOKUP(1,-LEFT(MID(CW6075,20,6),ROW($1:$17)))))","v":0},{"$f":"IF(ISERROR(CX6075),0,IF(LEN(CX6075)<20,0,-LOOKUP(1,-LEFT(MID(CX6075,20,6),ROW($1:$17)))))","v":0},{"$f":"IF(ISERROR(CY6075),0,IF(LEN(CY6075)<20,0,-LOOKUP(1,-LEFT(MID(CY6075,20,6),ROW($1:$17)))))","v":0},{"$f":"IF(ISERROR(CZ6075),0,IF(LEN(CZ6075)<20,0,-LOOKUP(1,-LEFT(MID(CZ6075,20,6),ROW($1:$17)))))","v":0},{"$f":"IF(ISERROR(DA6075),0,IF(LEN(DA6075)<20,0,-LOOKUP(1,-LEFT(MID(DA6075,20,6),ROW($1:$17)))))","v":0},{"$f":"IF(ISERROR(DB6075),0,IF(LEN(DB6075)<20,0,-LOOKUP(1,-LEFT(MID(DB6075,20,6),ROW($1:$17)))))","v":0},{"$f":"IF(ISERROR(DC6075),0,IF(LEN(DC6075)<20,0,-LOOKUP(1,-LEFT(MID(DC6075,20,6),ROW($1:$17)))))","v":0},{"$f":"IF(ISERROR(DD6075),0,IF(LEN(DD6075)<20,0,-LOOKUP(1,-LEFT(MID(DD6075,20,6),ROW($1:$17)))))","v":0},{"$f":"IF(ISERROR(DE6075),0,IF(LEN(DE6075)<20,0,-LOOKUP(1,-LEFT(MID(DE6075,20,6),ROW($1:$17)))))","v":0},{"$f":"IF(ISERROR(DF6075),0,IF(LEN(DF6075)<20,0,-LOOKUP(1,-LEFT(MID(DF6075,20,6),ROW($1:$17)))))","v":0},{"$f":"IF(ISERROR(DG6075),0,IF(LEN(DG6075)<20,0,-LOOKUP(1,-LEFT(MID(DG6075,20,6),ROW($1:$17)))))","v":0},{"$f":"IF(ISERROR(DH6075),0,IF(LEN(DH6075)<20,0,-LOOKUP(1,-LEFT(MID(DH6075,20,6),ROW($1:$17)))))","v":0},{"$f":"IF(ISERROR(DI6075),0,IF(LEN(DI6075)<20,0,-LOOKUP(1,-LEFT(MID(DI6075,20,6),ROW($1:$17)))))","v":0},{"$f":"IF(ISERROR(DJ6075),0,IF(LEN(DJ6075)<20,0,-LOOKUP(1,-LEFT(MID(DJ6075,20,6),ROW($1:$17)))))","v":0},{"$f":"IF(ISERROR(DK6075),0,IF(LEN(DK6075)<20,0,-LOOKUP(1,-LEFT(MID(DK6075,20,6),ROW($1:$17)))))","v":0},{"$f":"IF(ISERROR(DL6075),0,IF(LEN(DL6075)<20,0,-LOOKUP(1,-LEFT(MID(DL6075,20,6),ROW($1:$17)))))","v":0},{"$f":"IF(ISERROR(DM6075),0,IF(LEN(DM6075)<20,0,-LOOKUP(1,-LEFT(MID(DM6075,20,6),ROW($1:$17)))))","v":0},{"$f":"IF(ISERROR(DN6075),0,IF(LEN(DN6075)<20,0,-LOOKUP(1,-LEFT(MID(DN6075,20,6),ROW($1:$17)))))","v":0},{"$f":"IF(ISERROR(DO6075),0,IF(LEN(DO6075)<20,0,-LOOKUP(1,-LEFT(MID(DO6075,20,6),ROW($1:$17)))))","v":0},{"$f":"IF(ISERROR(DP6075),0,IF(LEN(DP6075)<20,0,-LOOKUP(1,-LEFT(MID(DP6075,20,6),ROW($1:$17)))))","v":0},{"$f":"IF(ISERROR(DQ6075),0,IF(LEN(DQ6075)<20,0,-LOOKUP(1,-LEFT(MID(DQ6075,20,6),ROW($1:$17)))))","v":0},{"$f":"IF(ISERROR(DR6075),0,IF(LEN(DR6075)<20,0,-LOOKUP(1,-LEFT(MID(DR6075,20,6),ROW($1:$17)))))","v":0},{"$f":"IF(ISERROR(DS6075),0,IF(LEN(DS6075)<20,0,-LOOKUP(1,-LEFT(MID(DS6075,20,6),ROW($1:$17)))))","v":0},{"$f":"IF(ISERROR(DT6075),0,IF(LEN(DT6075)<20,0,-LOOKUP(1,-LEFT(MID(DT6075,20,6),ROW($1:$17)))))","v":0},{"$f":"IF(ISERROR(DU6075),0,IF(LEN(DU6075)<20,0,-LOOKUP(1,-LEFT(MID(DU6075,20,6),ROW($1:$17)))))","v":0},{"$f":"IF(ISERROR(DV6075),0,IF(LEN(DV6075)<20,0,-LOOKUP(1,-LEFT(MID(DV6075,20,6),ROW($1:$17)))))","v":0},{"$f":"IF(ISERROR(DW6075),0,IF(LEN(DW6075)<20,0,-LOOKUP(1,-LEFT(MID(DW6075,20,6),ROW($1:$17)))))","v":0},{"$f":"IF(ISERROR(DX6075),0,IF(LEN(DX6075)<20,0,-LOOKUP(1,-LEFT(MID(DX6075,20,6),ROW($1:$17)))))","v":0},{"$f":"IF(ISERROR(DY6075),0,IF(LEN(DY6075)<20,0,-LOOKUP(1,-LEFT(MID(DY6075,20,6),ROW($1:$17)))))","v":0},{"$f":"IF(ISERROR(DZ6075),0,IF(LEN(DZ6075)<20,0,-LOOKUP(1,-LEFT(MID(DZ6075,20,6),ROW($1:$17)))))","v":0},{"$f":"IF(ISERROR(EA6075),0,IF(LEN(EA6075)<20,0,-LOOKUP(1,-LEFT(MID(EA6075,20,6),ROW($1:$17)))))","v":0},{"$f":"IF(ISERROR(EB6075),0,IF(LEN(EB6075)<20,0,-LOOKUP(1,-LEFT(MID(EB6075,20,6),ROW($1:$17)))))","v":0},{"$f":"IF(ISERROR(EC6075),0,IF(LEN(EC6075)<20,0,-LOOKUP(1,-LEFT(MID(EC6075,20,6),ROW($1:$17)))))","v":0},{"$f":"IF(ISERROR(ED6075),0,IF(LEN(ED6075)<20,0,-LOOKUP(1,-LEFT(MID(ED6075,20,6),ROW($1:$17)))))","v":0},{"$f":"IF(ISERROR(EE6075),0,IF(LEN(EE6075)<20,0,-LOOKUP(1,-LEFT(MID(EE6075,20,6),ROW($1:$17)))))","v":0},{"$f":"IF(ISERROR(EF6075),0,IF(LEN(EF6075)<20,0,-LOOKUP(1,-LEFT(MID(EF6075,20,6),ROW($1:$17)))))","v":0},{"$f":"IF(ISERROR(EG6075),0,IF(LEN(EG6075)<20,0,-LOOKUP(1,-LEFT(MID(EG6075,20,6),ROW($1:$17)))))","v":0},{"$f":"IF(ISERROR(EH6075),0,IF(LEN(EH6075)<20,0,-LOOKUP(1,-LEFT(MID(EH6075,20,6),ROW($1:$17)))))","v":0},{"$f":"IF(ISERROR(EI6075),0,IF(LEN(EI6075)<20,0,-LOOKUP(1,-LEFT(MID(EI6075,20,6),ROW($1:$17)))))","v":0},{"$f":"IF(ISERROR(EJ6075),0,IF(LEN(EJ6075)<20,0,-LOOKUP(1,-LEFT(MID(EJ6075,20,6),ROW($1:$17)))))","v":0},{"$f":"IF(ISERROR(EK6075),0,IF(LEN(EK6075)<20,0,-LOOKUP(1,-LEFT(MID(EK6075,20,6),ROW($1:$17)))))","v":0},{"$f":"IF(ISERROR(EL6075),0,IF(LEN(EL6075)<20,0,-LOOKUP(1,-LEFT(MID(EL6075,20,6),ROW($1:$17)))))","v":0},{"$f":"IF(ISERROR(EM6075),0,IF(LEN(EM6075)<20,0,-LOOKUP(1,-LEFT(MID(EM6075,20,6),ROW($1:$17)))))","v":0},{"$f":"IF(ISERROR(EN6075),0,IF(LEN(EN6075)<20,0,-LOOKUP(1,-LEFT(MID(EN6075,20,6),ROW($1:$17)))))","v":0},{"$f":"IF(ISERROR(EO6075),0,IF(LEN(EO6075)<20,0,-LOOKUP(1,-LEFT(MID(EO6075,20,6),ROW($1:$17)))))","v":0},{"$f":"IF(ISERROR(EP6075),0,IF(LEN(EP6075)<20,0,-LOOKUP(1,-LEFT(MID(EP6075,20,6),ROW($1:$17)))))","v":0},{"$f":"IF(ISERROR(EQ6075),0,IF(LEN(EQ6075)<20,0,-LOOKUP(1,-LEFT(MID(EQ6075,20,6),ROW($1:$17)))))","v":0},{"$f":"IF(ISERROR(ER6075),0,IF(LEN(ER6075)<20,0,-LOOKUP(1,-LEFT(MID(ER6075,20,6),ROW($1:$17)))))","v":0},{"$f":"IF(ISERROR(ES6075),0,IF(LEN(ES6075)<20,0,-LOOKUP(1,-LEFT(MID(ES6075,20,6),ROW($1:$17)))))","v":0},{"$f":"IF(ISERROR(ET6075),0,IF(LEN(ET6075)<20,0,-LOOKUP(1,-LEFT(MID(ET6075,20,6),ROW($1:$17)))))","v":0},{"$f":"IF(ISERROR(EU6075),0,IF(LEN(EU6075)<20,0,-LOOKUP(1,-LEFT(MID(EU6075,20,6),ROW($1:$17)))))","v":0},{"$f":"IF(ISERROR(EV6075),0,IF(LEN(EV6075)<20,0,-LOOKUP(1,-LEFT(MID(EV6075,20,6),ROW($1:$17)))))","v":0},{"$f":"IF(ISERROR(EW6075),0,IF(LEN(EW6075)<20,0,-LOOKUP(1,-LEFT(MID(EW6075,20,6),ROW($1:$17)))))","v":0},{"$f":"IF(ISERROR(EX6075),0,IF(LEN(EX6075)<20,0,-LOOKUP(1,-LEFT(MID(EX6075,20,6),ROW($1:$17)))))","v":0},{"$f":"IF(ISERROR(EY6075),0,IF(LEN(EY6075)<20,0,-LOOKUP(1,-LEFT(MID(EY6075,20,6),ROW($1:$17)))))","v":0},{"$f":"IF(ISERROR(EZ6075),0,IF(LEN(EZ6075)<20,0,-LOOKUP(1,-LEFT(MID(EZ6075,20,6),ROW($1:$17)))))","v":0},{"$f":"IF(ISERROR(FA6075),0,IF(LEN(FA6075)<20,0,-LOOKUP(1,-LEFT(MID(FA6075,20,6),ROW($1:$17)))))","v":0},{"$f":"IF(ISERROR(FB6075),0,IF(LEN(FB6075)<20,0,-LOOKUP(1,-LEFT(MID(FB6075,20,6),ROW($1:$17)))))","v":0},{"$f":"IF(ISERROR(FC6075),0,IF(LEN(FC6075)<20,0,-LOOKUP(1,-LEFT(MID(FC6075,20,6),ROW($1:$17)))))","v":0},{"$f":"IF(ISERROR(FD6075),0,IF(LEN(FD6075)<20,0,-LOOKUP(1,-LEFT(MID(FD6075,20,6),ROW($1:$17)))))","v":0},{"$f":"IF(ISERROR(FE6075),0,IF(LEN(FE6075)<20,0,-LOOKUP(1,-LEFT(MID(FE6075,20,6),ROW($1:$17)))))","v":0},{"$f":"IF(ISERROR(FF6075),0,IF(LEN(FF6075)<20,0,-LOOKUP(1,-LEFT(MID(FF6075,20,6),ROW($1:$17)))))","v":0},{"$f":"IF(ISERROR(FG6075),0,IF(LEN(FG6075)<20,0,-LOOKUP(1,-LEFT(MID(FG6075,20,6),ROW($1:$17)))))","v":0},{"$f":"IF(ISERROR(FH6075),0,IF(LEN(FH6075)<20,0,-LOOKUP(1,-LEFT(MID(FH6075,20,6),ROW($1:$17)))))","v":0},{"$f":"IF(ISERROR(FI6075),0,IF(LEN(FI6075)<20,0,-LOOKUP(1,-LEFT(MID(FI6075,20,6),ROW($1:$17)))))","v":0},{"$f":"IF(ISERROR(FJ6075),0,IF(LEN(FJ6075)<20,0,-LOOKUP(1,-LEFT(MID(FJ6075,20,6),ROW($1:$17)))))","v":0},{"$f":"IF(ISERROR(FK6075),0,IF(LEN(FK6075)<20,0,-LOOKUP(1,-LEFT(MID(FK6075,20,6),ROW($1:$17)))))","v":0},{"$f":"IF(ISERROR(FL6075),0,IF(LEN(FL6075)<20,0,-LOOKUP(1,-LEFT(MID(FL6075,20,6),ROW($1:$17)))))","v":0},{"$f":"IF(ISERROR(FM6075),0,IF(LEN(FM6075)<20,0,-LOOKUP(1,-LEFT(MID(FM6075,20,6),ROW($1:$17)))))","v":0},{"$f":"IF(ISERROR(FN6075),0,IF(LEN(FN6075)<20,0,-LOOKUP(1,-LEFT(MID(FN6075,20,6),ROW($1:$17)))))","v":0},{"$f":"IF(ISERROR(FO6075),0,IF(LEN(FO6075)<20,0,-LOOKUP(1,-LEFT(MID(FO6075,20,6),ROW($1:$17)))))","v":0},{"$f":"IF(ISERROR(FP6075),0,IF(LEN(FP6075)<20,0,-LOOKUP(1,-LEFT(MID(FP6075,20,6),ROW($1:$17)))))","v":0},{"$f":"IF(ISERROR(FQ6075),0,IF(LEN(FQ6075)<20,0,-LOOKUP(1,-LEFT(MID(FQ6075,20,6),ROW($1:$17)))))","v":0},{"$f":"IF(ISERROR(FR6075),0,IF(LEN(FR6075)<20,0,-LOOKUP(1,-LEFT(MID(FR6075,20,6),ROW($1:$17)))))","v":0},{"$f":"IF(ISERROR(FS6075),0,IF(LEN(FS6075)<20,0,-LOOKUP(1,-LEFT(MID(FS6075,20,6),ROW($1:$17)))))","v":0},{"$f":"IF(ISERROR(FT6075),0,IF(LEN(FT6075)<20,0,-LOOKUP(1,-LEFT(MID(FT6075,20,6),ROW($1:$17)))))","v":0},{"$f":"IF(ISERROR(FU6075),0,IF(LEN(FU6075)<20,0,-LOOKUP(1,-LEFT(MID(FU6075,20,6),ROW($1:$17)))))","v":0},{"$f":"IF(ISERROR(FV6075),0,IF(LEN(FV6075)<20,0,-LOOKUP(1,-LEFT(MID(FV6075,20,6),ROW($1:$17)))))","v":0},{"$f":"IF(ISERROR(FW6075),0,IF(LEN(FW6075)<20,0,-LOOKUP(1,-LEFT(MID(FW6075,20,6),ROW($1:$17)))))","v":0},{"$f":"IF(ISERROR(FX6075),0,IF(LEN(FX6075)<20,0,-LOOKUP(1,-LEFT(MID(FX6075,20,6),ROW($1:$17)))))","v":0},{"$f":"IF(ISERROR(FY6075),0,IF(LEN(FY6075)<20,0,-LOOKUP(1,-LEFT(MID(FY6075,20,6),ROW($1:$17)))))","v":0},{"$f":"IF(ISERROR(FZ6075),0,IF(LEN(FZ6075)<20,0,-LOOKUP(1,-LEFT(MID(FZ6075,20,6),ROW($1:$17)))))","v":0},{"$f":"IF(ISERROR(GA6075),0,IF(LEN(GA6075)<20,0,-LOOKUP(1,-LEFT(MID(GA6075,20,6),ROW($1:$17)))))","v":0},{"$f":"IF(ISERROR(GB6075),0,IF(LEN(GB6075)<20,0,-LOOKUP(1,-LEFT(MID(GB6075,20,6),ROW($1:$17)))))","v":0},{"$f":"IF(ISERROR(GC6075),0,IF(LEN(GC6075)<20,0,-LOOKUP(1,-LEFT(MID(GC6075,20,6),ROW($1:$17)))))","v":0},{"$f":"IF(ISERROR(GD6075),0,IF(LEN(GD6075)<20,0,-LOOKUP(1,-LEFT(MID(GD6075,20,6),ROW($1:$17)))))","v":0},{"$f":"IF(ISERROR(GE6075),0,IF(LEN(GE6075)<20,0,-LOOKUP(1,-LEFT(MID(GE6075,20,6),ROW($1:$17)))))","v":0},{"$f":"IF(ISERROR(GF6075),0,IF(LEN(GF6075)<20,0,-LOOKUP(1,-LEFT(MID(GF6075,20,6),ROW($1:$17)))))","v":0},{"$f":"IF(ISERROR(GG6075),0,IF(LEN(GG6075)<20,0,-LOOKUP(1,-LEFT(MID(GG6075,20,6),ROW($1:$17)))))","v":0},{"$f":"IF(ISERROR(GH6075),0,IF(LEN(GH6075)<20,0,-LOOKUP(1,-LEFT(MID(GH6075,20,6),ROW($1:$17)))))","v":0},{"$f":"IF(ISERROR(GI6075),0,IF(LEN(GI6075)<20,0,-LOOKUP(1,-LEFT(MID(GI6075,20,6),ROW($1:$17)))))","v":0},{"$f":"IF(ISERROR(GJ6075),0,IF(LEN(GJ6075)<20,0,-LOOKUP(1,-LEFT(MID(GJ6075,20,6),ROW($1:$17)))))","v":0},{"$f":"IF(ISERROR(GK6075),0,IF(LEN(GK6075)<20,0,-LOOKUP(1,-LEFT(MID(GK6075,20,6),ROW($1:$17)))))","v":0},{"$f":"IF(ISERROR(GL6075),0,IF(LEN(GL6075)<20,0,-LOOKUP(1,-LEFT(MID(GL6075,20,6),ROW($1:$17)))))","v":0},{"$f":"IF(ISERROR(GM6075),0,IF(LEN(GM6075)<20,0,-LOOKUP(1,-LEFT(MID(GM6075,20,6),ROW($1:$17)))))","v":0},{"$f":"IF(ISERROR(GN6075),0,IF(LEN(GN6075)<20,0,-LOOKUP(1,-LEFT(MID(GN6075,20,6),ROW($1:$17)))))","v":0},{"$f":"IF(ISERROR(GO6075),0,IF(LEN(GO6075)<20,0,-LOOKUP(1,-LEFT(MID(GO6075,20,6),ROW($1:$17)))))","v":0},{"$f":"IF(ISERROR(GP6075),0,IF(LEN(GP6075)<20,0,-LOOKUP(1,-LEFT(MID(GP6075,20,6),ROW($1:$17)))))","v":0},{"$f":"IF(ISERROR(GQ6075),0,IF(LEN(GQ6075)<20,0,-LOOKUP(1,-LEFT(MID(GQ6075,20,6),ROW($1:$17)))))","v":0},{"$f":"IF(ISERROR(GR6075),0,IF(LEN(GR6075)<20,0,-LOOKUP(1,-LEFT(MID(GR6075,20,6),ROW($1:$17)))))","v":0},{"$f":"IF(ISERROR(GS6075),0,IF(LEN(GS6075)<20,0,-LOOKUP(1,-LEFT(MID(GS6075,20,6),ROW($1:$17)))))","v":0},{"$f":"IF(ISERROR(GT6075),0,IF(LEN(GT6075)<20,0,-LOOKUP(1,-LEFT(MID(GT6075,20,6),ROW($1:$17)))))","v":0},{"$f":"IF(ISERROR(GU6075),0,IF(LEN(GU6075)<20,0,-LOOKUP(1,-LEFT(MID(GU6075,20,6),ROW($1:$17)))))","v":0},{"$f":"IF(ISERROR(GV6075),0,IF(LEN(GV6075)<20,0,-LOOKUP(1,-LEFT(MID(GV6075,20,6),ROW($1:$17)))))","v":0},{"$f":"IF(ISERROR(GW6075),0,IF(LEN(GW6075)<20,0,-LOOKUP(1,-LEFT(MID(GW6075,20,6),ROW($1:$17)))))","v":0},{"$f":"IF(ISERROR(GX6075),0,IF(LEN(GX6075)<20,0,-LOOKUP(1,-LEFT(MID(GX6075,20,6),ROW($1:$17)))))","v":0},{"$f":"IF(ISERROR(GY6075),0,IF(LEN(GY6075)<20,0,-LOOKUP(1,-LEFT(MID(GY6075,20,6),ROW($1:$17)))))","v":0},{"$f":"IF(ISERROR(GZ6075),0,IF(LEN(GZ6075)<20,0,-LOOKUP(1,-LEFT(MID(GZ6075,20,6),ROW($1:$17)))))","v":0},{"$f":"IF(ISERROR(HA6075),0,IF(LEN(HA6075)<20,0,-LOOKUP(1,-LEFT(MID(HA6075,20,6),ROW($1:$17)))))","v":0},{"$f":"IF(ISERROR(HB6075),0,IF(LEN(HB6075)<20,0,-LOOKUP(1,-LEFT(MID(HB6075,20,6),ROW($1:$17)))))","v":0},{"$f":"IF(ISERROR(HC6075),0,IF(LEN(HC6075)<20,0,-LOOKUP(1,-LEFT(MID(HC6075,20,6),ROW($1:$17)))))","v":0},{"$f":"IF(ISERROR(HD6075),0,IF(LEN(HD6075)<20,0,-LOOKUP(1,-LEFT(MID(HD6075,20,6),ROW($1:$17)))))","v":0},{"$f":"IF(ISERROR(HE6075),0,IF(LEN(HE6075)<20,0,-LOOKUP(1,-LEFT(MID(HE6075,20,6),ROW($1:$17)))))","v":0},{"$f":"IF(ISERROR(HF6075),0,IF(LEN(HF6075)<20,0,-LOOKUP(1,-LEFT(MID(HF6075,20,6),ROW($1:$17)))))","v":0},{"$f":"IF(ISERROR(HG6075),0,IF(LEN(HG6075)<20,0,-LOOKUP(1,-LEFT(MID(HG6075,20,6),ROW($1:$17)))))","v":0},{"$f":"IF(ISERROR(HH6075),0,IF(LEN(HH6075)<20,0,-LOOKUP(1,-LEFT(MID(HH6075,20,6),ROW($1:$17)))))","v":0},{"$f":"IF(ISERROR(HI6075),0,IF(LEN(HI6075)<20,0,-LOOKUP(1,-LEFT(MID(HI6075,20,6),ROW($1:$17)))))","v":0},{"$f":"IF(ISERROR(HJ6075),0,IF(LEN(HJ6075)<20,0,-LOOKUP(1,-LEFT(MID(HJ6075,20,6),ROW($1:$17)))))","v":0},{"$f":"IF(ISERROR(HK6075),0,IF(LEN(HK6075)<20,0,-LOOKUP(1,-LEFT(MID(HK6075,20,6),ROW($1:$17)))))","v":0},{"$f":"IF(ISERROR(HL6075),0,IF(LEN(HL6075)<20,0,-LOOKUP(1,-LEFT(MID(HL6075,20,6),ROW($1:$17)))))","v":0},{"$f":"IF(ISERROR(HM6075),0,IF(LEN(HM6075)<20,0,-LOOKUP(1,-LEFT(MID(HM6075,20,6),ROW($1:$17)))))","v":0},{"$f":"IF(ISERROR(HN6075),0,IF(LEN(HN6075)<20,0,-LOOKUP(1,-LEFT(MID(HN6075,20,6),ROW($1:$17)))))","v":0},{"$f":"IF(ISERROR(HO6075),0,IF(LEN(HO6075)<20,0,-LOOKUP(1,-LEFT(MID(HO6075,20,6),ROW($1:$17)))))","v":0},{"$f":"IF(ISERROR(HP6075),0,IF(LEN(HP6075)<20,0,-LOOKUP(1,-LEFT(MID(HP6075,20,6),ROW($1:$17)))))","v":0},{"$f":"IF(ISERROR(HQ6075),0,IF(LEN(HQ6075)<20,0,-LOOKUP(1,-LEFT(MID(HQ6075,20,6),ROW($1:$17)))))","v":0},{"$f":"IF(ISERROR(HR6075),0,IF(LEN(HR6075)<20,0,-LOOKUP(1,-LEFT(MID(HR6075,20,6),ROW($1:$17)))))","v":0},{"$f":"IF(ISERROR(HS6075),0,IF(LEN(HS6075)<20,0,-LOOKUP(1,-LEFT(MID(HS6075,20,6),ROW($1:$17)))))","v":0},{"$f":"IF(ISERROR(HT6075),0,IF(LEN(HT6075)<20,0,-LOOKUP(1,-LEFT(MID(HT6075,20,6),ROW($1:$17)))))","v":0},{"$f":"IF(ISERROR(HU6075),0,IF(LEN(HU6075)<20,0,-LOOKUP(1,-LEFT(MID(HU6075,20,6),ROW($1:$17)))))","v":0},{"$f":"IF(ISERROR(HV6075),0,IF(LEN(HV6075)<20,0,-LOOKUP(1,-LEFT(MID(HV6075,20,6),ROW($1:$17)))))","v":0},{"$f":"IF(ISERROR(HW6075),0,IF(LEN(HW6075)<20,0,-LOOKUP(1,-LEFT(MID(HW6075,20,6),ROW($1:$17)))))","v":0},{"$f":"IF(ISERROR(HX6075),0,IF(LEN(HX6075)<20,0,-LOOKUP(1,-LEFT(MID(HX6075,20,6),ROW($1:$17)))))","v":0},{"$f":"IF(ISERROR(HY6075),0,IF(LEN(HY6075)<20,0,-LOOKUP(1,-LEFT(MID(HY6075,20,6),ROW($1:$17)))))","v":0},{"$f":"IF(ISERROR(HZ6075),0,IF(LEN(HZ6075)<20,0,-LOOKUP(1,-LEFT(MID(HZ6075,20,6),ROW($1:$17)))))","v":0},{"$f":"IF(ISERROR(IA6075),0,IF(LEN(IA6075)<20,0,-LOOKUP(1,-LEFT(MID(IA6075,20,6),ROW($1:$17)))))","v":0},{"$f":"IF(ISERROR(IB6075),0,IF(LEN(IB6075)<20,0,-LOOKUP(1,-LEFT(MID(IB6075,20,6),ROW($1:$17)))))","v":0},{"$f":"IF(ISERROR(IC6075),0,IF(LEN(IC6075)<20,0,-LOOKUP(1,-LEFT(MID(IC6075,20,6),ROW($1:$17)))))","v":0},{"$f":"IF(ISERROR(ID6075),0,IF(LEN(ID6075)<20,0,-LOOKUP(1,-LEFT(MID(ID6075,20,6),ROW($1:$17)))))","v":0},{"$f":"IF(ISERROR(IE6075),0,IF(LEN(IE6075)<20,0,-LOOKUP(1,-LEFT(MID(IE6075,20,6),ROW($1:$17)))))","v":0},{"$f":"IF(ISERROR(IF6075),0,IF(LEN(IF6075)<20,0,-LOOKUP(1,-LEFT(MID(IF6075,20,6),ROW($1:$17)))))","v":0},{"$f":"IF(ISERROR(IG6075),0,IF(LEN(IG6075)<20,0,-LOOKUP(1,-LEFT(MID(IG6075,20,6),ROW($1:$17)))))","v":0},{"$f":"IF(ISERROR(IH6075),0,IF(LEN(IH6075)<20,0,-LOOKUP(1,-LEFT(MID(IH6075,20,6),ROW($1:$17)))))","v":0},{"$f":"IF(ISERROR(II6075),0,IF(LEN(II6075)<20,0,-LOOKUP(1,-LEFT(MID(II6075,20,6),ROW($1:$17)))))","v":0},{"$f":"IF(ISERROR(IJ6075),0,IF(LEN(IJ6075)<20,0,-LOOKUP(1,-LEFT(MID(IJ6075,20,6),ROW($1:$17)))))","v":0},{"$f":"IF(ISERROR(IK6075),0,IF(LEN(IK6075)<20,0,-LOOKUP(1,-LEFT(MID(IK6075,20,6),ROW($1:$17)))))","v":0},{"$f":"IF(ISERROR(IL6075),0,IF(LEN(IL6075)<20,0,-LOOKUP(1,-LEFT(MID(IL6075,20,6),ROW($1:$17)))))","v":0},{"$f":"IF(ISERROR(IM6075),0,IF(LEN(IM6075)<20,0,-LOOKUP(1,-LEFT(MID(IM6075,20,6),ROW($1:$17)))))","v":0},{"$f":"IF(ISERROR(IN6075),0,IF(LEN(IN6075)<20,0,-LOOKUP(1,-LEFT(MID(IN6075,20,6),ROW($1:$17)))))","v":0},{"$f":"IF(ISERROR(IO6075),0,IF(LEN(IO6075)<20,0,-LOOKUP(1,-LEFT(MID(IO6075,20,6),ROW($1:$17)))))","v":0},{"$f":"IF(ISERROR(IP6075),0,IF(LEN(IP6075)<20,0,-LOOKUP(1,-LEFT(MID(IP6075,20,6),ROW($1:$17)))))","v":0},{"$f":"IF(ISERROR(IQ6075),0,IF(LEN(IQ6075)<20,0,-LOOKUP(1,-LEFT(MID(IQ6075,20,6),ROW($1:$17)))))","v":0},{"$f":"IF(ISERROR(IR6075),0,IF(LEN(IR6075)<20,0,-LOOKUP(1,-LEFT(MID(IR6075,20,6),ROW($1:$17)))))","v":0},{"$f":"IF(ISERROR(IS6075),0,IF(LEN(IS6075)<20,0,-LOOKUP(1,-LEFT(MID(IS6075,20,6),ROW($1:$17)))))","v":0},{"$f":"IF(ISERROR(IT6075),0,IF(LEN(IT6075)<20,0,-LOOKUP(1,-LEFT(MID(IT6075,20,6),ROW($1:$17)))))","v":0},{"$f":"IF(ISERROR(IU6075),0,IF(LEN(IU6075)<20,0,-LOOKUP(1,-LEFT(MID(IU6075,20,6),ROW($1:$17)))))","v":0},{"$f":"IF(ISERROR(IV6075),0,IF(LEN(IV6075)<20,0,-LOOKUP(1,-LEFT(MID(IV6075,20,6),ROW($1:$17)))))","v":0},{"$f":"IF(ISERROR(IW6075),0,IF(LEN(IW6075)<20,0,-LOOKUP(1,-LEFT(MID(IW6075,20,6),ROW($1:$17)))))","v":0},{"$f":"IF(ISERROR(IX6075),0,IF(LEN(IX6075)<20,0,-LOOKUP(1,-LEFT(MID(IX6075,20,6),ROW($1:$17)))))","v":0},{"$f":"IF(ISERROR(IY6075),0,IF(LEN(IY6075)<20,0,-LOOKUP(1,-LEFT(MID(IY6075,20,6),ROW($1:$17)))))","v":0},{"$f":"IF(ISERROR(IZ6075),0,IF(LEN(IZ6075)<20,0,-LOOKUP(1,-LEFT(MID(IZ6075,20,6),ROW($1:$17)))))","v":0},{"$f":"IF(ISERROR(JA6075),0,IF(LEN(JA6075)<20,0,-LOOKUP(1,-LEFT(MID(JA6075,20,6),ROW($1:$17)))))","v":0},{"$f":"IF(ISERROR(JB6075),0,IF(LEN(JB6075)<20,0,-LOOKUP(1,-LEFT(MID(JB6075,20,6),ROW($1:$17)))))","v":0},{"$f":"IF(ISERROR(JC6075),0,IF(LEN(JC6075)<20,0,-LOOKUP(1,-LEFT(MID(JC6075,20,6),ROW($1:$17)))))","v":0},{"$f":"IF(ISERROR(JD6075),0,IF(LEN(JD6075)<20,0,-LOOKUP(1,-LEFT(MID(JD6075,20,6),ROW($1:$17)))))","v":0},{"$f":"IF(ISERROR(JE6075),0,IF(LEN(JE6075)<20,0,-LOOKUP(1,-LEFT(MID(JE6075,20,6),ROW($1:$17)))))","v":0},{"$f":"IF(ISERROR(JF6075),0,IF(LEN(JF6075)<20,0,-LOOKUP(1,-LEFT(MID(JF6075,20,6),ROW($1:$17)))))","v":0},{"$f":"IF(ISERROR(JG6075),0,IF(LEN(JG6075)<20,0,-LOOKUP(1,-LEFT(MID(JG6075,20,6),ROW($1:$17)))))","v":0},{"$f":"IF(ISERROR(JH6075),0,IF(LEN(JH6075)<20,0,-LOOKUP(1,-LEFT(MID(JH6075,20,6),ROW($1:$17)))))","v":0},{"$f":"IF(ISERROR(JI6075),0,IF(LEN(JI6075)<20,0,-LOOKUP(1,-LEFT(MID(JI6075,20,6),ROW($1:$17)))))","v":0},{"$f":"IF(ISERROR(JJ6075),0,IF(LEN(JJ6075)<20,0,-LOOKUP(1,-LEFT(MID(JJ6075,20,6),ROW($1:$17)))))","v":0},{"$f":"IF(ISERROR(JK6075),0,IF(LEN(JK6075)<20,0,-LOOKUP(1,-LEFT(MID(JK6075,20,6),ROW($1:$17)))))","v":0},{"$f":"IF(ISERROR(JL6075),0,IF(LEN(JL6075)<20,0,-LOOKUP(1,-LEFT(MID(JL6075,20,6),ROW($1:$17)))))","v":0},{"$f":"IF(ISERROR(JM6075),0,IF(LEN(JM6075)<20,0,-LOOKUP(1,-LEFT(MID(JM6075,20,6),ROW($1:$17)))))","v":0},{"$f":"IF(ISERROR(JN6075),0,IF(LEN(JN6075)<20,0,-LOOKUP(1,-LEFT(MID(JN6075,20,6),ROW($1:$17)))))","v":0},{"$f":"IF(ISERROR(JO6075),0,IF(LEN(JO6075)<20,0,-LOOKUP(1,-LEFT(MID(JO6075,20,6),ROW($1:$17)))))","v":0},{"$f":"IF(ISERROR(JP6075),0,IF(LEN(JP6075)<20,0,-LOOKUP(1,-LEFT(MID(JP6075,20,6),ROW($1:$17)))))","v":0},{"$f":"IF(ISERROR(JQ6075),0,IF(LEN(JQ6075)<20,0,-LOOKUP(1,-LEFT(MID(JQ6075,20,6),ROW($1:$17)))))","v":0},{"$f":"IF(ISERROR(JR6075),0,IF(LEN(JR6075)<20,0,-LOOKUP(1,-LEFT(MID(JR6075,20,6),ROW($1:$17)))))","v":0},{"$f":"IF(ISERROR(JS6075),0,IF(LEN(JS6075)<20,0,-LOOKUP(1,-LEFT(MID(JS6075,20,6),ROW($1:$17)))))","v":0},{"$f":"IF(ISERROR(JT6075),0,IF(LEN(JT6075)<20,0,-LOOKUP(1,-LEFT(MID(JT6075,20,6),ROW($1:$17)))))","v":0},{"$f":"IF(ISERROR(JU6075),0,IF(LEN(JU6075)<20,0,-LOOKUP(1,-LEFT(MID(JU6075,20,6),ROW($1:$17)))))","v":0},{"$f":"IF(ISERROR(JV6075),0,IF(LEN(JV6075)<20,0,-LOOKUP(1,-LEFT(MID(JV6075,20,6),ROW($1:$17)))))","v":0},{"$f":"IF(ISERROR(JW6075),0,IF(LEN(JW6075)<20,0,-LOOKUP(1,-LEFT(MID(JW6075,20,6),ROW($1:$17)))))","v":0},{"$f":"IF(ISERROR(JX6075),0,IF(LEN(JX6075)<20,0,-LOOKUP(1,-LEFT(MID(JX6075,20,6),ROW($1:$17)))))","v":0},{"$f":"IF(ISERROR(JY6075),0,IF(LEN(JY6075)<20,0,-LOOKUP(1,-LEFT(MID(JY6075,20,6),ROW($1:$17)))))","v":0},{"$f":"IF(ISERROR(JZ6075),0,IF(LEN(JZ6075)<20,0,-LOOKUP(1,-LEFT(MID(JZ6075,20,6),ROW($1:$17)))))","v":0},{"$f":"IF(ISERROR(KA6075),0,IF(LEN(KA6075)<20,0,-LOOKUP(1,-LEFT(MID(KA6075,20,6),ROW($1:$17)))))","v":0},{"$f":"IF(ISERROR(KB6075),0,IF(LEN(KB6075)<20,0,-LOOKUP(1,-LEFT(MID(KB6075,20,6),ROW($1:$17)))))","v":0},{"$f":"IF(ISERROR(KC6075),0,IF(LEN(KC6075)<20,0,-LOOKUP(1,-LEFT(MID(KC6075,20,6),ROW($1:$17)))))","v":0},{"$f":"IF(ISERROR(KD6075),0,IF(LEN(KD6075)<20,0,-LOOKUP(1,-LEFT(MID(KD6075,20,6),ROW($1:$17)))))","v":0},{"$f":"IF(ISERROR(KE6075),0,IF(LEN(KE6075)<20,0,-LOOKUP(1,-LEFT(MID(KE6075,20,6),ROW($1:$17)))))","v":0},{"$f":"IF(ISERROR(KF6075),0,IF(LEN(KF6075)<20,0,-LOOKUP(1,-LEFT(MID(KF6075,20,6),ROW($1:$17)))))","v":0},{"$f":"IF(ISERROR(KG6075),0,IF(LEN(KG6075)<20,0,-LOOKUP(1,-LEFT(MID(KG6075,20,6),ROW($1:$17)))))","v":0},{"$f":"IF(ISERROR(KH6075),0,IF(LEN(KH6075)<20,0,-LOOKUP(1,-LEFT(MID(KH6075,20,6),ROW($1:$17)))))","v":0},{"$f":"IF(ISERROR(KI6075),0,IF(LEN(KI6075)<20,0,-LOOKUP(1,-LEFT(MID(KI6075,20,6),ROW($1:$17)))))","v":0},{"$f":"IF(ISERROR(KJ6075),0,IF(LEN(KJ6075)<20,0,-LOOKUP(1,-LEFT(MID(KJ6075,20,6),ROW($1:$17)))))","v":0},{"$f":"IF(ISERROR(KK6075),0,IF(LEN(KK6075)<20,0,-LOOKUP(1,-LEFT(MID(KK6075,20,6),ROW($1:$17)))))","v":0},{"$f":"IF(ISERROR(KL6075),0,IF(LEN(KL6075)<20,0,-LOOKUP(1,-LEFT(MID(KL6075,20,6),ROW($1:$17)))))","v":0},{"$f":"IF(ISERROR(KM6075),0,IF(LEN(KM6075)<20,0,-LOOKUP(1,-LEFT(MID(KM6075,20,6),ROW($1:$17)))))","v":0},{"$f":"IF(ISERROR(KN6075),0,IF(LEN(KN6075)<20,0,-LOOKUP(1,-LEFT(MID(KN6075,20,6),ROW($1:$17)))))","v":0},{"$f":"IF(ISERROR(KO6075),0,IF(LEN(KO6075)<20,0,-LOOKUP(1,-LEFT(MID(KO6075,20,6),ROW($1:$17)))))","v":0},{"$f":"IF(ISERROR(KP6075),0,IF(LEN(KP6075)<20,0,-LOOKUP(1,-LEFT(MID(KP6075,20,6),ROW($1:$17)))))","v":0},{"$f":"IF(ISERROR(KQ6075),0,IF(LEN(KQ6075)<20,0,-LOOKUP(1,-LEFT(MID(KQ6075,20,6),ROW($1:$17)))))","v":0},{"$f":"IF(ISERROR(KR6075),0,IF(LEN(KR6075)<20,0,-LOOKUP(1,-LEFT(MID(KR6075,20,6),ROW($1:$17)))))","v":0},{"$f":"IF(ISERROR(KS6075),0,IF(LEN(KS6075)<20,0,-LOOKUP(1,-LEFT(MID(KS6075,20,6),ROW($1:$17)))))","v":0},{"$f":"IF(ISERROR(KT6075),0,IF(LEN(KT6075)<20,0,-LOOKUP(1,-LEFT(MID(KT6075,20,6),ROW($1:$17)))))","v":0},{"$f":"IF(ISERROR(KU6075),0,IF(LEN(KU6075)<20,0,-LOOKUP(1,-LEFT(MID(KU6075,20,6),ROW($1:$17)))))","v":0},{"$f":"IF(ISERROR(KV6075),0,IF(LEN(KV6075)<20,0,-LOOKUP(1,-LEFT(MID(KV6075,20,6),ROW($1:$17)))))","v":0},{"$f":"IF(ISERROR(KW6075),0,IF(LEN(KW6075)<20,0,-LOOKUP(1,-LEFT(MID(KW6075,20,6),ROW($1:$17)))))","v":0},{"$f":"IF(ISERROR(KX6075),0,IF(LEN(KX6075)<20,0,-LOOKUP(1,-LEFT(MID(KX6075,20,6),ROW($1:$17)))))","v":0},{"$f":"IF(ISERROR(KY6075),0,IF(LEN(KY6075)<20,0,-LOOKUP(1,-LEFT(MID(KY6075,20,6),ROW($1:$17)))))","v":0},{"$f":"IF(ISERROR(KZ6075),0,IF(LEN(KZ6075)<20,0,-LOOKUP(1,-LEFT(MID(KZ6075,20,6),ROW($1:$17)))))","v":0},{"$f":"IF(ISERROR(LA6075),0,IF(LEN(LA6075)<20,0,-LOOKUP(1,-LEFT(MID(LA6075,20,6),ROW($1:$17)))))","v":0},{"$f":"IF(ISERROR(LB6075),0,IF(LEN(LB6075)<20,0,-LOOKUP(1,-LEFT(MID(LB6075,20,6),ROW($1:$17)))))","v":0},{"$f":"IF(ISERROR(LC6075),0,IF(LEN(LC6075)<20,0,-LOOKUP(1,-LEFT(MID(LC6075,20,6),ROW($1:$17)))))","v":0},{"$f":"IF(ISERROR(LD6075),0,IF(LEN(LD6075)<20,0,-LOOKUP(1,-LEFT(MID(LD6075,20,6),ROW($1:$17)))))","v":0},{"$f":"IF(ISERROR(LE6075),0,IF(LEN(LE6075)<20,0,-LOOKUP(1,-LEFT(MID(LE6075,20,6),ROW($1:$17)))))","v":0},{"$f":"IF(ISERROR(LF6075),0,IF(LEN(LF6075)<20,0,-LOOKUP(1,-LEFT(MID(LF6075,20,6),ROW($1:$17)))))","v":0},{"$f":"IF(ISERROR(LG6075),0,IF(LEN(LG6075)<20,0,-LOOKUP(1,-LEFT(MID(LG6075,20,6),ROW($1:$17)))))","v":0},{"$f":"IF(ISERROR(LH6075),0,IF(LEN(LH6075)<20,0,-LOOKUP(1,-LEFT(MID(LH6075,20,6),ROW($1:$17)))))","v":0},{"$f":"IF(ISERROR(LI6075),0,IF(LEN(LI6075)<20,0,-LOOKUP(1,-LEFT(MID(LI6075,20,6),ROW($1:$17)))))","v":0},{"$f":"IF(ISERROR(LJ6075),0,IF(LEN(LJ6075)<20,0,-LOOKUP(1,-LEFT(MID(LJ6075,20,6),ROW($1:$17)))))","v":0},{"$f":"IF(ISERROR(LK6075),0,IF(LEN(LK6075)<20,0,-LOOKUP(1,-LEFT(MID(LK6075,20,6),ROW($1:$17)))))","v":0},{"$f":"IF(ISERROR(LL6075),0,IF(LEN(LL6075)<20,0,-LOOKUP(1,-LEFT(MID(LL6075,20,6),ROW($1:$17)))))","v":0},{"$f":"IF(ISERROR(LM6075),0,IF(LEN(LM6075)<20,0,-LOOKUP(1,-LEFT(MID(LM6075,20,6),ROW($1:$17)))))","v":0},{"$f":"IF(ISERROR(LN6075),0,IF(LEN(LN6075)<20,0,-LOOKUP(1,-LEFT(MID(LN6075,20,6),ROW($1:$17)))))","v":0},{"$f":"IF(ISERROR(LO6075),0,IF(LEN(LO6075)<20,0,-LOOKUP(1,-LEFT(MID(LO6075,20,6),ROW($1:$17)))))","v":0},{"$f":"IF(ISERROR(LP6075),0,IF(LEN(LP6075)<20,0,-LOOKUP(1,-LEFT(MID(LP6075,20,6),ROW($1:$17)))))","v":0},{"$f":"IF(ISERROR(LQ6075),0,IF(LEN(LQ6075)<20,0,-LOOKUP(1,-LEFT(MID(LQ6075,20,6),ROW($1:$17)))))","v":0},{"$f":"IF(ISERROR(LR6075),0,IF(LEN(LR6075)<20,0,-LOOKUP(1,-LEFT(MID(LR6075,20,6),ROW($1:$17)))))","v":0},{"$f":"IF(ISERROR(LS6075),0,IF(LEN(LS6075)<20,0,-LOOKUP(1,-LEFT(MID(LS6075,20,6),ROW($1:$17)))))","v":0},{"$f":"IF(ISERROR(LT6075),0,IF(LEN(LT6075)<20,0,-LOOKUP(1,-LEFT(MID(LT6075,20,6),ROW($1:$17)))))","v":0},{"$f":"IF(ISERROR(LU6075),0,IF(LEN(LU6075)<20,0,-LOOKUP(1,-LEFT(MID(LU6075,20,6),ROW($1:$17)))))","v":0},{"$f":"IF(ISERROR(LV6075),0,IF(LEN(LV6075)<20,0,-LOOKUP(1,-LEFT(MID(LV6075,20,6),ROW($1:$17)))))","v":0},{"$f":"IF(ISERROR(LW6075),0,IF(LEN(LW6075)<20,0,-LOOKUP(1,-LEFT(MID(LW6075,20,6),ROW($1:$17)))))","v":0},{"$f":"IF(ISERROR(LX6075),0,IF(LEN(LX6075)<20,0,-LOOKUP(1,-LEFT(MID(LX6075,20,6),ROW($1:$17)))))","v":0},{"$f":"IF(ISERROR(LY6075),0,IF(LEN(LY6075)<20,0,-LOOKUP(1,-LEFT(MID(LY6075,20,6),ROW($1:$17)))))","v":0},{"$f":"IF(ISERROR(LZ6075),0,IF(LEN(LZ6075)<20,0,-LOOKUP(1,-LEFT(MID(LZ6075,20,6),ROW($1:$17)))))","v":0},{"$f":"IF(ISERROR(MA6075),0,IF(LEN(MA6075)<20,0,-LOOKUP(1,-LEFT(MID(MA6075,20,6),ROW($1:$17)))))","v":0},{"$f":"IF(ISERROR(MB6075),0,IF(LEN(MB6075)<20,0,-LOOKUP(1,-LEFT(MID(MB6075,20,6),ROW($1:$17)))))","v":0},{"$f":"IF(ISERROR(MC6075),0,IF(LEN(MC6075)<20,0,-LOOKUP(1,-LEFT(MID(MC6075,20,6),ROW($1:$17)))))","v":0},{"$f":"IF(ISERROR(MD6075),0,IF(LEN(MD6075)<20,0,-LOOKUP(1,-LEFT(MID(MD6075,20,6),ROW($1:$17)))))","v":0},{"$f":"IF(ISERROR(ME6075),0,IF(LEN(ME6075)<20,0,-LOOKUP(1,-LEFT(MID(ME6075,20,6),ROW($1:$17)))))","v":0},{"$f":"IF(ISERROR(MF6075),0,IF(LEN(MF6075)<20,0,-LOOKUP(1,-LEFT(MID(MF6075,20,6),ROW($1:$17)))))","v":0},{"$f":"IF(ISERROR(MG6075),0,IF(LEN(MG6075)<20,0,-LOOKUP(1,-LEFT(MID(MG6075,20,6),ROW($1:$17)))))","v":0},{"$f":"IF(ISERROR(MH6075),0,IF(LEN(MH6075)<20,0,-LOOKUP(1,-LEFT(MID(MH6075,20,6),ROW($1:$17)))))","v":0},{"$f":"IF(ISERROR(MI6075),0,IF(LEN(MI6075)<20,0,-LOOKUP(1,-LEFT(MID(MI6075,20,6),ROW($1:$17)))))","v":0},{"$f":"IF(ISERROR(MJ6075),0,IF(LEN(MJ6075)<20,0,-LOOKUP(1,-LEFT(MID(MJ6075,20,6),ROW($1:$17)))))","v":0},{"$f":"IF(ISERROR(MK6075),0,IF(LEN(MK6075)<20,0,-LOOKUP(1,-LEFT(MID(MK6075,20,6),ROW($1:$17)))))","v":0},{"$f":"IF(ISERROR(ML6075),0,IF(LEN(ML6075)<20,0,-LOOKUP(1,-LEFT(MID(ML6075,20,6),ROW($1:$17)))))","v":0},{"$f":"IF(ISERROR(MM6075),0,IF(LEN(MM6075)<20,0,-LOOKUP(1,-LEFT(MID(MM6075,20,6),ROW($1:$17)))))","v":0},{"$f":"IF(ISERROR(MN6075),0,IF(LEN(MN6075)<20,0,-LOOKUP(1,-LEFT(MID(MN6075,20,6),ROW($1:$17)))))","v":0},{"$f":"IF(ISERROR(MO6075),0,IF(LEN(MO6075)<20,0,-LOOKUP(1,-LEFT(MID(MO6075,20,6),ROW($1:$17)))))","v":0},{"$f":"IF(ISERROR(MP6075),0,IF(LEN(MP6075)<20,0,-LOOKUP(1,-LEFT(MID(MP6075,20,6),ROW($1:$17)))))","v":0},{"$f":"IF(ISERROR(MQ6075),0,IF(LEN(MQ6075)<20,0,-LOOKUP(1,-LEFT(MID(MQ6075,20,6),ROW($1:$17)))))","v":0},{"$f":"IF(ISERROR(MR6075),0,IF(LEN(MR6075)<20,0,-LOOKUP(1,-LEFT(MID(MR6075,20,6),ROW($1:$17)))))","v":0},{"$f":"IF(ISERROR(MS6075),0,IF(LEN(MS6075)<20,0,-LOOKUP(1,-LEFT(MID(MS6075,20,6),ROW($1:$17)))))","v":0},{"$f":"IF(ISERROR(MT6075),0,IF(LEN(MT6075)<20,0,-LOOKUP(1,-LEFT(MID(MT6075,20,6),ROW($1:$17)))))","v":0},{"$f":"IF(ISERROR(MU6075),0,IF(LEN(MU6075)<20,0,-LOOKUP(1,-LEFT(MID(MU6075,20,6),ROW($1:$17)))))","v":0},{"$f":"IF(ISERROR(MV6075),0,IF(LEN(MV6075)<20,0,-LOOKUP(1,-LEFT(MID(MV6075,20,6),ROW($1:$17)))))","v":0},{"$f":"IF(ISERROR(MW6075),0,IF(LEN(MW6075)<20,0,-LOOKUP(1,-LEFT(MID(MW6075,20,6),ROW($1:$17)))))","v":0},{"$f":"IF(ISERROR(MX6075),0,IF(LEN(MX6075)<20,0,-LOOKUP(1,-LEFT(MID(MX6075,20,6),ROW($1:$17)))))","v":0},{"$f":"IF(ISERROR(MY6075),0,IF(LEN(MY6075)<20,0,-LOOKUP(1,-LEFT(MID(MY6075,20,6),ROW($1:$17)))))","v":0},{"$f":"IF(ISERROR(MZ6075),0,IF(LEN(MZ6075)<20,0,-LOOKUP(1,-LEFT(MID(MZ6075,20,6),ROW($1:$17)))))","v":0},{"$f":"IF(ISERROR(NA6075),0,IF(LEN(NA6075)<20,0,-LOOKUP(1,-LEFT(MID(NA6075,20,6),ROW($1:$17)))))","v":0},{"$f":"IF(ISERROR(NB6075),0,IF(LEN(NB6075)<20,0,-LOOKUP(1,-LEFT(MID(NB6075,20,6),ROW($1:$17)))))","v":0},{"$f":"IF(ISERROR(NC6075),0,IF(LEN(NC6075)<20,0,-LOOKUP(1,-LEFT(MID(NC6075,20,6),ROW($1:$17)))))","v":0},{"$f":"IF(ISERROR(ND6075),0,IF(LEN(ND6075)<20,0,-LOOKUP(1,-LEFT(MID(ND6075,20,6),ROW($1:$17)))))","v":0},{"$f":"IF(ISERROR(NE6075),0,IF(LEN(NE6075)<20,0,-LOOKUP(1,-LEFT(MID(NE6075,20,6),ROW($1:$17)))))","v":0},{"$f":"IF(ISERROR(NF6075),0,IF(LEN(NF6075)<20,0,-LOOKUP(1,-LEFT(MID(NF6075,20,6),ROW($1:$17)))))","v":0},{"$f":"IF(ISERROR(NG6075),0,IF(LEN(NG6075)<20,0,-LOOKUP(1,-LEFT(MID(NG6075,20,6),ROW($1:$17)))))","v":0},{"$f":"IF(ISERROR(NH6075),0,IF(LEN(NH6075)<20,0,-LOOKUP(1,-LEFT(MID(NH6075,20,6),ROW($1:$17)))))","v":0},{"$f":"IF(ISERROR(NI6075),0,IF(LEN(NI6075)<20,0,-LOOKUP(1,-LEFT(MID(NI6075,20,6),ROW($1:$17)))))","v":0},{"$f":"IF(ISERROR(NJ6075),0,IF(LEN(NJ6075)<20,0,-LOOKUP(1,-LEFT(MID(NJ6075,20,6),ROW($1:$17)))))","v":0},{"$f":"IF(ISERROR(NK6075),0,IF(LEN(NK6075)<20,0,-LOOKUP(1,-LEFT(MID(NK6075,20,6),ROW($1:$17)))))","v":0},{"$f":"IF(ISERROR(NL6075),0,IF(LEN(NL6075)<20,0,-LOOKUP(1,-LEFT(MID(NL6075,20,6),ROW($1:$17)))))","v":0},{"$f":"IF(ISERROR(NM6075),0,IF(LEN(NM6075)<20,0,-LOOKUP(1,-LEFT(MID(NM6075,20,6),ROW($1:$17)))))","v":0},{"$f":"IF(ISERROR(NN6075),0,IF(LEN(NN6075)<20,0,-LOOKUP(1,-LEFT(MID(NN6075,20,6),ROW($1:$17)))))","v":0},{"$f":"IF(ISERROR(NO6075),0,IF(LEN(NO6075)<20,0,-LOOKUP(1,-LEFT(MID(NO6075,20,6),ROW($1:$17)))))","v":0},{"$f":"IF(ISERROR(NP6075),0,IF(LEN(NP6075)<20,0,-LOOKUP(1,-LEFT(MID(NP6075,20,6),ROW($1:$17)))))","v":0},{"$f":"IF(ISERROR(NQ6075),0,IF(LEN(NQ6075)<20,0,-LOOKUP(1,-LEFT(MID(NQ6075,20,6),ROW($1:$17)))))","v":0},{"$f":"IF(ISERROR(NR6075),0,IF(LEN(NR6075)<20,0,-LOOKUP(1,-LEFT(MID(NR6075,20,6),ROW($1:$17)))))","v":0},{"$f":"IF(ISERROR(NS6075),0,IF(LEN(NS6075)<20,0,-LOOKUP(1,-LEFT(MID(NS6075,20,6),ROW($1:$17)))))","v":0},{"$f":"IF(ISERROR(NT6075),0,IF(LEN(NT6075)<20,0,-LOOKUP(1,-LEFT(MID(NT6075,20,6),ROW($1:$17)))))","v":0},{"$f":"IF(ISERROR(NU6075),0,IF(LEN(NU6075)<20,0,-LOOKUP(1,-LEFT(MID(NU6075,20,6),ROW($1:$17)))))","v":0},{"$f":"IF(ISERROR(NV6075),0,IF(LEN(NV6075)<20,0,-LOOKUP(1,-LEFT(MID(NV6075,20,6),ROW($1:$17)))))","v":0},{"$f":"IF(ISERROR(NW6075),0,IF(LEN(NW6075)<20,0,-LOOKUP(1,-LEFT(MID(NW6075,20,6),ROW($1:$17)))))","v":0},{"$f":"IF(ISERROR(NX6075),0,IF(LEN(NX6075)<20,0,-LOOKUP(1,-LEFT(MID(NX6075,20,6),ROW($1:$17)))))","v":0},{"$f":"IF(ISERROR(NY6075),0,IF(LEN(NY6075)<20,0,-LOOKUP(1,-LEFT(MID(NY6075,20,6),ROW($1:$17)))))","v":0},{"$f":"IF(ISERROR(NZ6075),0,IF(LEN(NZ6075)<20,0,-LOOKUP(1,-LEFT(MID(NZ6075,20,6),ROW($1:$17)))))","v":0},{"$f":"IF(ISERROR(OA6075),0,IF(LEN(OA6075)<20,0,-LOOKUP(1,-LEFT(MID(OA6075,20,6),ROW($1:$17)))))","v":0},{"$f":"IF(ISERROR(OB6075),0,IF(LEN(OB6075)<20,0,-LOOKUP(1,-LEFT(MID(OB6075,20,6),ROW($1:$17)))))","v":0},{"$f":"IF(ISERROR(OC6075),0,IF(LEN(OC6075)<20,0,-LOOKUP(1,-LEFT(MID(OC6075,20,6),ROW($1:$17)))))","v":0},{"$f":"IF(ISERROR(OD6075),0,IF(LEN(OD6075)<20,0,-LOOKUP(1,-LEFT(MID(OD6075,20,6),ROW($1:$17)))))","v":0},{"$f":"IF(ISERROR(OE6075),0,IF(LEN(OE6075)<20,0,-LOOKUP(1,-LEFT(MID(OE6075,20,6),ROW($1:$17)))))","v":0},{"$f":"IF(ISERROR(OF6075),0,IF(LEN(OF6075)<20,0,-LOOKUP(1,-LEFT(MID(OF6075,20,6),ROW($1:$17)))))","v":0},{"$f":"IF(ISERROR(OG6075),0,IF(LEN(OG6075)<20,0,-LOOKUP(1,-LEFT(MID(OG6075,20,6),ROW($1:$17)))))","v":0},{"$f":"IF(ISERROR(OH6075),0,IF(LEN(OH6075)<20,0,-LOOKUP(1,-LEFT(MID(OH6075,20,6),ROW($1:$17)))))","v":0},{"$f":"IF(ISERROR(OI6075),0,IF(LEN(OI6075)<20,0,-LOOKUP(1,-LEFT(MID(OI6075,20,6),ROW($1:$17)))))","v":0},{"$f":"IF(ISERROR(OJ6075),0,IF(LEN(OJ6075)<20,0,-LOOKUP(1,-LEFT(MID(OJ6075,20,6),ROW($1:$17)))))","v":0},{"$f":"IF(ISERROR(OK6075),0,IF(LEN(OK6075)<20,0,-LOOKUP(1,-LEFT(MID(OK6075,20,6),ROW($1:$17)))))","v":0},{"$f":"IF(ISERROR(OL6075),0,IF(LEN(OL6075)<20,0,-LOOKUP(1,-LEFT(MID(OL6075,20,6),ROW($1:$17)))))","v":0},{"$f":"IF(ISERROR(OM6075),0,IF(LEN(OM6075)<20,0,-LOOKUP(1,-LEFT(MID(OM6075,20,6),ROW($1:$17)))))","v":0},{"$f":"IF(ISERROR(ON6075),0,IF(LEN(ON6075)<20,0,-LOOKUP(1,-LEFT(MID(ON6075,20,6),ROW($1:$17)))))","v":0},{"$f":"IF(ISERROR(OO6075),0,IF(LEN(OO6075)<20,0,-LOOKUP(1,-LEFT(MID(OO6075,20,6),ROW($1:$17)))))","v":0},{"$f":"IF(ISERROR(OP6075),0,IF(LEN(OP6075)<20,0,-LOOKUP(1,-LEFT(MID(OP6075,20,6),ROW($1:$17)))))","v":0},{"$f":"IF(ISERROR(OQ6075),0,IF(LEN(OQ6075)<20,0,-LOOKUP(1,-LEFT(MID(OQ6075,20,6),ROW($1:$17)))))","v":0}]
[null,null,null,null,null,null,"その3",{"$f":"IF(ISERROR(H6077),0,IF(LEN(H6077)<20,0,-LOOKUP(1,-LEFT(MID(H6077,20,6),ROW($1:$17)))))","v":0},{"$f":"IF(ISERROR(I6077),0,IF(LEN(I6077)<20,0,-LOOKUP(1,-LEFT(MID(I6077,20,6),ROW($1:$17)))))","v":0},{"$f":"IF(ISERROR(J6077),0,IF(LEN(J6077)<20,0,-LOOKUP(1,-LEFT(MID(J6077,20,6),ROW($1:$17)))))","v":0},{"$f":"IF(ISERROR(K6077),0,IF(LEN(K6077)<20,0,-LOOKUP(1,-LEFT(MID(K6077,20,6),ROW($1:$17)))))","v":0},{"$f":"IF(ISERROR(L6077),0,IF(LEN(L6077)<20,0,-LOOKUP(1,-LEFT(MID(L6077,20,6),ROW($1:$17)))))","v":0},{"$f":"IF(ISERROR(M6077),0,IF(LEN(M6077)<20,0,-LOOKUP(1,-LEFT(MID(M6077,20,6),ROW($1:$17)))))","v":0},{"$f":"IF(ISERROR(N6077),0,IF(LEN(N6077)<20,0,-LOOKUP(1,-LEFT(MID(N6077,20,6),ROW($1:$17)))))","v":0},{"$f":"IF(ISERROR(O6077),0,IF(LEN(O6077)<20,0,-LOOKUP(1,-LEFT(MID(O6077,20,6),ROW($1:$17)))))","v":0},{"$f":"IF(ISERROR(P6077),0,IF(LEN(P6077)<20,0,-LOOKUP(1,-LEFT(MID(P6077,20,6),ROW($1:$17)))))","v":0},{"$f":"IF(ISERROR(Q6077),0,IF(LEN(Q6077)<20,0,-LOOKUP(1,-LEFT(MID(Q6077,20,6),ROW($1:$17)))))","v":0},{"$f":"IF(ISERROR(R6077),0,IF(LEN(R6077)<20,0,-LOOKUP(1,-LEFT(MID(R6077,20,6),ROW($1:$17)))))","v":0},{"$f":"IF(ISERROR(S6077),0,IF(LEN(S6077)<20,0,-LOOKUP(1,-LEFT(MID(S6077,20,6),ROW($1:$17)))))","v":0},{"$f":"IF(ISERROR(T6077),0,IF(LEN(T6077)<20,0,-LOOKUP(1,-LEFT(MID(T6077,20,6),ROW($1:$17)))))","v":0},{"$f":"IF(ISERROR(U6077),0,IF(LEN(U6077)<20,0,-LOOKUP(1,-LEFT(MID(U6077,20,6),ROW($1:$17)))))","v":0},{"$f":"IF(ISERROR(V6077),0,IF(LEN(V6077)<20,0,-LOOKUP(1,-LEFT(MID(V6077,20,6),ROW($1:$17)))))","v":0},{"$f":"IF(ISERROR(W6077),0,IF(LEN(W6077)<20,0,-LOOKUP(1,-LEFT(MID(W6077,20,6),ROW($1:$17)))))","v":0},{"$f":"IF(ISERROR(X6077),0,IF(LEN(X6077)<20,0,-LOOKUP(1,-LEFT(MID(X6077,20,6),ROW($1:$17)))))","v":0},{"$f":"IF(ISERROR(Y6077),0,IF(LEN(Y6077)<20,0,-LOOKUP(1,-LEFT(MID(Y6077,20,6),ROW($1:$17)))))","v":0},{"$f":"IF(ISERROR(Z6077),0,IF(LEN(Z6077)<20,0,-LOOKUP(1,-LEFT(MID(Z6077,20,6),ROW($1:$17)))))","v":0},{"$f":"IF(ISERROR(AA6077),0,IF(LEN(AA6077)<20,0,-LOOKUP(1,-LEFT(MID(AA6077,20,6),ROW($1:$17)))))","v":0},{"$f":"IF(ISERROR(AB6077),0,IF(LEN(AB6077)<20,0,-LOOKUP(1,-LEFT(MID(AB6077,20,6),ROW($1:$17)))))","v":0},{"$f":"IF(ISERROR(AC6077),0,IF(LEN(AC6077)<20,0,-LOOKUP(1,-LEFT(MID(AC6077,20,6),ROW($1:$17)))))","v":0},{"$f":"IF(ISERROR(AD6077),0,IF(LEN(AD6077)<20,0,-LOOKUP(1,-LEFT(MID(AD6077,20,6),ROW($1:$17)))))","v":0},{"$f":"IF(ISERROR(AE6077),0,IF(LEN(AE6077)<20,0,-LOOKUP(1,-LEFT(MID(AE6077,20,6),ROW($1:$17)))))","v":0},{"$f":"IF(ISERROR(AF6077),0,IF(LEN(AF6077)<20,0,-LOOKUP(1,-LEFT(MID(AF6077,20,6),ROW($1:$17)))))","v":0},{"$f":"IF(ISERROR(AG6077),0,IF(LEN(AG6077)<20,0,-LOOKUP(1,-LEFT(MID(AG6077,20,6),ROW($1:$17)))))","v":0},{"$f":"IF(ISERROR(AH6077),0,IF(LEN(AH6077)<20,0,-LOOKUP(1,-LEFT(MID(AH6077,20,6),ROW($1:$17)))))","v":0},{"$f":"IF(ISERROR(AI6077),0,IF(LEN(AI6077)<20,0,-LOOKUP(1,-LEFT(MID(AI6077,20,6),ROW($1:$17)))))","v":0},{"$f":"IF(ISERROR(AJ6077),0,IF(LEN(AJ6077)<20,0,-LOOKUP(1,-LEFT(MID(AJ6077,20,6),ROW($1:$17)))))","v":0},{"$f":"IF(ISERROR(AK6077),0,IF(LEN(AK6077)<20,0,-LOOKUP(1,-LEFT(MID(AK6077,20,6),ROW($1:$17)))))","v":0},{"$f":"IF(ISERROR(AL6077),0,IF(LEN(AL6077)<20,0,-LOOKUP(1,-LEFT(MID(AL6077,20,6),ROW($1:$17)))))","v":0},{"$f":"IF(ISERROR(AM6077),0,IF(LEN(AM6077)<20,0,-LOOKUP(1,-LEFT(MID(AM6077,20,6),ROW($1:$17)))))","v":0},{"$f":"IF(ISERROR(AN6077),0,IF(LEN(AN6077)<20,0,-LOOKUP(1,-LEFT(MID(AN6077,20,6),ROW($1:$17)))))","v":0},{"$f":"IF(ISERROR(AO6077),0,IF(LEN(AO6077)<20,0,-LOOKUP(1,-LEFT(MID(AO6077,20,6),ROW($1:$17)))))","v":0},{"$f":"IF(ISERROR(AP6077),0,IF(LEN(AP6077)<20,0,-LOOKUP(1,-LEFT(MID(AP6077,20,6),ROW($1:$17)))))","v":0},{"$f":"IF(ISERROR(AQ6077),0,IF(LEN(AQ6077)<20,0,-LOOKUP(1,-LEFT(MID(AQ6077,20,6),ROW($1:$17)))))","v":0},{"$f":"IF(ISERROR(AR6077),0,IF(LEN(AR6077)<20,0,-LOOKUP(1,-LEFT(MID(AR6077,20,6),ROW($1:$17)))))","v":0},{"$f":"IF(ISERROR(AS6077),0,IF(LEN(AS6077)<20,0,-LOOKUP(1,-LEFT(MID(AS6077,20,6),ROW($1:$17)))))","v":0},{"$f":"IF(ISERROR(AT6077),0,IF(LEN(AT6077)<20,0,-LOOKUP(1,-LEFT(MID(AT6077,20,6),ROW($1:$17)))))","v":0},{"$f":"IF(ISERROR(AU6077),0,IF(LEN(AU6077)<20,0,-LOOKUP(1,-LEFT(MID(AU6077,20,6),ROW($1:$17)))))","v":0},{"$f":"IF(ISERROR(AV6077),0,IF(LEN(AV6077)<20,0,-LOOKUP(1,-LEFT(MID(AV6077,20,6),ROW($1:$17)))))","v":0},{"$f":"IF(ISERROR(AW6077),0,IF(LEN(AW6077)<20,0,-LOOKUP(1,-LEFT(MID(AW6077,20,6),ROW($1:$17)))))","v":0},{"$f":"IF(ISERROR(AX6077),0,IF(LEN(AX6077)<20,0,-LOOKUP(1,-LEFT(MID(AX6077,20,6),ROW($1:$17)))))","v":0},{"$f":"IF(ISERROR(AY6077),0,IF(LEN(AY6077)<20,0,-LOOKUP(1,-LEFT(MID(AY6077,20,6),ROW($1:$17)))))","v":0},{"$f":"IF(ISERROR(AZ6077),0,IF(LEN(AZ6077)<20,0,-LOOKUP(1,-LEFT(MID(AZ6077,20,6),ROW($1:$17)))))","v":0},{"$f":"IF(ISERROR(BA6077),0,IF(LEN(BA6077)<20,0,-LOOKUP(1,-LEFT(MID(BA6077,20,6),ROW($1:$17)))))","v":0},{"$f":"IF(ISERROR(BB6077),0,IF(LEN(BB6077)<20,0,-LOOKUP(1,-LEFT(MID(BB6077,20,6),ROW($1:$17)))))","v":0},{"$f":"IF(ISERROR(BC6077),0,IF(LEN(BC6077)<20,0,-LOOKUP(1,-LEFT(MID(BC6077,20,6),ROW($1:$17)))))","v":0},{"$f":"IF(ISERROR(BD6077),0,IF(LEN(BD6077)<20,0,-LOOKUP(1,-LEFT(MID(BD6077,20,6),ROW($1:$17)))))","v":0},{"$f":"IF(ISERROR(BE6077),0,IF(LEN(BE6077)<20,0,-LOOKUP(1,-LEFT(MID(BE6077,20,6),ROW($1:$17)))))","v":0},{"$f":"IF(ISERROR(BF6077),0,IF(LEN(BF6077)<20,0,-LOOKUP(1,-LEFT(MID(BF6077,20,6),ROW($1:$17)))))","v":0},{"$f":"IF(ISERROR(BG6077),0,IF(LEN(BG6077)<20,0,-LOOKUP(1,-LEFT(MID(BG6077,20,6),ROW($1:$17)))))","v":0},{"$f":"IF(ISERROR(BH6077),0,IF(LEN(BH6077)<20,0,-LOOKUP(1,-LEFT(MID(BH6077,20,6),ROW($1:$17)))))","v":0},{"$f":"IF(ISERROR(BI6077),0,IF(LEN(BI6077)<20,0,-LOOKUP(1,-LEFT(MID(BI6077,20,6),ROW($1:$17)))))","v":0},{"$f":"IF(ISERROR(BJ6077),0,IF(LEN(BJ6077)<20,0,-LOOKUP(1,-LEFT(MID(BJ6077,20,6),ROW($1:$17)))))","v":0},{"$f":"IF(ISERROR(BK6077),0,IF(LEN(BK6077)<20,0,-LOOKUP(1,-LEFT(MID(BK6077,20,6),ROW($1:$17)))))","v":0},{"$f":"IF(ISERROR(BL6077),0,IF(LEN(BL6077)<20,0,-LOOKUP(1,-LEFT(MID(BL6077,20,6),ROW($1:$17)))))","v":0},{"$f":"IF(ISERROR(BM6077),0,IF(LEN(BM6077)<20,0,-LOOKUP(1,-LEFT(MID(BM6077,20,6),ROW($1:$17)))))","v":0},{"$f":"IF(ISERROR(BN6077),0,IF(LEN(BN6077)<20,0,-LOOKUP(1,-LEFT(MID(BN6077,20,6),ROW($1:$17)))))","v":0},{"$f":"IF(ISERROR(BO6077),0,IF(LEN(BO6077)<20,0,-LOOKUP(1,-LEFT(MID(BO6077,20,6),ROW($1:$17)))))","v":0},{"$f":"IF(ISERROR(BP6077),0,IF(LEN(BP6077)<20,0,-LOOKUP(1,-LEFT(MID(BP6077,20,6),ROW($1:$17)))))","v":0},{"$f":"IF(ISERROR(BQ6077),0,IF(LEN(BQ6077)<20,0,-LOOKUP(1,-LEFT(MID(BQ6077,20,6),ROW($1:$17)))))","v":0},{"$f":"IF(ISERROR(BR6077),0,IF(LEN(BR6077)<20,0,-LOOKUP(1,-LEFT(MID(BR6077,20,6),ROW($1:$17)))))","v":0},{"$f":"IF(ISERROR(BS6077),0,IF(LEN(BS6077)<20,0,-LOOKUP(1,-LEFT(MID(BS6077,20,6),ROW($1:$17)))))","v":0},{"$f":"IF(ISERROR(BT6077),0,IF(LEN(BT6077)<20,0,-LOOKUP(1,-LEFT(MID(BT6077,20,6),ROW($1:$17)))))","v":0},{"$f":"IF(ISERROR(BU6077),0,IF(LEN(BU6077)<20,0,-LOOKUP(1,-LEFT(MID(BU6077,20,6),ROW($1:$17)))))","v":0},{"$f":"IF(ISERROR(BV6077),0,IF(LEN(BV6077)<20,0,-LOOKUP(1,-LEFT(MID(BV6077,20,6),ROW($1:$17)))))","v":0},{"$f":"IF(ISERROR(BW6077),0,IF(LEN(BW6077)<20,0,-LOOKUP(1,-LEFT(MID(BW6077,20,6),ROW($1:$17)))))","v":0},{"$f":"IF(ISERROR(BX6077),0,IF(LEN(BX6077)<20,0,-LOOKUP(1,-LEFT(MID(BX6077,20,6),ROW($1:$17)))))","v":0},{"$f":"IF(ISERROR(BY6077),0,IF(LEN(BY6077)<20,0,-LOOKUP(1,-LEFT(MID(BY6077,20,6),ROW($1:$17)))))","v":0},{"$f":"IF(ISERROR(BZ6077),0,IF(LEN(BZ6077)<20,0,-LOOKUP(1,-LEFT(MID(BZ6077,20,6),ROW($1:$17)))))","v":0},{"$f":"IF(ISERROR(CA6077),0,IF(LEN(CA6077)<20,0,-LOOKUP(1,-LEFT(MID(CA6077,20,6),ROW($1:$17)))))","v":0},{"$f":"IF(ISERROR(CB6077),0,IF(LEN(CB6077)<20,0,-LOOKUP(1,-LEFT(MID(CB6077,20,6),ROW($1:$17)))))","v":0},{"$f":"IF(ISERROR(CC6077),0,IF(LEN(CC6077)<20,0,-LOOKUP(1,-LEFT(MID(CC6077,20,6),ROW($1:$17)))))","v":0},{"$f":"IF(ISERROR(CD6077),0,IF(LEN(CD6077)<20,0,-LOOKUP(1,-LEFT(MID(CD6077,20,6),ROW($1:$17)))))","v":0},{"$f":"IF(ISERROR(CE6077),0,IF(LEN(CE6077)<20,0,-LOOKUP(1,-LEFT(MID(CE6077,20,6),ROW($1:$17)))))","v":0},{"$f":"IF(ISERROR(CF6077),0,IF(LEN(CF6077)<20,0,-LOOKUP(1,-LEFT(MID(CF6077,20,6),ROW($1:$17)))))","v":0},{"$f":"IF(ISERROR(CG6077),0,IF(LEN(CG6077)<20,0,-LOOKUP(1,-LEFT(MID(CG6077,20,6),ROW($1:$17)))))","v":0},{"$f":"IF(ISERROR(CH6077),0,IF(LEN(CH6077)<20,0,-LOOKUP(1,-LEFT(MID(CH6077,20,6),ROW($1:$17)))))","v":0},{"$f":"IF(ISERROR(CI6077),0,IF(LEN(CI6077)<20,0,-LOOKUP(1,-LEFT(MID(CI6077,20,6),ROW($1:$17)))))","v":0},{"$f":"IF(ISERROR(CJ6077),0,IF(LEN(CJ6077)<20,0,-LOOKUP(1,-LEFT(MID(CJ6077,20,6),ROW($1:$17)))))","v":0},{"$f":"IF(ISERROR(CK6077),0,IF(LEN(CK6077)<20,0,-LOOKUP(1,-LEFT(MID(CK6077,20,6),ROW($1:$17)))))","v":0},{"$f":"IF(ISERROR(CL6077),0,IF(LEN(CL6077)<20,0,-LOOKUP(1,-LEFT(MID(CL6077,20,6),ROW($1:$17)))))","v":0},{"$f":"IF(ISERROR(CM6077),0,IF(LEN(CM6077)<20,0,-LOOKUP(1,-LEFT(MID(CM6077,20,6),ROW($1:$17)))))","v":0},{"$f":"IF(ISERROR(CN6077),0,IF(LEN(CN6077)<20,0,-LOOKUP(1,-LEFT(MID(CN6077,20,6),ROW($1:$17)))))","v":0},{"$f":"IF(ISERROR(CO6077),0,IF(LEN(CO6077)<20,0,-LOOKUP(1,-LEFT(MID(CO6077,20,6),ROW($1:$17)))))","v":0},{"$f":"IF(ISERROR(CP6077),0,IF(LEN(CP6077)<20,0,-LOOKUP(1,-LEFT(MID(CP6077,20,6),ROW($1:$17)))))","v":0},{"$f":"IF(ISERROR(CQ6077),0,IF(LEN(CQ6077)<20,0,-LOOKUP(1,-LEFT(MID(CQ6077,20,6),ROW($1:$17)))))","v":0},{"$f":"IF(ISERROR(CR6077),0,IF(LEN(CR6077)<20,0,-LOOKUP(1,-LEFT(MID(CR6077,20,6),ROW($1:$17)))))","v":0},{"$f":"IF(ISERROR(CS6077),0,IF(LEN(CS6077)<20,0,-LOOKUP(1,-LEFT(MID(CS6077,20,6),ROW($1:$17)))))","v":0},{"$f":"IF(ISERROR(CT6077),0,IF(LEN(CT6077)<20,0,-LOOKUP(1,-LEFT(MID(CT6077,20,6),ROW($1:$17)))))","v":0},{"$f":"IF(ISERROR(CU6077),0,IF(LEN(CU6077)<20,0,-LOOKUP(1,-LEFT(MID(CU6077,20,6),ROW($1:$17)))))","v":0},{"$f":"IF(ISERROR(CV6077),0,IF(LEN(CV6077)<20,0,-LOOKUP(1,-LEFT(MID(CV6077,20,6),ROW($1:$17)))))","v":0},{"$f":"IF(ISERROR(CW6077),0,IF(LEN(CW6077)<20,0,-LOOKUP(1,-LEFT(MID(CW6077,20,6),ROW($1:$17)))))","v":0},{"$f":"IF(ISERROR(CX6077),0,IF(LEN(CX6077)<20,0,-LOOKUP(1,-LEFT(MID(CX6077,20,6),ROW($1:$17)))))","v":0},{"$f":"IF(ISERROR(CY6077),0,IF(LEN(CY6077)<20,0,-LOOKUP(1,-LEFT(MID(CY6077,20,6),ROW($1:$17)))))","v":0},{"$f":"IF(ISERROR(CZ6077),0,IF(LEN(CZ6077)<20,0,-LOOKUP(1,-LEFT(MID(CZ6077,20,6),ROW($1:$17)))))","v":0},{"$f":"IF(ISERROR(DA6077),0,IF(LEN(DA6077)<20,0,-LOOKUP(1,-LEFT(MID(DA6077,20,6),ROW($1:$17)))))","v":0},{"$f":"IF(ISERROR(DB6077),0,IF(LEN(DB6077)<20,0,-LOOKUP(1,-LEFT(MID(DB6077,20,6),ROW($1:$17)))))","v":0},{"$f":"IF(ISERROR(DC6077),0,IF(LEN(DC6077)<20,0,-LOOKUP(1,-LEFT(MID(DC6077,20,6),ROW($1:$17)))))","v":0},{"$f":"IF(ISERROR(DD6077),0,IF(LEN(DD6077)<20,0,-LOOKUP(1,-LEFT(MID(DD6077,20,6),ROW($1:$17)))))","v":0},{"$f":"IF(ISERROR(DE6077),0,IF(LEN(DE6077)<20,0,-LOOKUP(1,-LEFT(MID(DE6077,20,6),ROW($1:$17)))))","v":0},{"$f":"IF(ISERROR(DF6077),0,IF(LEN(DF6077)<20,0,-LOOKUP(1,-LEFT(MID(DF6077,20,6),ROW($1:$17)))))","v":0},{"$f":"IF(ISERROR(DG6077),0,IF(LEN(DG6077)<20,0,-LOOKUP(1,-LEFT(MID(DG6077,20,6),ROW($1:$17)))))","v":0},{"$f":"IF(ISERROR(DH6077),0,IF(LEN(DH6077)<20,0,-LOOKUP(1,-LEFT(MID(DH6077,20,6),ROW($1:$17)))))","v":0},{"$f":"IF(ISERROR(DI6077),0,IF(LEN(DI6077)<20,0,-LOOKUP(1,-LEFT(MID(DI6077,20,6),ROW($1:$17)))))","v":0},{"$f":"IF(ISERROR(DJ6077),0,IF(LEN(DJ6077)<20,0,-LOOKUP(1,-LEFT(MID(DJ6077,20,6),ROW($1:$17)))))","v":0},{"$f":"IF(ISERROR(DK6077),0,IF(LEN(DK6077)<20,0,-LOOKUP(1,-LEFT(MID(DK6077,20,6),ROW($1:$17)))))","v":0},{"$f":"IF(ISERROR(DL6077),0,IF(LEN(DL6077)<20,0,-LOOKUP(1,-LEFT(MID(DL6077,20,6),ROW($1:$17)))))","v":0},{"$f":"IF(ISERROR(DM6077),0,IF(LEN(DM6077)<20,0,-LOOKUP(1,-LEFT(MID(DM6077,20,6),ROW($1:$17)))))","v":0},{"$f":"IF(ISERROR(DN6077),0,IF(LEN(DN6077)<20,0,-LOOKUP(1,-LEFT(MID(DN6077,20,6),ROW($1:$17)))))","v":0},{"$f":"IF(ISERROR(DO6077),0,IF(LEN(DO6077)<20,0,-LOOKUP(1,-LEFT(MID(DO6077,20,6),ROW($1:$17)))))","v":0},{"$f":"IF(ISERROR(DP6077),0,IF(LEN(DP6077)<20,0,-LOOKUP(1,-LEFT(MID(DP6077,20,6),ROW($1:$17)))))","v":0},{"$f":"IF(ISERROR(DQ6077),0,IF(LEN(DQ6077)<20,0,-LOOKUP(1,-LEFT(MID(DQ6077,20,6),ROW($1:$17)))))","v":0},{"$f":"IF(ISERROR(DR6077),0,IF(LEN(DR6077)<20,0,-LOOKUP(1,-LEFT(MID(DR6077,20,6),ROW($1:$17)))))","v":0},{"$f":"IF(ISERROR(DS6077),0,IF(LEN(DS6077)<20,0,-LOOKUP(1,-LEFT(MID(DS6077,20,6),ROW($1:$17)))))","v":0},{"$f":"IF(ISERROR(DT6077),0,IF(LEN(DT6077)<20,0,-LOOKUP(1,-LEFT(MID(DT6077,20,6),ROW($1:$17)))))","v":0},{"$f":"IF(ISERROR(DU6077),0,IF(LEN(DU6077)<20,0,-LOOKUP(1,-LEFT(MID(DU6077,20,6),ROW($1:$17)))))","v":0},{"$f":"IF(ISERROR(DV6077),0,IF(LEN(DV6077)<20,0,-LOOKUP(1,-LEFT(MID(DV6077,20,6),ROW($1:$17)))))","v":0},{"$f":"IF(ISERROR(DW6077),0,IF(LEN(DW6077)<20,0,-LOOKUP(1,-LEFT(MID(DW6077,20,6),ROW($1:$17)))))","v":0},{"$f":"IF(ISERROR(DX6077),0,IF(LEN(DX6077)<20,0,-LOOKUP(1,-LEFT(MID(DX6077,20,6),ROW($1:$17)))))","v":0},{"$f":"IF(ISERROR(DY6077),0,IF(LEN(DY6077)<20,0,-LOOKUP(1,-LEFT(MID(DY6077,20,6),ROW($1:$17)))))","v":0},{"$f":"IF(ISERROR(DZ6077),0,IF(LEN(DZ6077)<20,0,-LOOKUP(1,-LEFT(MID(DZ6077,20,6),ROW($1:$17)))))","v":0},{"$f":"IF(ISERROR(EA6077),0,IF(LEN(EA6077)<20,0,-LOOKUP(1,-LEFT(MID(EA6077,20,6),ROW($1:$17)))))","v":0},{"$f":"IF(ISERROR(EB6077),0,IF(LEN(EB6077)<20,0,-LOOKUP(1,-LEFT(MID(EB6077,20,6),ROW($1:$17)))))","v":0},{"$f":"IF(ISERROR(EC6077),0,IF(LEN(EC6077)<20,0,-LOOKUP(1,-LEFT(MID(EC6077,20,6),ROW($1:$17)))))","v":0},{"$f":"IF(ISERROR(ED6077),0,IF(LEN(ED6077)<20,0,-LOOKUP(1,-LEFT(MID(ED6077,20,6),ROW($1:$17)))))","v":0},{"$f":"IF(ISERROR(EE6077),0,IF(LEN(EE6077)<20,0,-LOOKUP(1,-LEFT(MID(EE6077,20,6),ROW($1:$17)))))","v":0},{"$f":"IF(ISERROR(EF6077),0,IF(LEN(EF6077)<20,0,-LOOKUP(1,-LEFT(MID(EF6077,20,6),ROW($1:$17)))))","v":0},{"$f":"IF(ISERROR(EG6077),0,IF(LEN(EG6077)<20,0,-LOOKUP(1,-LEFT(MID(EG6077,20,6),ROW($1:$17)))))","v":0},{"$f":"IF(ISERROR(EH6077),0,IF(LEN(EH6077)<20,0,-LOOKUP(1,-LEFT(MID(EH6077,20,6),ROW($1:$17)))))","v":0},{"$f":"IF(ISERROR(EI6077),0,IF(LEN(EI6077)<20,0,-LOOKUP(1,-LEFT(MID(EI6077,20,6),ROW($1:$17)))))","v":0},{"$f":"IF(ISERROR(EJ6077),0,IF(LEN(EJ6077)<20,0,-LOOKUP(1,-LEFT(MID(EJ6077,20,6),ROW($1:$17)))))","v":0},{"$f":"IF(ISERROR(EK6077),0,IF(LEN(EK6077)<20,0,-LOOKUP(1,-LEFT(MID(EK6077,20,6),ROW($1:$17)))))","v":0},{"$f":"IF(ISERROR(EL6077),0,IF(LEN(EL6077)<20,0,-LOOKUP(1,-LEFT(MID(EL6077,20,6),ROW($1:$17)))))","v":0},{"$f":"IF(ISERROR(EM6077),0,IF(LEN(EM6077)<20,0,-LOOKUP(1,-LEFT(MID(EM6077,20,6),ROW($1:$17)))))","v":0},{"$f":"IF(ISERROR(EN6077),0,IF(LEN(EN6077)<20,0,-LOOKUP(1,-LEFT(MID(EN6077,20,6),ROW($1:$17)))))","v":0},{"$f":"IF(ISERROR(EO6077),0,IF(LEN(EO6077)<20,0,-LOOKUP(1,-LEFT(MID(EO6077,20,6),ROW($1:$17)))))","v":0},{"$f":"IF(ISERROR(EP6077),0,IF(LEN(EP6077)<20,0,-LOOKUP(1,-LEFT(MID(EP6077,20,6),ROW($1:$17)))))","v":0},{"$f":"IF(ISERROR(EQ6077),0,IF(LEN(EQ6077)<20,0,-LOOKUP(1,-LEFT(MID(EQ6077,20,6),ROW($1:$17)))))","v":0},{"$f":"IF(ISERROR(ER6077),0,IF(LEN(ER6077)<20,0,-LOOKUP(1,-LEFT(MID(ER6077,20,6),ROW($1:$17)))))","v":0},{"$f":"IF(ISERROR(ES6077),0,IF(LEN(ES6077)<20,0,-LOOKUP(1,-LEFT(MID(ES6077,20,6),ROW($1:$17)))))","v":0},{"$f":"IF(ISERROR(ET6077),0,IF(LEN(ET6077)<20,0,-LOOKUP(1,-LEFT(MID(ET6077,20,6),ROW($1:$17)))))","v":0},{"$f":"IF(ISERROR(EU6077),0,IF(LEN(EU6077)<20,0,-LOOKUP(1,-LEFT(MID(EU6077,20,6),ROW($1:$17)))))","v":0},{"$f":"IF(ISERROR(EV6077),0,IF(LEN(EV6077)<20,0,-LOOKUP(1,-LEFT(MID(EV6077,20,6),ROW($1:$17)))))","v":0},{"$f":"IF(ISERROR(EW6077),0,IF(LEN(EW6077)<20,0,-LOOKUP(1,-LEFT(MID(EW6077,20,6),ROW($1:$17)))))","v":0},{"$f":"IF(ISERROR(EX6077),0,IF(LEN(EX6077)<20,0,-LOOKUP(1,-LEFT(MID(EX6077,20,6),ROW($1:$17)))))","v":0},{"$f":"IF(ISERROR(EY6077),0,IF(LEN(EY6077)<20,0,-LOOKUP(1,-LEFT(MID(EY6077,20,6),ROW($1:$17)))))","v":0},{"$f":"IF(ISERROR(EZ6077),0,IF(LEN(EZ6077)<20,0,-LOOKUP(1,-LEFT(MID(EZ6077,20,6),ROW($1:$17)))))","v":0},{"$f":"IF(ISERROR(FA6077),0,IF(LEN(FA6077)<20,0,-LOOKUP(1,-LEFT(MID(FA6077,20,6),ROW($1:$17)))))","v":0},{"$f":"IF(ISERROR(FB6077),0,IF(LEN(FB6077)<20,0,-LOOKUP(1,-LEFT(MID(FB6077,20,6),ROW($1:$17)))))","v":0},{"$f":"IF(ISERROR(FC6077),0,IF(LEN(FC6077)<20,0,-LOOKUP(1,-LEFT(MID(FC6077,20,6),ROW($1:$17)))))","v":0},{"$f":"IF(ISERROR(FD6077),0,IF(LEN(FD6077)<20,0,-LOOKUP(1,-LEFT(MID(FD6077,20,6),ROW($1:$17)))))","v":0},{"$f":"IF(ISERROR(FE6077),0,IF(LEN(FE6077)<20,0,-LOOKUP(1,-LEFT(MID(FE6077,20,6),ROW($1:$17)))))","v":0},{"$f":"IF(ISERROR(FF6077),0,IF(LEN(FF6077)<20,0,-LOOKUP(1,-LEFT(MID(FF6077,20,6),ROW($1:$17)))))","v":0},{"$f":"IF(ISERROR(FG6077),0,IF(LEN(FG6077)<20,0,-LOOKUP(1,-LEFT(MID(FG6077,20,6),ROW($1:$17)))))","v":0},{"$f":"IF(ISERROR(FH6077),0,IF(LEN(FH6077)<20,0,-LOOKUP(1,-LEFT(MID(FH6077,20,6),ROW($1:$17)))))","v":0},{"$f":"IF(ISERROR(FI6077),0,IF(LEN(FI6077)<20,0,-LOOKUP(1,-LEFT(MID(FI6077,20,6),ROW($1:$17)))))","v":0},{"$f":"IF(ISERROR(FJ6077),0,IF(LEN(FJ6077)<20,0,-LOOKUP(1,-LEFT(MID(FJ6077,20,6),ROW($1:$17)))))","v":0},{"$f":"IF(ISERROR(FK6077),0,IF(LEN(FK6077)<20,0,-LOOKUP(1,-LEFT(MID(FK6077,20,6),ROW($1:$17)))))","v":0},{"$f":"IF(ISERROR(FL6077),0,IF(LEN(FL6077)<20,0,-LOOKUP(1,-LEFT(MID(FL6077,20,6),ROW($1:$17)))))","v":0},{"$f":"IF(ISERROR(FM6077),0,IF(LEN(FM6077)<20,0,-LOOKUP(1,-LEFT(MID(FM6077,20,6),ROW($1:$17)))))","v":0},{"$f":"IF(ISERROR(FN6077),0,IF(LEN(FN6077)<20,0,-LOOKUP(1,-LEFT(MID(FN6077,20,6),ROW($1:$17)))))","v":0},{"$f":"IF(ISERROR(FO6077),0,IF(LEN(FO6077)<20,0,-LOOKUP(1,-LEFT(MID(FO6077,20,6),ROW($1:$17)))))","v":0},{"$f":"IF(ISERROR(FP6077),0,IF(LEN(FP6077)<20,0,-LOOKUP(1,-LEFT(MID(FP6077,20,6),ROW($1:$17)))))","v":0},{"$f":"IF(ISERROR(FQ6077),0,IF(LEN(FQ6077)<20,0,-LOOKUP(1,-LEFT(MID(FQ6077,20,6),ROW($1:$17)))))","v":0},{"$f":"IF(ISERROR(FR6077),0,IF(LEN(FR6077)<20,0,-LOOKUP(1,-LEFT(MID(FR6077,20,6),ROW($1:$17)))))","v":0},{"$f":"IF(ISERROR(FS6077),0,IF(LEN(FS6077)<20,0,-LOOKUP(1,-LEFT(MID(FS6077,20,6),ROW($1:$17)))))","v":0},{"$f":"IF(ISERROR(FT6077),0,IF(LEN(FT6077)<20,0,-LOOKUP(1,-LEFT(MID(FT6077,20,6),ROW($1:$17)))))","v":0},{"$f":"IF(ISERROR(FU6077),0,IF(LEN(FU6077)<20,0,-LOOKUP(1,-LEFT(MID(FU6077,20,6),ROW($1:$17)))))","v":0},{"$f":"IF(ISERROR(FV6077),0,IF(LEN(FV6077)<20,0,-LOOKUP(1,-LEFT(MID(FV6077,20,6),ROW($1:$17)))))","v":0},{"$f":"IF(ISERROR(FW6077),0,IF(LEN(FW6077)<20,0,-LOOKUP(1,-LEFT(MID(FW6077,20,6),ROW($1:$17)))))","v":0},{"$f":"IF(ISERROR(FX6077),0,IF(LEN(FX6077)<20,0,-LOOKUP(1,-LEFT(MID(FX6077,20,6),ROW($1:$17)))))","v":0},{"$f":"IF(ISERROR(FY6077),0,IF(LEN(FY6077)<20,0,-LOOKUP(1,-LEFT(MID(FY6077,20,6),ROW($1:$17)))))","v":0},{"$f":"IF(ISERROR(FZ6077),0,IF(LEN(FZ6077)<20,0,-LOOKUP(1,-LEFT(MID(FZ6077,20,6),ROW($1:$17)))))","v":0},{"$f":"IF(ISERROR(GA6077),0,IF(LEN(GA6077)<20,0,-LOOKUP(1,-LEFT(MID(GA6077,20,6),ROW($1:$17)))))","v":0},{"$f":"IF(ISERROR(GB6077),0,IF(LEN(GB6077)<20,0,-LOOKUP(1,-LEFT(MID(GB6077,20,6),ROW($1:$17)))))","v":0},{"$f":"IF(ISERROR(GC6077),0,IF(LEN(GC6077)<20,0,-LOOKUP(1,-LEFT(MID(GC6077,20,6),ROW($1:$17)))))","v":0},{"$f":"IF(ISERROR(GD6077),0,IF(LEN(GD6077)<20,0,-LOOKUP(1,-LEFT(MID(GD6077,20,6),ROW($1:$17)))))","v":0},{"$f":"IF(ISERROR(GE6077),0,IF(LEN(GE6077)<20,0,-LOOKUP(1,-LEFT(MID(GE6077,20,6),ROW($1:$17)))))","v":0},{"$f":"IF(ISERROR(GF6077),0,IF(LEN(GF6077)<20,0,-LOOKUP(1,-LEFT(MID(GF6077,20,6),ROW($1:$17)))))","v":0},{"$f":"IF(ISERROR(GG6077),0,IF(LEN(GG6077)<20,0,-LOOKUP(1,-LEFT(MID(GG6077,20,6),ROW($1:$17)))))","v":0},{"$f":"IF(ISERROR(GH6077),0,IF(LEN(GH6077)<20,0,-LOOKUP(1,-LEFT(MID(GH6077,20,6),ROW($1:$17)))))","v":0},{"$f":"IF(ISERROR(GI6077),0,IF(LEN(GI6077)<20,0,-LOOKUP(1,-LEFT(MID(GI6077,20,6),ROW($1:$17)))))","v":0},{"$f":"IF(ISERROR(GJ6077),0,IF(LEN(GJ6077)<20,0,-LOOKUP(1,-LEFT(MID(GJ6077,20,6),ROW($1:$17)))))","v":0},{"$f":"IF(ISERROR(GK6077),0,IF(LEN(GK6077)<20,0,-LOOKUP(1,-LEFT(MID(GK6077,20,6),ROW($1:$17)))))","v":0},{"$f":"IF(ISERROR(GL6077),0,IF(LEN(GL6077)<20,0,-LOOKUP(1,-LEFT(MID(GL6077,20,6),ROW($1:$17)))))","v":0},{"$f":"IF(ISERROR(GM6077),0,IF(LEN(GM6077)<20,0,-LOOKUP(1,-LEFT(MID(GM6077,20,6),ROW($1:$17)))))","v":0},{"$f":"IF(ISERROR(GN6077),0,IF(LEN(GN6077)<20,0,-LOOKUP(1,-LEFT(MID(GN6077,20,6),ROW($1:$17)))))","v":0},{"$f":"IF(ISERROR(GO6077),0,IF(LEN(GO6077)<20,0,-LOOKUP(1,-LEFT(MID(GO6077,20,6),ROW($1:$17)))))","v":0},{"$f":"IF(ISERROR(GP6077),0,IF(LEN(GP6077)<20,0,-LOOKUP(1,-LEFT(MID(GP6077,20,6),ROW($1:$17)))))","v":0},{"$f":"IF(ISERROR(GQ6077),0,IF(LEN(GQ6077)<20,0,-LOOKUP(1,-LEFT(MID(GQ6077,20,6),ROW($1:$17)))))","v":0},{"$f":"IF(ISERROR(GR6077),0,IF(LEN(GR6077)<20,0,-LOOKUP(1,-LEFT(MID(GR6077,20,6),ROW($1:$17)))))","v":0},{"$f":"IF(ISERROR(GS6077),0,IF(LEN(GS6077)<20,0,-LOOKUP(1,-LEFT(MID(GS6077,20,6),ROW($1:$17)))))","v":0},{"$f":"IF(ISERROR(GT6077),0,IF(LEN(GT6077)<20,0,-LOOKUP(1,-LEFT(MID(GT6077,20,6),ROW($1:$17)))))","v":0},{"$f":"IF(ISERROR(GU6077),0,IF(LEN(GU6077)<20,0,-LOOKUP(1,-LEFT(MID(GU6077,20,6),ROW($1:$17)))))","v":0},{"$f":"IF(ISERROR(GV6077),0,IF(LEN(GV6077)<20,0,-LOOKUP(1,-LEFT(MID(GV6077,20,6),ROW($1:$17)))))","v":0},{"$f":"IF(ISERROR(GW6077),0,IF(LEN(GW6077)<20,0,-LOOKUP(1,-LEFT(MID(GW6077,20,6),ROW($1:$17)))))","v":0},{"$f":"IF(ISERROR(GX6077),0,IF(LEN(GX6077)<20,0,-LOOKUP(1,-LEFT(MID(GX6077,20,6),ROW($1:$17)))))","v":0},{"$f":"IF(ISERROR(GY6077),0,IF(LEN(GY6077)<20,0,-LOOKUP(1,-LEFT(MID(GY6077,20,6),ROW($1:$17)))))","v":0},{"$f":"IF(ISERROR(GZ6077),0,IF(LEN(GZ6077)<20,0,-LOOKUP(1,-LEFT(MID(GZ6077,20,6),ROW($1:$17)))))","v":0},{"$f":"IF(ISERROR(HA6077),0,IF(LEN(HA6077)<20,0,-LOOKUP(1,-LEFT(MID(HA6077,20,6),ROW($1:$17)))))","v":0},{"$f":"IF(ISERROR(HB6077),0,IF(LEN(HB6077)<20,0,-LOOKUP(1,-LEFT(MID(HB6077,20,6),ROW($1:$17)))))","v":0},{"$f":"IF(ISERROR(HC6077),0,IF(LEN(HC6077)<20,0,-LOOKUP(1,-LEFT(MID(HC6077,20,6),ROW($1:$17)))))","v":0},{"$f":"IF(ISERROR(HD6077),0,IF(LEN(HD6077)<20,0,-LOOKUP(1,-LEFT(MID(HD6077,20,6),ROW($1:$17)))))","v":0},{"$f":"IF(ISERROR(HE6077),0,IF(LEN(HE6077)<20,0,-LOOKUP(1,-LEFT(MID(HE6077,20,6),ROW($1:$17)))))","v":0},{"$f":"IF(ISERROR(HF6077),0,IF(LEN(HF6077)<20,0,-LOOKUP(1,-LEFT(MID(HF6077,20,6),ROW($1:$17)))))","v":0},{"$f":"IF(ISERROR(HG6077),0,IF(LEN(HG6077)<20,0,-LOOKUP(1,-LEFT(MID(HG6077,20,6),ROW($1:$17)))))","v":0},{"$f":"IF(ISERROR(HH6077),0,IF(LEN(HH6077)<20,0,-LOOKUP(1,-LEFT(MID(HH6077,20,6),ROW($1:$17)))))","v":0},{"$f":"IF(ISERROR(HI6077),0,IF(LEN(HI6077)<20,0,-LOOKUP(1,-LEFT(MID(HI6077,20,6),ROW($1:$17)))))","v":0},{"$f":"IF(ISERROR(HJ6077),0,IF(LEN(HJ6077)<20,0,-LOOKUP(1,-LEFT(MID(HJ6077,20,6),ROW($1:$17)))))","v":0},{"$f":"IF(ISERROR(HK6077),0,IF(LEN(HK6077)<20,0,-LOOKUP(1,-LEFT(MID(HK6077,20,6),ROW($1:$17)))))","v":0},{"$f":"IF(ISERROR(HL6077),0,IF(LEN(HL6077)<20,0,-LOOKUP(1,-LEFT(MID(HL6077,20,6),ROW($1:$17)))))","v":0},{"$f":"IF(ISERROR(HM6077),0,IF(LEN(HM6077)<20,0,-LOOKUP(1,-LEFT(MID(HM6077,20,6),ROW($1:$17)))))","v":0},{"$f":"IF(ISERROR(HN6077),0,IF(LEN(HN6077)<20,0,-LOOKUP(1,-LEFT(MID(HN6077,20,6),ROW($1:$17)))))","v":0},{"$f":"IF(ISERROR(HO6077),0,IF(LEN(HO6077)<20,0,-LOOKUP(1,-LEFT(MID(HO6077,20,6),ROW($1:$17)))))","v":0},{"$f":"IF(ISERROR(HP6077),0,IF(LEN(HP6077)<20,0,-LOOKUP(1,-LEFT(MID(HP6077,20,6),ROW($1:$17)))))","v":0},{"$f":"IF(ISERROR(HQ6077),0,IF(LEN(HQ6077)<20,0,-LOOKUP(1,-LEFT(MID(HQ6077,20,6),ROW($1:$17)))))","v":0},{"$f":"IF(ISERROR(HR6077),0,IF(LEN(HR6077)<20,0,-LOOKUP(1,-LEFT(MID(HR6077,20,6),ROW($1:$17)))))","v":0},{"$f":"IF(ISERROR(HS6077),0,IF(LEN(HS6077)<20,0,-LOOKUP(1,-LEFT(MID(HS6077,20,6),ROW($1:$17)))))","v":0},{"$f":"IF(ISERROR(HT6077),0,IF(LEN(HT6077)<20,0,-LOOKUP(1,-LEFT(MID(HT6077,20,6),ROW($1:$17)))))","v":0},{"$f":"IF(ISERROR(HU6077),0,IF(LEN(HU6077)<20,0,-LOOKUP(1,-LEFT(MID(HU6077,20,6),ROW($1:$17)))))","v":0},{"$f":"IF(ISERROR(HV6077),0,IF(LEN(HV6077)<20,0,-LOOKUP(1,-LEFT(MID(HV6077,20,6),ROW($1:$17)))))","v":0},{"$f":"IF(ISERROR(HW6077),0,IF(LEN(HW6077)<20,0,-LOOKUP(1,-LEFT(MID(HW6077,20,6),ROW($1:$17)))))","v":0},{"$f":"IF(ISERROR(HX6077),0,IF(LEN(HX6077)<20,0,-LOOKUP(1,-LEFT(MID(HX6077,20,6),ROW($1:$17)))))","v":0},{"$f":"IF(ISERROR(HY6077),0,IF(LEN(HY6077)<20,0,-LOOKUP(1,-LEFT(MID(HY6077,20,6),ROW($1:$17)))))","v":0},{"$f":"IF(ISERROR(HZ6077),0,IF(LEN(HZ6077)<20,0,-LOOKUP(1,-LEFT(MID(HZ6077,20,6),ROW($1:$17)))))","v":0},{"$f":"IF(ISERROR(IA6077),0,IF(LEN(IA6077)<20,0,-LOOKUP(1,-LEFT(MID(IA6077,20,6),ROW($1:$17)))))","v":0},{"$f":"IF(ISERROR(IB6077),0,IF(LEN(IB6077)<20,0,-LOOKUP(1,-LEFT(MID(IB6077,20,6),ROW($1:$17)))))","v":0},{"$f":"IF(ISERROR(IC6077),0,IF(LEN(IC6077)<20,0,-LOOKUP(1,-LEFT(MID(IC6077,20,6),ROW($1:$17)))))","v":0},{"$f":"IF(ISERROR(ID6077),0,IF(LEN(ID6077)<20,0,-LOOKUP(1,-LEFT(MID(ID6077,20,6),ROW($1:$17)))))","v":0},{"$f":"IF(ISERROR(IE6077),0,IF(LEN(IE6077)<20,0,-LOOKUP(1,-LEFT(MID(IE6077,20,6),ROW($1:$17)))))","v":0},{"$f":"IF(ISERROR(IF6077),0,IF(LEN(IF6077)<20,0,-LOOKUP(1,-LEFT(MID(IF6077,20,6),ROW($1:$17)))))","v":0},{"$f":"IF(ISERROR(IG6077),0,IF(LEN(IG6077)<20,0,-LOOKUP(1,-LEFT(MID(IG6077,20,6),ROW($1:$17)))))","v":0},{"$f":"IF(ISERROR(IH6077),0,IF(LEN(IH6077)<20,0,-LOOKUP(1,-LEFT(MID(IH6077,20,6),ROW($1:$17)))))","v":0},{"$f":"IF(ISERROR(II6077),0,IF(LEN(II6077)<20,0,-LOOKUP(1,-LEFT(MID(II6077,20,6),ROW($1:$17)))))","v":0},{"$f":"IF(ISERROR(IJ6077),0,IF(LEN(IJ6077)<20,0,-LOOKUP(1,-LEFT(MID(IJ6077,20,6),ROW($1:$17)))))","v":0},{"$f":"IF(ISERROR(IK6077),0,IF(LEN(IK6077)<20,0,-LOOKUP(1,-LEFT(MID(IK6077,20,6),ROW($1:$17)))))","v":0},{"$f":"IF(ISERROR(IL6077),0,IF(LEN(IL6077)<20,0,-LOOKUP(1,-LEFT(MID(IL6077,20,6),ROW($1:$17)))))","v":0},{"$f":"IF(ISERROR(IM6077),0,IF(LEN(IM6077)<20,0,-LOOKUP(1,-LEFT(MID(IM6077,20,6),ROW($1:$17)))))","v":0},{"$f":"IF(ISERROR(IN6077),0,IF(LEN(IN6077)<20,0,-LOOKUP(1,-LEFT(MID(IN6077,20,6),ROW($1:$17)))))","v":0},{"$f":"IF(ISERROR(IO6077),0,IF(LEN(IO6077)<20,0,-LOOKUP(1,-LEFT(MID(IO6077,20,6),ROW($1:$17)))))","v":0},{"$f":"IF(ISERROR(IP6077),0,IF(LEN(IP6077)<20,0,-LOOKUP(1,-LEFT(MID(IP6077,20,6),ROW($1:$17)))))","v":0},{"$f":"IF(ISERROR(IQ6077),0,IF(LEN(IQ6077)<20,0,-LOOKUP(1,-LEFT(MID(IQ6077,20,6),ROW($1:$17)))))","v":0},{"$f":"IF(ISERROR(IR6077),0,IF(LEN(IR6077)<20,0,-LOOKUP(1,-LEFT(MID(IR6077,20,6),ROW($1:$17)))))","v":0},{"$f":"IF(ISERROR(IS6077),0,IF(LEN(IS6077)<20,0,-LOOKUP(1,-LEFT(MID(IS6077,20,6),ROW($1:$17)))))","v":0},{"$f":"IF(ISERROR(IT6077),0,IF(LEN(IT6077)<20,0,-LOOKUP(1,-LEFT(MID(IT6077,20,6),ROW($1:$17)))))","v":0},{"$f":"IF(ISERROR(IU6077),0,IF(LEN(IU6077)<20,0,-LOOKUP(1,-LEFT(MID(IU6077,20,6),ROW($1:$17)))))","v":0},{"$f":"IF(ISERROR(IV6077),0,IF(LEN(IV6077)<20,0,-LOOKUP(1,-LEFT(MID(IV6077,20,6),ROW($1:$17)))))","v":0},{"$f":"IF(ISERROR(IW6077),0,IF(LEN(IW6077)<20,0,-LOOKUP(1,-LEFT(MID(IW6077,20,6),ROW($1:$17)))))","v":0},{"$f":"IF(ISERROR(IX6077),0,IF(LEN(IX6077)<20,0,-LOOKUP(1,-LEFT(MID(IX6077,20,6),ROW($1:$17)))))","v":0},{"$f":"IF(ISERROR(IY6077),0,IF(LEN(IY6077)<20,0,-LOOKUP(1,-LEFT(MID(IY6077,20,6),ROW($1:$17)))))","v":0},{"$f":"IF(ISERROR(IZ6077),0,IF(LEN(IZ6077)<20,0,-LOOKUP(1,-LEFT(MID(IZ6077,20,6),ROW($1:$17)))))","v":0},{"$f":"IF(ISERROR(JA6077),0,IF(LEN(JA6077)<20,0,-LOOKUP(1,-LEFT(MID(JA6077,20,6),ROW($1:$17)))))","v":0},{"$f":"IF(ISERROR(JB6077),0,IF(LEN(JB6077)<20,0,-LOOKUP(1,-LEFT(MID(JB6077,20,6),ROW($1:$17)))))","v":0},{"$f":"IF(ISERROR(JC6077),0,IF(LEN(JC6077)<20,0,-LOOKUP(1,-LEFT(MID(JC6077,20,6),ROW($1:$17)))))","v":0},{"$f":"IF(ISERROR(JD6077),0,IF(LEN(JD6077)<20,0,-LOOKUP(1,-LEFT(MID(JD6077,20,6),ROW($1:$17)))))","v":0},{"$f":"IF(ISERROR(JE6077),0,IF(LEN(JE6077)<20,0,-LOOKUP(1,-LEFT(MID(JE6077,20,6),ROW($1:$17)))))","v":0},{"$f":"IF(ISERROR(JF6077),0,IF(LEN(JF6077)<20,0,-LOOKUP(1,-LEFT(MID(JF6077,20,6),ROW($1:$17)))))","v":0},{"$f":"IF(ISERROR(JG6077),0,IF(LEN(JG6077)<20,0,-LOOKUP(1,-LEFT(MID(JG6077,20,6),ROW($1:$17)))))","v":0},{"$f":"IF(ISERROR(JH6077),0,IF(LEN(JH6077)<20,0,-LOOKUP(1,-LEFT(MID(JH6077,20,6),ROW($1:$17)))))","v":0},{"$f":"IF(ISERROR(JI6077),0,IF(LEN(JI6077)<20,0,-LOOKUP(1,-LEFT(MID(JI6077,20,6),ROW($1:$17)))))","v":0},{"$f":"IF(ISERROR(JJ6077),0,IF(LEN(JJ6077)<20,0,-LOOKUP(1,-LEFT(MID(JJ6077,20,6),ROW($1:$17)))))","v":0},{"$f":"IF(ISERROR(JK6077),0,IF(LEN(JK6077)<20,0,-LOOKUP(1,-LEFT(MID(JK6077,20,6),ROW($1:$17)))))","v":0},{"$f":"IF(ISERROR(JL6077),0,IF(LEN(JL6077)<20,0,-LOOKUP(1,-LEFT(MID(JL6077,20,6),ROW($1:$17)))))","v":0},{"$f":"IF(ISERROR(JM6077),0,IF(LEN(JM6077)<20,0,-LOOKUP(1,-LEFT(MID(JM6077,20,6),ROW($1:$17)))))","v":0},{"$f":"IF(ISERROR(JN6077),0,IF(LEN(JN6077)<20,0,-LOOKUP(1,-LEFT(MID(JN6077,20,6),ROW($1:$17)))))","v":0},{"$f":"IF(ISERROR(JO6077),0,IF(LEN(JO6077)<20,0,-LOOKUP(1,-LEFT(MID(JO6077,20,6),ROW($1:$17)))))","v":0},{"$f":"IF(ISERROR(JP6077),0,IF(LEN(JP6077)<20,0,-LOOKUP(1,-LEFT(MID(JP6077,20,6),ROW($1:$17)))))","v":0},{"$f":"IF(ISERROR(JQ6077),0,IF(LEN(JQ6077)<20,0,-LOOKUP(1,-LEFT(MID(JQ6077,20,6),ROW($1:$17)))))","v":0},{"$f":"IF(ISERROR(JR6077),0,IF(LEN(JR6077)<20,0,-LOOKUP(1,-LEFT(MID(JR6077,20,6),ROW($1:$17)))))","v":0},{"$f":"IF(ISERROR(JS6077),0,IF(LEN(JS6077)<20,0,-LOOKUP(1,-LEFT(MID(JS6077,20,6),ROW($1:$17)))))","v":0},{"$f":"IF(ISERROR(JT6077),0,IF(LEN(JT6077)<20,0,-LOOKUP(1,-LEFT(MID(JT6077,20,6),ROW($1:$17)))))","v":0},{"$f":"IF(ISERROR(JU6077),0,IF(LEN(JU6077)<20,0,-LOOKUP(1,-LEFT(MID(JU6077,20,6),ROW($1:$17)))))","v":0},{"$f":"IF(ISERROR(JV6077),0,IF(LEN(JV6077)<20,0,-LOOKUP(1,-LEFT(MID(JV6077,20,6),ROW($1:$17)))))","v":0},{"$f":"IF(ISERROR(JW6077),0,IF(LEN(JW6077)<20,0,-LOOKUP(1,-LEFT(MID(JW6077,20,6),ROW($1:$17)))))","v":0},{"$f":"IF(ISERROR(JX6077),0,IF(LEN(JX6077)<20,0,-LOOKUP(1,-LEFT(MID(JX6077,20,6),ROW($1:$17)))))","v":0},{"$f":"IF(ISERROR(JY6077),0,IF(LEN(JY6077)<20,0,-LOOKUP(1,-LEFT(MID(JY6077,20,6),ROW($1:$17)))))","v":0},{"$f":"IF(ISERROR(JZ6077),0,IF(LEN(JZ6077)<20,0,-LOOKUP(1,-LEFT(MID(JZ6077,20,6),ROW($1:$17)))))","v":0},{"$f":"IF(ISERROR(KA6077),0,IF(LEN(KA6077)<20,0,-LOOKUP(1,-LEFT(MID(KA6077,20,6),ROW($1:$17)))))","v":0},{"$f":"IF(ISERROR(KB6077),0,IF(LEN(KB6077)<20,0,-LOOKUP(1,-LEFT(MID(KB6077,20,6),ROW($1:$17)))))","v":0},{"$f":"IF(ISERROR(KC6077),0,IF(LEN(KC6077)<20,0,-LOOKUP(1,-LEFT(MID(KC6077,20,6),ROW($1:$17)))))","v":0},{"$f":"IF(ISERROR(KD6077),0,IF(LEN(KD6077)<20,0,-LOOKUP(1,-LEFT(MID(KD6077,20,6),ROW($1:$17)))))","v":0},{"$f":"IF(ISERROR(KE6077),0,IF(LEN(KE6077)<20,0,-LOOKUP(1,-LEFT(MID(KE6077,20,6),ROW($1:$17)))))","v":0},{"$f":"IF(ISERROR(KF6077),0,IF(LEN(KF6077)<20,0,-LOOKUP(1,-LEFT(MID(KF6077,20,6),ROW($1:$17)))))","v":0},{"$f":"IF(ISERROR(KG6077),0,IF(LEN(KG6077)<20,0,-LOOKUP(1,-LEFT(MID(KG6077,20,6),ROW($1:$17)))))","v":0},{"$f":"IF(ISERROR(KH6077),0,IF(LEN(KH6077)<20,0,-LOOKUP(1,-LEFT(MID(KH6077,20,6),ROW($1:$17)))))","v":0},{"$f":"IF(ISERROR(KI6077),0,IF(LEN(KI6077)<20,0,-LOOKUP(1,-LEFT(MID(KI6077,20,6),ROW($1:$17)))))","v":0},{"$f":"IF(ISERROR(KJ6077),0,IF(LEN(KJ6077)<20,0,-LOOKUP(1,-LEFT(MID(KJ6077,20,6),ROW($1:$17)))))","v":0},{"$f":"IF(ISERROR(KK6077),0,IF(LEN(KK6077)<20,0,-LOOKUP(1,-LEFT(MID(KK6077,20,6),ROW($1:$17)))))","v":0},{"$f":"IF(ISERROR(KL6077),0,IF(LEN(KL6077)<20,0,-LOOKUP(1,-LEFT(MID(KL6077,20,6),ROW($1:$17)))))","v":0},{"$f":"IF(ISERROR(KM6077),0,IF(LEN(KM6077)<20,0,-LOOKUP(1,-LEFT(MID(KM6077,20,6),ROW($1:$17)))))","v":0},{"$f":"IF(ISERROR(KN6077),0,IF(LEN(KN6077)<20,0,-LOOKUP(1,-LEFT(MID(KN6077,20,6),ROW($1:$17)))))","v":0},{"$f":"IF(ISERROR(KO6077),0,IF(LEN(KO6077)<20,0,-LOOKUP(1,-LEFT(MID(KO6077,20,6),ROW($1:$17)))))","v":0},{"$f":"IF(ISERROR(KP6077),0,IF(LEN(KP6077)<20,0,-LOOKUP(1,-LEFT(MID(KP6077,20,6),ROW($1:$17)))))","v":0},{"$f":"IF(ISERROR(KQ6077),0,IF(LEN(KQ6077)<20,0,-LOOKUP(1,-LEFT(MID(KQ6077,20,6),ROW($1:$17)))))","v":0},{"$f":"IF(ISERROR(KR6077),0,IF(LEN(KR6077)<20,0,-LOOKUP(1,-LEFT(MID(KR6077,20,6),ROW($1:$17)))))","v":0},{"$f":"IF(ISERROR(KS6077),0,IF(LEN(KS6077)<20,0,-LOOKUP(1,-LEFT(MID(KS6077,20,6),ROW($1:$17)))))","v":0},{"$f":"IF(ISERROR(KT6077),0,IF(LEN(KT6077)<20,0,-LOOKUP(1,-LEFT(MID(KT6077,20,6),ROW($1:$17)))))","v":0},{"$f":"IF(ISERROR(KU6077),0,IF(LEN(KU6077)<20,0,-LOOKUP(1,-LEFT(MID(KU6077,20,6),ROW($1:$17)))))","v":0},{"$f":"IF(ISERROR(KV6077),0,IF(LEN(KV6077)<20,0,-LOOKUP(1,-LEFT(MID(KV6077,20,6),ROW($1:$17)))))","v":0},{"$f":"IF(ISERROR(KW6077),0,IF(LEN(KW6077)<20,0,-LOOKUP(1,-LEFT(MID(KW6077,20,6),ROW($1:$17)))))","v":0},{"$f":"IF(ISERROR(KX6077),0,IF(LEN(KX6077)<20,0,-LOOKUP(1,-LEFT(MID(KX6077,20,6),ROW($1:$17)))))","v":0},{"$f":"IF(ISERROR(KY6077),0,IF(LEN(KY6077)<20,0,-LOOKUP(1,-LEFT(MID(KY6077,20,6),ROW($1:$17)))))","v":0},{"$f":"IF(ISERROR(KZ6077),0,IF(LEN(KZ6077)<20,0,-LOOKUP(1,-LEFT(MID(KZ6077,20,6),ROW($1:$17)))))","v":0},{"$f":"IF(ISERROR(LA6077),0,IF(LEN(LA6077)<20,0,-LOOKUP(1,-LEFT(MID(LA6077,20,6),ROW($1:$17)))))","v":0},{"$f":"IF(ISERROR(LB6077),0,IF(LEN(LB6077)<20,0,-LOOKUP(1,-LEFT(MID(LB6077,20,6),ROW($1:$17)))))","v":0},{"$f":"IF(ISERROR(LC6077),0,IF(LEN(LC6077)<20,0,-LOOKUP(1,-LEFT(MID(LC6077,20,6),ROW($1:$17)))))","v":0},{"$f":"IF(ISERROR(LD6077),0,IF(LEN(LD6077)<20,0,-LOOKUP(1,-LEFT(MID(LD6077,20,6),ROW($1:$17)))))","v":0},{"$f":"IF(ISERROR(LE6077),0,IF(LEN(LE6077)<20,0,-LOOKUP(1,-LEFT(MID(LE6077,20,6),ROW($1:$17)))))","v":0},{"$f":"IF(ISERROR(LF6077),0,IF(LEN(LF6077)<20,0,-LOOKUP(1,-LEFT(MID(LF6077,20,6),ROW($1:$17)))))","v":0},{"$f":"IF(ISERROR(LG6077),0,IF(LEN(LG6077)<20,0,-LOOKUP(1,-LEFT(MID(LG6077,20,6),ROW($1:$17)))))","v":0},{"$f":"IF(ISERROR(LH6077),0,IF(LEN(LH6077)<20,0,-LOOKUP(1,-LEFT(MID(LH6077,20,6),ROW($1:$17)))))","v":0},{"$f":"IF(ISERROR(LI6077),0,IF(LEN(LI6077)<20,0,-LOOKUP(1,-LEFT(MID(LI6077,20,6),ROW($1:$17)))))","v":0},{"$f":"IF(ISERROR(LJ6077),0,IF(LEN(LJ6077)<20,0,-LOOKUP(1,-LEFT(MID(LJ6077,20,6),ROW($1:$17)))))","v":0},{"$f":"IF(ISERROR(LK6077),0,IF(LEN(LK6077)<20,0,-LOOKUP(1,-LEFT(MID(LK6077,20,6),ROW($1:$17)))))","v":0},{"$f":"IF(ISERROR(LL6077),0,IF(LEN(LL6077)<20,0,-LOOKUP(1,-LEFT(MID(LL6077,20,6),ROW($1:$17)))))","v":0},{"$f":"IF(ISERROR(LM6077),0,IF(LEN(LM6077)<20,0,-LOOKUP(1,-LEFT(MID(LM6077,20,6),ROW($1:$17)))))","v":0},{"$f":"IF(ISERROR(LN6077),0,IF(LEN(LN6077)<20,0,-LOOKUP(1,-LEFT(MID(LN6077,20,6),ROW($1:$17)))))","v":0},{"$f":"IF(ISERROR(LO6077),0,IF(LEN(LO6077)<20,0,-LOOKUP(1,-LEFT(MID(LO6077,20,6),ROW($1:$17)))))","v":0},{"$f":"IF(ISERROR(LP6077),0,IF(LEN(LP6077)<20,0,-LOOKUP(1,-LEFT(MID(LP6077,20,6),ROW($1:$17)))))","v":0},{"$f":"IF(ISERROR(LQ6077),0,IF(LEN(LQ6077)<20,0,-LOOKUP(1,-LEFT(MID(LQ6077,20,6),ROW($1:$17)))))","v":0},{"$f":"IF(ISERROR(LR6077),0,IF(LEN(LR6077)<20,0,-LOOKUP(1,-LEFT(MID(LR6077,20,6),ROW($1:$17)))))","v":0},{"$f":"IF(ISERROR(LS6077),0,IF(LEN(LS6077)<20,0,-LOOKUP(1,-LEFT(MID(LS6077,20,6),ROW($1:$17)))))","v":0},{"$f":"IF(ISERROR(LT6077),0,IF(LEN(LT6077)<20,0,-LOOKUP(1,-LEFT(MID(LT6077,20,6),ROW($1:$17)))))","v":0},{"$f":"IF(ISERROR(LU6077),0,IF(LEN(LU6077)<20,0,-LOOKUP(1,-LEFT(MID(LU6077,20,6),ROW($1:$17)))))","v":0},{"$f":"IF(ISERROR(LV6077),0,IF(LEN(LV6077)<20,0,-LOOKUP(1,-LEFT(MID(LV6077,20,6),ROW($1:$17)))))","v":0},{"$f":"IF(ISERROR(LW6077),0,IF(LEN(LW6077)<20,0,-LOOKUP(1,-LEFT(MID(LW6077,20,6),ROW($1:$17)))))","v":0},{"$f":"IF(ISERROR(LX6077),0,IF(LEN(LX6077)<20,0,-LOOKUP(1,-LEFT(MID(LX6077,20,6),ROW($1:$17)))))","v":0},{"$f":"IF(ISERROR(LY6077),0,IF(LEN(LY6077)<20,0,-LOOKUP(1,-LEFT(MID(LY6077,20,6),ROW($1:$17)))))","v":0},{"$f":"IF(ISERROR(LZ6077),0,IF(LEN(LZ6077)<20,0,-LOOKUP(1,-LEFT(MID(LZ6077,20,6),ROW($1:$17)))))","v":0},{"$f":"IF(ISERROR(MA6077),0,IF(LEN(MA6077)<20,0,-LOOKUP(1,-LEFT(MID(MA6077,20,6),ROW($1:$17)))))","v":0},{"$f":"IF(ISERROR(MB6077),0,IF(LEN(MB6077)<20,0,-LOOKUP(1,-LEFT(MID(MB6077,20,6),ROW($1:$17)))))","v":0},{"$f":"IF(ISERROR(MC6077),0,IF(LEN(MC6077)<20,0,-LOOKUP(1,-LEFT(MID(MC6077,20,6),ROW($1:$17)))))","v":0},{"$f":"IF(ISERROR(MD6077),0,IF(LEN(MD6077)<20,0,-LOOKUP(1,-LEFT(MID(MD6077,20,6),ROW($1:$17)))))","v":0},{"$f":"IF(ISERROR(ME6077),0,IF(LEN(ME6077)<20,0,-LOOKUP(1,-LEFT(MID(ME6077,20,6),ROW($1:$17)))))","v":0},{"$f":"IF(ISERROR(MF6077),0,IF(LEN(MF6077)<20,0,-LOOKUP(1,-LEFT(MID(MF6077,20,6),ROW($1:$17)))))","v":0},{"$f":"IF(ISERROR(MG6077),0,IF(LEN(MG6077)<20,0,-LOOKUP(1,-LEFT(MID(MG6077,20,6),ROW($1:$17)))))","v":0},{"$f":"IF(ISERROR(MH6077),0,IF(LEN(MH6077)<20,0,-LOOKUP(1,-LEFT(MID(MH6077,20,6),ROW($1:$17)))))","v":0},{"$f":"IF(ISERROR(MI6077),0,IF(LEN(MI6077)<20,0,-LOOKUP(1,-LEFT(MID(MI6077,20,6),ROW($1:$17)))))","v":0},{"$f":"IF(ISERROR(MJ6077),0,IF(LEN(MJ6077)<20,0,-LOOKUP(1,-LEFT(MID(MJ6077,20,6),ROW($1:$17)))))","v":0},{"$f":"IF(ISERROR(MK6077),0,IF(LEN(MK6077)<20,0,-LOOKUP(1,-LEFT(MID(MK6077,20,6),ROW($1:$17)))))","v":0},{"$f":"IF(ISERROR(ML6077),0,IF(LEN(ML6077)<20,0,-LOOKUP(1,-LEFT(MID(ML6077,20,6),ROW($1:$17)))))","v":0},{"$f":"IF(ISERROR(MM6077),0,IF(LEN(MM6077)<20,0,-LOOKUP(1,-LEFT(MID(MM6077,20,6),ROW($1:$17)))))","v":0},{"$f":"IF(ISERROR(MN6077),0,IF(LEN(MN6077)<20,0,-LOOKUP(1,-LEFT(MID(MN6077,20,6),ROW($1:$17)))))","v":0},{"$f":"IF(ISERROR(MO6077),0,IF(LEN(MO6077)<20,0,-LOOKUP(1,-LEFT(MID(MO6077,20,6),ROW($1:$17)))))","v":0},{"$f":"IF(ISERROR(MP6077),0,IF(LEN(MP6077)<20,0,-LOOKUP(1,-LEFT(MID(MP6077,20,6),ROW($1:$17)))))","v":0},{"$f":"IF(ISERROR(MQ6077),0,IF(LEN(MQ6077)<20,0,-LOOKUP(1,-LEFT(MID(MQ6077,20,6),ROW($1:$17)))))","v":0},{"$f":"IF(ISERROR(MR6077),0,IF(LEN(MR6077)<20,0,-LOOKUP(1,-LEFT(MID(MR6077,20,6),ROW($1:$17)))))","v":0},{"$f":"IF(ISERROR(MS6077),0,IF(LEN(MS6077)<20,0,-LOOKUP(1,-LEFT(MID(MS6077,20,6),ROW($1:$17)))))","v":0},{"$f":"IF(ISERROR(MT6077),0,IF(LEN(MT6077)<20,0,-LOOKUP(1,-LEFT(MID(MT6077,20,6),ROW($1:$17)))))","v":0},{"$f":"IF(ISERROR(MU6077),0,IF(LEN(MU6077)<20,0,-LOOKUP(1,-LEFT(MID(MU6077,20,6),ROW($1:$17)))))","v":0},{"$f":"IF(ISERROR(MV6077),0,IF(LEN(MV6077)<20,0,-LOOKUP(1,-LEFT(MID(MV6077,20,6),ROW($1:$17)))))","v":0},{"$f":"IF(ISERROR(MW6077),0,IF(LEN(MW6077)<20,0,-LOOKUP(1,-LEFT(MID(MW6077,20,6),ROW($1:$17)))))","v":0},{"$f":"IF(ISERROR(MX6077),0,IF(LEN(MX6077)<20,0,-LOOKUP(1,-LEFT(MID(MX6077,20,6),ROW($1:$17)))))","v":0},{"$f":"IF(ISERROR(MY6077),0,IF(LEN(MY6077)<20,0,-LOOKUP(1,-LEFT(MID(MY6077,20,6),ROW($1:$17)))))","v":0},{"$f":"IF(ISERROR(MZ6077),0,IF(LEN(MZ6077)<20,0,-LOOKUP(1,-LEFT(MID(MZ6077,20,6),ROW($1:$17)))))","v":0},{"$f":"IF(ISERROR(NA6077),0,IF(LEN(NA6077)<20,0,-LOOKUP(1,-LEFT(MID(NA6077,20,6),ROW($1:$17)))))","v":0},{"$f":"IF(ISERROR(NB6077),0,IF(LEN(NB6077)<20,0,-LOOKUP(1,-LEFT(MID(NB6077,20,6),ROW($1:$17)))))","v":0},{"$f":"IF(ISERROR(NC6077),0,IF(LEN(NC6077)<20,0,-LOOKUP(1,-LEFT(MID(NC6077,20,6),ROW($1:$17)))))","v":0},{"$f":"IF(ISERROR(ND6077),0,IF(LEN(ND6077)<20,0,-LOOKUP(1,-LEFT(MID(ND6077,20,6),ROW($1:$17)))))","v":0},{"$f":"IF(ISERROR(NE6077),0,IF(LEN(NE6077)<20,0,-LOOKUP(1,-LEFT(MID(NE6077,20,6),ROW($1:$17)))))","v":0},{"$f":"IF(ISERROR(NF6077),0,IF(LEN(NF6077)<20,0,-LOOKUP(1,-LEFT(MID(NF6077,20,6),ROW($1:$17)))))","v":0},{"$f":"IF(ISERROR(NG6077),0,IF(LEN(NG6077)<20,0,-LOOKUP(1,-LEFT(MID(NG6077,20,6),ROW($1:$17)))))","v":0},{"$f":"IF(ISERROR(NH6077),0,IF(LEN(NH6077)<20,0,-LOOKUP(1,-LEFT(MID(NH6077,20,6),ROW($1:$17)))))","v":0},{"$f":"IF(ISERROR(NI6077),0,IF(LEN(NI6077)<20,0,-LOOKUP(1,-LEFT(MID(NI6077,20,6),ROW($1:$17)))))","v":0},{"$f":"IF(ISERROR(NJ6077),0,IF(LEN(NJ6077)<20,0,-LOOKUP(1,-LEFT(MID(NJ6077,20,6),ROW($1:$17)))))","v":0},{"$f":"IF(ISERROR(NK6077),0,IF(LEN(NK6077)<20,0,-LOOKUP(1,-LEFT(MID(NK6077,20,6),ROW($1:$17)))))","v":0},{"$f":"IF(ISERROR(NL6077),0,IF(LEN(NL6077)<20,0,-LOOKUP(1,-LEFT(MID(NL6077,20,6),ROW($1:$17)))))","v":0},{"$f":"IF(ISERROR(NM6077),0,IF(LEN(NM6077)<20,0,-LOOKUP(1,-LEFT(MID(NM6077,20,6),ROW($1:$17)))))","v":0},{"$f":"IF(ISERROR(NN6077),0,IF(LEN(NN6077)<20,0,-LOOKUP(1,-LEFT(MID(NN6077,20,6),ROW($1:$17)))))","v":0},{"$f":"IF(ISERROR(NO6077),0,IF(LEN(NO6077)<20,0,-LOOKUP(1,-LEFT(MID(NO6077,20,6),ROW($1:$17)))))","v":0},{"$f":"IF(ISERROR(NP6077),0,IF(LEN(NP6077)<20,0,-LOOKUP(1,-LEFT(MID(NP6077,20,6),ROW($1:$17)))))","v":0},{"$f":"IF(ISERROR(NQ6077),0,IF(LEN(NQ6077)<20,0,-LOOKUP(1,-LEFT(MID(NQ6077,20,6),ROW($1:$17)))))","v":0},{"$f":"IF(ISERROR(NR6077),0,IF(LEN(NR6077)<20,0,-LOOKUP(1,-LEFT(MID(NR6077,20,6),ROW($1:$17)))))","v":0},{"$f":"IF(ISERROR(NS6077),0,IF(LEN(NS6077)<20,0,-LOOKUP(1,-LEFT(MID(NS6077,20,6),ROW($1:$17)))))","v":0},{"$f":"IF(ISERROR(NT6077),0,IF(LEN(NT6077)<20,0,-LOOKUP(1,-LEFT(MID(NT6077,20,6),ROW($1:$17)))))","v":0},{"$f":"IF(ISERROR(NU6077),0,IF(LEN(NU6077)<20,0,-LOOKUP(1,-LEFT(MID(NU6077,20,6),ROW($1:$17)))))","v":0},{"$f":"IF(ISERROR(NV6077),0,IF(LEN(NV6077)<20,0,-LOOKUP(1,-LEFT(MID(NV6077,20,6),ROW($1:$17)))))","v":0},{"$f":"IF(ISERROR(NW6077),0,IF(LEN(NW6077)<20,0,-LOOKUP(1,-LEFT(MID(NW6077,20,6),ROW($1:$17)))))","v":0},{"$f":"IF(ISERROR(NX6077),0,IF(LEN(NX6077)<20,0,-LOOKUP(1,-LEFT(MID(NX6077,20,6),ROW($1:$17)))))","v":0},{"$f":"IF(ISERROR(NY6077),0,IF(LEN(NY6077)<20,0,-LOOKUP(1,-LEFT(MID(NY6077,20,6),ROW($1:$17)))))","v":0},{"$f":"IF(ISERROR(NZ6077),0,IF(LEN(NZ6077)<20,0,-LOOKUP(1,-LEFT(MID(NZ6077,20,6),ROW($1:$17)))))","v":0},{"$f":"IF(ISERROR(OA6077),0,IF(LEN(OA6077)<20,0,-LOOKUP(1,-LEFT(MID(OA6077,20,6),ROW($1:$17)))))","v":0},{"$f":"IF(ISERROR(OB6077),0,IF(LEN(OB6077)<20,0,-LOOKUP(1,-LEFT(MID(OB6077,20,6),ROW($1:$17)))))","v":0},{"$f":"IF(ISERROR(OC6077),0,IF(LEN(OC6077)<20,0,-LOOKUP(1,-LEFT(MID(OC6077,20,6),ROW($1:$17)))))","v":0},{"$f":"IF(ISERROR(OD6077),0,IF(LEN(OD6077)<20,0,-LOOKUP(1,-LEFT(MID(OD6077,20,6),ROW($1:$17)))))","v":0},{"$f":"IF(ISERROR(OE6077),0,IF(LEN(OE6077)<20,0,-LOOKUP(1,-LEFT(MID(OE6077,20,6),ROW($1:$17)))))","v":0},{"$f":"IF(ISERROR(OF6077),0,IF(LEN(OF6077)<20,0,-LOOKUP(1,-LEFT(MID(OF6077,20,6),ROW($1:$17)))))","v":0},{"$f":"IF(ISERROR(OG6077),0,IF(LEN(OG6077)<20,0,-LOOKUP(1,-LEFT(MID(OG6077,20,6),ROW($1:$17)))))","v":0},{"$f":"IF(ISERROR(OH6077),0,IF(LEN(OH6077)<20,0,-LOOKUP(1,-LEFT(MID(OH6077,20,6),ROW($1:$17)))))","v":0},{"$f":"IF(ISERROR(OI6077),0,IF(LEN(OI6077)<20,0,-LOOKUP(1,-LEFT(MID(OI6077,20,6),ROW($1:$17)))))","v":0},{"$f":"IF(ISERROR(OJ6077),0,IF(LEN(OJ6077)<20,0,-LOOKUP(1,-LEFT(MID(OJ6077,20,6),ROW($1:$17)))))","v":0},{"$f":"IF(ISERROR(OK6077),0,IF(LEN(OK6077)<20,0,-LOOKUP(1,-LEFT(MID(OK6077,20,6),ROW($1:$17)))))","v":0},{"$f":"IF(ISERROR(OL6077),0,IF(LEN(OL6077)<20,0,-LOOKUP(1,-LEFT(MID(OL6077,20,6),ROW($1:$17)))))","v":0},{"$f":"IF(ISERROR(OM6077),0,IF(LEN(OM6077)<20,0,-LOOKUP(1,-LEFT(MID(OM6077,20,6),ROW($1:$17)))))","v":0},{"$f":"IF(ISERROR(ON6077),0,IF(LEN(ON6077)<20,0,-LOOKUP(1,-LEFT(MID(ON6077,20,6),ROW($1:$17)))))","v":0},{"$f":"IF(ISERROR(OO6077),0,IF(LEN(OO6077)<20,0,-LOOKUP(1,-LEFT(MID(OO6077,20,6),ROW($1:$17)))))","v":0},{"$f":"IF(ISERROR(OP6077),0,IF(LEN(OP6077)<20,0,-LOOKUP(1,-LEFT(MID(OP6077,20,6),ROW($1:$17)))))","v":0},{"$f":"IF(ISERROR(OQ6077),0,IF(LEN(OQ6077)<20,0,-LOOKUP(1,-LEFT(MID(OQ6077,20,6),ROW($1:$17)))))","v":0}]
[]
[]
[null,null,null,null,null,null,null,null,null,"共用部分太陽光容量Key"]
[null,"",0,"","","",{"$f":"IF(OR(ISBLANK($E$100),ISERROR(-LOOKUP(1,-RIGHT(D6192,ROW($1:$80))))),\"\",-LOOKUP(1,-RIGHT(D6192,ROW($1:$80))))","v":""},"",null,{"$f":"IF(E$100=\"\",\"\",INDEX(E$100:E$5100,MATCH($J$6189,E$100:E$5100,0)+6,1))","v":""},{"$f":"IF(ISERROR(J6192),\"\",IF(OR(J6192=\"通知\",K6191=\"\"),\"\",J6192))","v":""},"","",{"$f":"IF(OR(ISBLANK($E$100),ISERROR(-LOOKUP(1,-RIGHT(M6192,ROW($1:$80))))),\"\",-LOOKUP(1,-RIGHT(M6192,ROW($1:$80))))","v":""},null,null,null,null,null,"V9.0","2021/8/1","①ZEH等の判定要件に太陽光発電有りのチェックを追加、②WEBプログラム不具合対応、③共同住宅の住戸読込改良及び注記の改定"]
[null,"",0,"","","",{"$f":"IF(OR(ISBLANK($E$100),ISERROR(-LOOKUP(1,-RIGHT(D6194,ROW($1:$80))))),\"\",-LOOKUP(1,-RIGHT(D6194,ROW($1:$80))))","v":""},"",null,{"$f":"IF(E$100=\"\",\"\",INDEX(E$100:E$5100,MATCH($J$6189,E$100:E$5100,0)+8,1))","v":""},"","","",{"$f":"IF(OR(ISBLANK($E$100),ISERROR(-LOOKUP(1,-RIGHT(M6194,ROW($1:$80))))),\"\",-LOOKUP(1,-RIGHT(M6194,ROW($1:$80))))","v":""},null,null,null,null,null,"V9.2","2022/4/1","レイアウト変更（住戸の必須部分、住棟の必須部分明確化）、チェック欄検討"]
[null,"",0,"","","",{"$f":"IF(OR(ISBLANK($E$100),ISERROR(-LOOKUP(1,-RIGHT(D6197,ROW($1:$80))))),\"\",-LOOKUP(1,-RIGHT(D6197,ROW($1:$80))))","v":""},"",null,{"$f":"IF(E$100=\"\",\"\",INDEX(E$100:E$5100,MATCH($J$6189,E$100:E$5100,0)+11,1))","v":""},"","","",{"$f":"IF(OR(ISBLANK($E$100),ISERROR(-LOOKUP(1,-RIGHT(M6197,ROW($1:$80))))),\"\",-LOOKUP(1,-RIGHT(M6197,ROW($1:$80))))","v":""},null,null,null,null,null,"V9.5","2022/10/12","WEBプロV3.3.0対応"]
[null,"",0,"","","",{"$f":"IF(OR(ISBLANK($E$100),ISERROR(-LOOKUP(1,-RIGHT(D6201,ROW($1:$80))))),\"\",-LOOKUP(1,-RIGHT(D6201,ROW($1:$80))))","v":""},"",null,null,null,null,"住棟合計",{"$f":"SUM(G6165,N6200)","v":0},null,null,null,null,null,"V9.63m/s","2023/3/3","共用部分の貼付エリア拡大（2500行→10000行）、住戸タイプの入力数拡大（200タイプ→300/1000タイプ）"]
[null,"",0,"","","",{"$f":"IF(OR(ISBLANK($E$100),ISERROR(-LOOKUP(1,-RIGHT(D6203,ROW($1:$80))))),\"\",-LOOKUP(1,-RIGHT(D6203,ROW($1:$80))))","v":""},"",null,null,null,null,null,null,null,null,null,null,null,"V9.7","2023/3/9","5-1温熱等級6,7対応"]
[null,"",0,"","","",{"$f":"IF(OR(ISBLANK($E$100),ISERROR(-LOOKUP(1,-RIGHT(D6204,ROW($1:$80))))),\"\",-LOOKUP(1,-RIGHT(D6204,ROW($1:$80))))","v":""},"",null,null,null,null,null,null,null,null,null,null,null,"V9.81","2023/5/18","その他除く・含む基準合計、その他除く・含む・PV除く設計合計に対応"]
[null,"",0,"","","",{"$f":"IF(OR(ISBLANK($E$100),ISERROR(-LOOKUP(1,-RIGHT(D6207,ROW($1:$80))))),\"\",-LOOKUP(1,-RIGHT(D6207,ROW($1:$80))))","v":""},"",null,null,null,null,null,null,null,null,null,null,null,"V10.1","2024/5/7","共用部分計算対象面積修正（V3.6対応）、基準・誘導エネルギー合計をGJに変更（BELSプログラム変更対応）"]
[null,"",0,"","","",{"$f":"IF(OR(ISBLANK($E$100),ISERROR(-LOOKUP(1,-RIGHT(D6210,ROW($1:$80))))),\"\",-LOOKUP(1,-RIGHT(D6210,ROW($1:$80))))","v":""},"",null,null,null,null,null,null,null,null,null,null,null,"V11.1","2024/11/1","共用部分の計算対象面積の計算ルーチン改定"]
[null,"",0,"","","",{"$f":"IF(OR(ISBLANK($E$100),ISERROR(-LOOKUP(1,-RIGHT(D6214,ROW($1:$80))))),\"\",-LOOKUP(1,-RIGHT(D6214,ROW($1:$80))))","v":""},"",null,null,null,null,null,null,null,null,null,null,null,"V12.1","2025/5/1","削減率、BEIの算出を設備のMJ合計からの計算に暫定的に変更（BELS評価書に合わせる）、第一面の再エネ含む削減率にCGS売電を除外（第二面の特記にはCGS売電考慮）"]
[null,"",0,"","","",{"$f":"IF(OR(ISBLANK($E$100),ISERROR(-LOOKUP(1,-RIGHT(D6216,ROW($1:$80))))),\"\",-LOOKUP(1,-RIGHT(D6216,ROW($1:$80))))","v":""},"",null,null,null,null,null,null,null,null,null,null,null,"V12.2","2025/6/1","共用部分の設計一次エネは設備毎の合計（MJ×延べ面積）＋太陽光ボタンで求める（住戸と共用部合算後に切り上げを行う）"]
[null,"",0,"","","",{"$f":"IF(OR(ISBLANK($E$100),ISERROR(-LOOKUP(1,-RIGHT(D6219,ROW($1:$80))))),\"\",-LOOKUP(1,-RIGHT(D6219,ROW($1:$80))))","v":""},"",null,null,null,null,null,null,null,null,null,null,null,null,null,"断熱性能4未満はすべて「3以下」と表記する"]
[null,"",0,"","","",{"$f":"IF(OR(ISBLANK($E$100),ISERROR(-LOOKUP(1,-RIGHT(D6223,ROW($1:$80))))),\"\",-LOOKUP(1,-RIGHT(D6223,ROW($1:$80))))","v":""},"",null,null,null,null,null,null,null,null,null,null,null,"V12.3","2025-06-19","第二面の再エネ含む削減率は非住宅との按分からCGS売電を除く（太陽光発電のみ按分処理を行う）"]
[null,"",0,"","","",{"$f":"IF(OR(ISBLANK($E$100),ISERROR(-LOOKUP(1,-RIGHT(D6225,ROW($1:$80))))),\"\",-LOOKUP(1,-RIGHT(D6225,ROW($1:$80))))","v":""},"",null,null,null,null,null,null,null,null,null,null,null,null,null,null,"①共用部分に太陽光発電の影響がある場合（共用部分に太陽光有り、住戸部分の太陽光を共用部分で共有する）"]
[null,"",0,"","","",{"$f":"IF(OR(ISBLANK($E$100),ISERROR(-LOOKUP(1,-RIGHT(D6226,ROW($1:$80))))),\"\",-LOOKUP(1,-RIGHT(D6226,ROW($1:$80))))","v":""},"",null,null,null,null,null,null,null,null,null,null,null,null,null,null,"　・住戸部分の売電量は共用部分に発生したものとして集計する（端数処理で売電含む削減率が変動する場合有り）"]
[null,"",0,"","","",{"$f":"IF(OR(ISBLANK($E$100),ISERROR(-LOOKUP(1,-RIGHT(D6229,ROW($1:$80))))),\"\",-LOOKUP(1,-RIGHT(D6229,ROW($1:$80))))","v":""},"",null,null,null,null,null,null,null,null,null,null,null,"V12.4","2025-09-17","WEBプロV3.9読込対応"]
[null,"",0,"","","",{"$f":"IF(OR(ISBLANK($E$100),ISERROR(-LOOKUP(1,-RIGHT(D6232,ROW($1:$80))))),\"\",-LOOKUP(1,-RIGHT(D6232,ROW($1:$80))))","v":""},"",null,null,null,null,null,null,null,null,null,null,null,null,null,null,"①共用部分に太陽光発電の影響がある場合（共用部分に太陽光有り、住戸部分の太陽光を共用部分で共有する）"]
[null,"",0,"","","",{"$f":"IF(OR(ISBLANK($E$100),ISERROR(-LOOKUP(1,-RIGHT(D6236,ROW($1:$80))))),\"\",-LOOKUP(1,-RIGHT(D6236,ROW($1:$80))))","v":""},"",null,null,null,null,null,null,null,null,null,null,null,null,null,null,"　・共用部分の誘導基準設計一次エネルギー合計（その他除く）は設備毎のMJ値に延べ面積を掛けて算出する（読取値と不整合の場合有り）"]
[null,"",0,"","","",{"$f":"IF(OR(ISBLANK($E$100),ISERROR(-LOOKUP(1,-RIGHT(D6238,ROW($1:$80))))),\"\",-LOOKUP(1,-RIGHT(D6238,ROW($1:$80))))","v":""},""]
[null,"",0,"","","",{"$f":"IF(OR(ISBLANK($E$100),ISERROR(-LOOKUP(1,-RIGHT(D6241,ROW($1:$80))))),\"\",-LOOKUP(1,-RIGHT(D6241,ROW($1:$80))))","v":""},"",null,null,null,null,null,null,null,null,null,null,null,null,null,null,"　・共用部分の誘導基準設計一次エネルギー合計（その他含む）はWEBプロから読み取った値を使用する"]
[null,"",0,"","","",{"$f":"IF(OR(ISBLANK($E$100),ISERROR(-LOOKUP(1,-RIGHT(D6245,ROW($1:$80))))),\"\",-LOOKUP(1,-RIGHT(D6245,ROW($1:$80))))","v":""},"",null,null,null,null,null,null,null,null,null,null,null,"V12.5","2025-10-10","5-2等級7，8対応（再エネ削減率表示対応）"]
[null,"",0,"","","",{"$f":"IF(OR(ISBLANK($E$100),ISERROR(-LOOKUP(1,-RIGHT(D6247,ROW($1:$80))))),\"\",-LOOKUP(1,-RIGHT(D6247,ROW($1:$80))))","v":""},"",null,null,null,null,null,null,null,null,null,null,null,null,null,"特殊文字PDFオープン判定ルーチン改良（繰返し回数上限を5回に設定～約６秒停止で遷移する）"]
[null,"",0,"","","",{"$f":"IF(OR(ISBLANK($E$100),ISERROR(-LOOKUP(1,-RIGHT(D6248,ROW($1:$80))))),\"\",-LOOKUP(1,-RIGHT(D6248,ROW($1:$80))))","v":""},"",null,null,null,null,null,null,null,null,null,null,null,"V13.0","2026-03-01","住戸番号を保護解除～同一計算結果の住戸がある場合に住戸番号を修正できるようにした（マンション用修正対応）"]
[null,"",0,"","","",{"$f":"IF(OR(ISBLANK($E$100),ISERROR(-LOOKUP(1,-RIGHT(D6251,ROW($1:$80))))),\"\",-LOOKUP(1,-RIGHT(D6251,ROW($1:$80))))","v":""},"",null,null,null,null,null,null,null,null,null,null,null,null,null,"住戸、共用部分にv3.10が一つでもある場合（混在を含む）→再エネはプラス値で表示"]
[null,{"$f":"IF(AND(AND(ISERROR(FIND(\"共同住宅\",H6254)),OR(ISNUMBER(FIND(\"事務所\",H6254)),ISNUMBER(FIND(\"ホテル\",H6254)),ISNUMBER(FIND(\"病院\",H6254)),ISNUMBER(FIND(\"店舗\",H6254)),ISNUMBER(FIND(\"百貨店\",H6254)),ISNUMBER(FIND(\"学校\",H6254)),ISNUMBER(FIND(\"飲食店\",H6254)),ISNUMBER(FIND(\"集会所\",H6254)),ISNUMBER(FIND(\"工場\",H6254)))),C6254=\"面積データ\",G6254<>\"\"),\"×\",\"\")","v":""},{"$f":"IF(ISERROR(MATCH(\"*(共通条件) 室仕様*\",E164,0)),IF(ISERROR(MATCH(\"*様式*\",E164,0)),C6253,\"\"),\"面積データ\")","v":0},{"$f":"IF(AND((E6254<>\"\"),(ISNUMBER(VALUE(RIGHT(LEFT(E6254,(FIND(\"★\",E6254)-1)),1)))),(ISNUMBER(VALUE(RIGHT(LEFT(E6254,(FIND(\"★\",E6254)+1)),1))))),IF(ISERROR(FIND(\" \",LEFT(E6254,FIND(\"★\",E6254)-1))),IF(F6254=\"\",\"\",LEFT(F6254,FIND(\"★\",F6254)-1)),LEFT(E6254,FIND(\"★\",E6254)-1)),IF(F6254=\"\",\"\",LEFT(F6254,FIND(\"★\",F6254)-1)))","v":""},"","",{"$f":"IF(OR(ISBLANK($E$100),ISERROR(-LOOKUP(1,-RIGHT(D6254,ROW($1:$80))))),\"\",-LOOKUP(1,-RIGHT(D6254,ROW($1:$80))))","v":""},{"$f":"IF(ISERROR(MATCH(\"*■*\",E164,0)),IF(AND(ISERROR(MATCH(\"Ver.*\",E164,0)),ISERROR(MATCH(\"*入力シート*\",E164,0)),C6254=\"面積データ\"),E164&\" ■□\",\"\"),E164)","v":""},null,null,null,null,null,null,null,null,null,null,null,null,null,"読込値の符号でバージョン判断（読込値を格納→計算書全体の符号を判断して表示エリアに転載する）"]
[null,"",0,"","","",{"$f":"IF(OR(ISBLANK($E$100),ISERROR(-LOOKUP(1,-RIGHT(D6258,ROW($1:$80))))),\"\",-LOOKUP(1,-RIGHT(D6258,ROW($1:$80))))","v":""},"",null,null,null,null,null,null,null,null,null,null,null,null,null,"再エネ無し--> 0",null,null,"再エネ無し--> 0"]
[null,"",0,"","","",{"$f":"IF(OR(ISBLANK($E$100),ISERROR(-LOOKUP(1,-RIGHT(D6260,ROW($1:$80))))),\"\",-LOOKUP(1,-RIGHT(D6260,ROW($1:$80))))","v":""},"",null,null,null,null,null,null,null,null,null,null,null,null,null,"計算書全体の再エネの表示符号決定（初期0）"]
[null,"",0,"","","",{"$f":"IF(OR(ISBLANK($E$100),ISERROR(-LOOKUP(1,-RIGHT(D6264,ROW($1:$80))))),\"\",-LOOKUP(1,-RIGHT(D6264,ROW($1:$80))))","v":""},"",null,null,null,null,null,null,null,null,null,null,null,null,null,"-1&0--> -1（abs×-1）",null,null,"-1&0--> 1"]
[null,"",0,"","","",{"$f":"IF(OR(ISBLANK($E$100),ISERROR(-LOOKUP(1,-RIGHT(D6267,ROW($1:$80))))),\"\",-LOOKUP(1,-RIGHT(D6267,ROW($1:$80))))","v":""},"",null,null,null,null,null,null,null,null,null,null,null,null,null,"1--> 1",null,null,"1--> 1"]
[null,"",0,"","","",{"$f":"IF(OR(ISBLANK($E$100),ISERROR(-LOOKUP(1,-RIGHT(D6269,ROW($1:$80))))),\"\",-LOOKUP(1,-RIGHT(D6269,ROW($1:$80))))","v":""},"",null,null,null,null,null,null,null,null,null,null,null,null,null,"再エネ含む削減率の太陽光データが1面と2面で異なる（1面は自家消費量＋売電量、2面は発電量で繰り上がりの差で１％ずれる）～2026/2/10 評価協に連絡、2026/3/4仕様との回答（松澤さん）"]
[null,"",0,"","","",{"$f":"IF(OR(ISBLANK($E$100),ISERROR(-LOOKUP(1,-RIGHT(D6270,ROW($1:$80))))),\"\",-LOOKUP(1,-RIGHT(D6270,ROW($1:$80))))","v":""},"",null,null,null,null,null,null,null,null,null,null,null,"V13.1","2026-04-01","ZEH水準の適合を誘導基準の判断から削減率による判断に変更。（断熱性能と一次エネ消費性能の削減率の判断にBELSプログラムが改定されたことに対応）"]
[null,"",0,"","","",{"$f":"IF(OR(ISBLANK($E$100),ISERROR(-LOOKUP(1,-RIGHT(D6273,ROW($1:$80))))),\"\",-LOOKUP(1,-RIGHT(D6273,ROW($1:$80))))","v":""},"",null,null,null,null,null,null,null,null,null,null,null,null,null,"開発者版の計算結果データのモニタリングの機能を追加した（一次エネ計算書改定時の確認用で一般配布はしない）"]
[null,"",0,"","","",{"$f":"IF(OR(ISBLANK($E$100),ISERROR(-LOOKUP(1,-RIGHT(D6276,ROW($1:$80))))),\"\",-LOOKUP(1,-RIGHT(D6276,ROW($1:$80))))","v":""},"",null,null,null,null,null,null,null,null,null,null,null,"・共用部分と非住宅の太陽光を共有すると、共用部分のPV発電がゼロにリセットされて再エネあり（売電分含む）削減率が減少する（住戸・共用部・非住宅、共用部・非住宅のパターンで発生する）"]
[null,"",0,"","","",{"$f":"IF(OR(ISBLANK($E$100),ISERROR(-LOOKUP(1,-RIGHT(D6280,ROW($1:$80))))),\"\",-LOOKUP(1,-RIGHT(D6280,ROW($1:$80))))","v":""},"",null,null,null,null,null,null,null,null,null,null,null,"・太陽光発電の容量按分の方向性を注視"]
[null,"",0,"","","",{"$f":"IF(OR(ISBLANK($E$100),ISERROR(-LOOKUP(1,-RIGHT(D6282,ROW($1:$80))))),\"\",-LOOKUP(1,-RIGHT(D6282,ROW($1:$80))))","v":""},""]
[null,"",0,"","","",{"$f":"IF(OR(ISBLANK($E$100),ISERROR(-LOOKUP(1,-RIGHT(D6286,ROW($1:$80))))),\"\",-LOOKUP(1,-RIGHT(D6286,ROW($1:$80))))","v":""},""]
[null,"",0,"","","",{"$f":"IF(OR(ISBLANK($E$100),ISERROR(-LOOKUP(1,-RIGHT(D6289,ROW($1:$80))))),\"\",-LOOKUP(1,-RIGHT(D6289,ROW($1:$80))))","v":""},""]
[null,"",0,"","","",{"$f":"IF(OR(ISBLANK($E$100),ISERROR(-LOOKUP(1,-RIGHT(D6291,ROW($1:$80))))),\"\",-LOOKUP(1,-RIGHT(D6291,ROW($1:$80))))","v":""},""]
[null,"",0,"","","",{"$f":"IF(OR(ISBLANK($E$100),ISERROR(-LOOKUP(1,-RIGHT(D6292,ROW($1:$80))))),\"\",-LOOKUP(1,-RIGHT(D6292,ROW($1:$80))))","v":""},""]
[null,"",0,"","","",{"$f":"IF(OR(ISBLANK($E$100),ISERROR(-LOOKUP(1,-RIGHT(D6295,ROW($1:$80))))),\"\",-LOOKUP(1,-RIGHT(D6295,ROW($1:$80))))","v":""},""]
[null,"",0,"","","",{"$f":"IF(OR(ISBLANK($E$100),ISERROR(-LOOKUP(1,-RIGHT(D6299,ROW($1:$80))))),\"\",-LOOKUP(1,-RIGHT(D6299,ROW($1:$80))))","v":""},""]
[null,"",0,"","","",{"$f":"IF(OR(ISBLANK($E$100),ISERROR(-LOOKUP(1,-RIGHT(D6302,ROW($1:$80))))),\"\",-LOOKUP(1,-RIGHT(D6302,ROW($1:$80))))","v":""},""]
[null,"",0,"","","",{"$f":"IF(OR(ISBLANK($E$100),ISERROR(-LOOKUP(1,-RIGHT(D6304,ROW($1:$80))))),\"\",-LOOKUP(1,-RIGHT(D6304,ROW($1:$80))))","v":""},""]
[null,"",0,"","","",{"$f":"IF(OR(ISBLANK($E$100),ISERROR(-LOOKUP(1,-RIGHT(D6308,ROW($1:$80))))),\"\",-LOOKUP(1,-RIGHT(D6308,ROW($1:$80))))","v":""},""]
[null,"",0,"","","",{"$f":"IF(OR(ISBLANK($E$100),ISERROR(-LOOKUP(1,-RIGHT(D6311,ROW($1:$80))))),\"\",-LOOKUP(1,-RIGHT(D6311,ROW($1:$80))))","v":""},""]
[null,"",0,"","","",{"$f":"IF(OR(ISBLANK($E$100),ISERROR(-LOOKUP(1,-RIGHT(D6313,ROW($1:$80))))),\"\",-LOOKUP(1,-RIGHT(D6313,ROW($1:$80))))","v":""},""]
[null,"",0,"","","",{"$f":"IF(OR(ISBLANK($E$100),ISERROR(-LOOKUP(1,-RIGHT(D6314,ROW($1:$80))))),\"\",-LOOKUP(1,-RIGHT(D6314,ROW($1:$80))))","v":""},""]
[null,"",0,"","","",{"$f":"IF(OR(ISBLANK($E$100),ISERROR(-LOOKUP(1,-RIGHT(D6317,ROW($1:$80))))),\"\",-LOOKUP(1,-RIGHT(D6317,ROW($1:$80))))","v":""},""]
[null,"",0,"","","",{"$f":"IF(OR(ISBLANK($E$100),ISERROR(-LOOKUP(1,-RIGHT(D6321,ROW($1:$80))))),\"\",-LOOKUP(1,-RIGHT(D6321,ROW($1:$80))))","v":""},""]
[null,"",0,"","","",{"$f":"IF(OR(ISBLANK($E$100),ISERROR(-LOOKUP(1,-RIGHT(D6324,ROW($1:$80))))),\"\",-LOOKUP(1,-RIGHT(D6324,ROW($1:$80))))","v":""},""]
[null,"",0,"","","",{"$f":"IF(OR(ISBLANK($E$100),ISERROR(-LOOKUP(1,-RIGHT(D6326,ROW($1:$80))))),\"\",-LOOKUP(1,-RIGHT(D6326,ROW($1:$80))))","v":""},""]
[null,"",0,"","","",{"$f":"IF(OR(ISBLANK($E$100),ISERROR(-LOOKUP(1,-RIGHT(D6330,ROW($1:$80))))),\"\",-LOOKUP(1,-RIGHT(D6330,ROW($1:$80))))","v":""},""]
[null,"",0,"","","",{"$f":"IF(OR(ISBLANK($E$100),ISERROR(-LOOKUP(1,-RIGHT(D6333,ROW($1:$80))))),\"\",-LOOKUP(1,-RIGHT(D6333,ROW($1:$80))))","v":""},""]
[null,"",0,"","","",{"$f":"IF(OR(ISBLANK($E$100),ISERROR(-LOOKUP(1,-RIGHT(D6335,ROW($1:$80))))),\"\",-LOOKUP(1,-RIGHT(D6335,ROW($1:$80))))","v":""},""]
[null,"",0,"","","",{"$f":"IF(OR(ISBLANK($E$100),ISERROR(-LOOKUP(1,-RIGHT(D6336,ROW($1:$80))))),\"\",-LOOKUP(1,-RIGHT(D6336,ROW($1:$80))))","v":""},""]
[null,"",0,"","","",{"$f":"IF(OR(ISBLANK($E$100),ISERROR(-LOOKUP(1,-RIGHT(D6339,ROW($1:$80))))),\"\",-LOOKUP(1,-RIGHT(D6339,ROW($1:$80))))","v":""},""]
[null,"",0,"","","",{"$f":"IF(OR(ISBLANK($E$100),ISERROR(-LOOKUP(1,-RIGHT(D6343,ROW($1:$80))))),\"\",-LOOKUP(1,-RIGHT(D6343,ROW($1:$80))))","v":""},""]
[null,"",0,"","","",{"$f":"IF(OR(ISBLANK($E$100),ISERROR(-LOOKUP(1,-RIGHT(D6346,ROW($1:$80))))),\"\",-LOOKUP(1,-RIGHT(D6346,ROW($1:$80))))","v":""},""]
[null,"",0,"","","",{"$f":"IF(OR(ISBLANK($E$100),ISERROR(-LOOKUP(1,-RIGHT(D6348,ROW($1:$80))))),\"\",-LOOKUP(1,-RIGHT(D6348,ROW($1:$80))))","v":""},""]
[null,"",0,"","","",{"$f":"IF(OR(ISBLANK($E$100),ISERROR(-LOOKUP(1,-RIGHT(D6352,ROW($1:$80))))),\"\",-LOOKUP(1,-RIGHT(D6352,ROW($1:$80))))","v":""},""]
[null,"",0,"","","",{"$f":"IF(OR(ISBLANK($E$100),ISERROR(-LOOKUP(1,-RIGHT(D6355,ROW($1:$80))))),\"\",-LOOKUP(1,-RIGHT(D6355,ROW($1:$80))))","v":""},""]
[null,"",0,"","","",{"$f":"IF(OR(ISBLANK($E$100),ISERROR(-LOOKUP(1,-RIGHT(D6357,ROW($1:$80))))),\"\",-LOOKUP(1,-RIGHT(D6357,ROW($1:$80))))","v":""},""]
[null,"",0,"","","",{"$f":"IF(OR(ISBLANK($E$100),ISERROR(-LOOKUP(1,-RIGHT(D6358,ROW($1:$80))))),\"\",-LOOKUP(1,-RIGHT(D6358,ROW($1:$80))))","v":""},""]
[null,"",0,"","","",{"$f":"IF(OR(ISBLANK($E$100),ISERROR(-LOOKUP(1,-RIGHT(D6361,ROW($1:$80))))),\"\",-LOOKUP(1,-RIGHT(D6361,ROW($1:$80))))","v":""},""]
[null,"",0,"","","",{"$f":"IF(OR(ISBLANK($E$100),ISERROR(-LOOKUP(1,-RIGHT(D6365,ROW($1:$80))))),\"\",-LOOKUP(1,-RIGHT(D6365,ROW($1:$80))))","v":""},""]
[null,"",0,"","","",{"$f":"IF(OR(ISBLANK($E$100),ISERROR(-LOOKUP(1,-RIGHT(D6368,ROW($1:$80))))),\"\",-LOOKUP(1,-RIGHT(D6368,ROW($1:$80))))","v":""},""]
[null,"",0,"","","",{"$f":"IF(OR(ISBLANK($E$100),ISERROR(-LOOKUP(1,-RIGHT(D6370,ROW($1:$80))))),\"\",-LOOKUP(1,-RIGHT(D6370,ROW($1:$80))))","v":""},""]
[null,"",0,"","","",{"$f":"IF(OR(ISBLANK($E$100),ISERROR(-LOOKUP(1,-RIGHT(D6374,ROW($1:$80))))),\"\",-LOOKUP(1,-RIGHT(D6374,ROW($1:$80))))","v":""},""]
[null,"",0,"","","",{"$f":"IF(OR(ISBLANK($E$100),ISERROR(-LOOKUP(1,-RIGHT(D6377,ROW($1:$80))))),\"\",-LOOKUP(1,-RIGHT(D6377,ROW($1:$80))))","v":""},""]
[null,"",0,"","","",{"$f":"IF(OR(ISBLANK($E$100),ISERROR(-LOOKUP(1,-RIGHT(D6379,ROW($1:$80))))),\"\",-LOOKUP(1,-RIGHT(D6379,ROW($1:$80))))","v":""},""]
[null,"",0,"","","",{"$f":"IF(OR(ISBLANK($E$100),ISERROR(-LOOKUP(1,-RIGHT(D6380,ROW($1:$80))))),\"\",-LOOKUP(1,-RIGHT(D6380,ROW($1:$80))))","v":""},""]
[null,"",0,"",{"$f":"IF(OR(ISERROR(FIND(\"□\",H6383)),ISERROR(SUBSTITUTE(LEFT(H6383,(FIND(\"■\",H6383)-2)),\" \",\"★\",LEN(LEFT(H6383,(FIND(\"■\",H6383)-2)))-LEN(SUBSTITUTE(LEFT(H6383,(FIND(\"■\",H6383)-2)),\" \",\"\"))-2))),\"\",SUBSTITUTE(LEFT(H6383,(FIND(\"■\",H6383)-2)),\" \",\"★\",LEN(LEFT(H6383,(FIND(\"■\",H6383)-2)))-LEN(SUBSTITUTE(LEFT(H6383,(FIND(\"■\",H6383)-2)),\" \",\"\"))-2))","v":""},{"$f":"IF(ISERROR(SUBSTITUTE(LEFT(H6383,(FIND(\"■\",H6383)-2)),\" \",\"★\",LEN(LEFT(H6383,(FIND(\"■\",H6383)-2)))-LEN(SUBSTITUTE(LEFT(H6383,(FIND(\"■\",H6383)-2)),\" \",\"\"))-1)),\"\",SUBSTITUTE(LEFT(H6383,(FIND(\"■\",H6383)-2)),\" \",\"★\",LEN(LEFT(H6383,(FIND(\"■\",H6383)-2)))-LEN(SUBSTITUTE(LEFT(H6383,(FIND(\"■\",H6383)-2)),\" \",\"\"))-1))","v":""},{"$f":"IF(OR(ISBLANK($E$100),ISERROR(-LOOKUP(1,-RIGHT(D6383,ROW($1:$80))))),\"\",-LOOKUP(1,-RIGHT(D6383,ROW($1:$80))))","v":""},""]
[null,"",0,"","","",{"$f":"IF(OR(ISBLANK($E$100),ISERROR(-LOOKUP(1,-RIGHT(D6387,ROW($1:$80))))),\"\",-LOOKUP(1,-RIGHT(D6387,ROW($1:$80))))","v":""},""]
[null,"",0,"","","",{"$f":"IF(OR(ISBLANK($E$100),ISERROR(-LOOKUP(1,-RIGHT(D6390,ROW($1:$80))))),\"\",-LOOKUP(1,-RIGHT(D6390,ROW($1:$80))))","v":""},""]
[null,"",0,"","","",{"$f":"IF(OR(ISBLANK($E$100),ISERROR(-LOOKUP(1,-RIGHT(D6392,ROW($1:$80))))),\"\",-LOOKUP(1,-RIGHT(D6392,ROW($1:$80))))","v":""},""]
[null,"",0,"","","",{"$f":"IF(OR(ISBLANK($E$100),ISERROR(-LOOKUP(1,-RIGHT(D6396,ROW($1:$80))))),\"\",-LOOKUP(1,-RIGHT(D6396,ROW($1:$80))))","v":""},""]
[null,"",0,"","","",{"$f":"IF(OR(ISBLANK($E$100),ISERROR(-LOOKUP(1,-RIGHT(D6399,ROW($1:$80))))),\"\",-LOOKUP(1,-RIGHT(D6399,ROW($1:$80))))","v":""},""]
[null,"",0,"","","",{"$f":"IF(OR(ISBLANK($E$100),ISERROR(-LOOKUP(1,-RIGHT(D6401,ROW($1:$80))))),\"\",-LOOKUP(1,-RIGHT(D6401,ROW($1:$80))))","v":""},""]
[null,"",0,"","","",{"$f":"IF(OR(ISBLANK($E$100),ISERROR(-LOOKUP(1,-RIGHT(D6402,ROW($1:$80))))),\"\",-LOOKUP(1,-RIGHT(D6402,ROW($1:$80))))","v":""},""]
[null,"",0,"","","",{"$f":"IF(OR(ISBLANK($E$100),ISERROR(-LOOKUP(1,-RIGHT(D6405,ROW($1:$80))))),\"\",-LOOKUP(1,-RIGHT(D6405,ROW($1:$80))))","v":""},""]
[null,"",0,"","","",{"$f":"IF(OR(ISBLANK($E$100),ISERROR(-LOOKUP(1,-RIGHT(D6409,ROW($1:$80))))),\"\",-LOOKUP(1,-RIGHT(D6409,ROW($1:$80))))","v":""},""]
[null,"",0,"","","",{"$f":"IF(OR(ISBLANK($E$100),ISERROR(-LOOKUP(1,-RIGHT(D6412,ROW($1:$80))))),\"\",-LOOKUP(1,-RIGHT(D6412,ROW($1:$80))))","v":""},""]
[null,"",0,"","","",{"$f":"IF(OR(ISBLANK($E$100),ISERROR(-LOOKUP(1,-RIGHT(D6415,ROW($1:$80))))),\"\",-LOOKUP(1,-RIGHT(D6415,ROW($1:$80))))","v":""},""]
[null,"",0,"","","",{"$f":"IF(OR(ISBLANK($E$100),ISERROR(-LOOKUP(1,-RIGHT(D6418,ROW($1:$80))))),\"\",-LOOKUP(1,-RIGHT(D6418,ROW($1:$80))))","v":""},""]
[null,"",0,"","","",{"$f":"IF(OR(ISBLANK($E$100),ISERROR(-LOOKUP(1,-RIGHT(D6421,ROW($1:$80))))),\"\",-LOOKUP(1,-RIGHT(D6421,ROW($1:$80))))","v":""},""]
[null,"",0,"","","",{"$f":"IF(OR(ISBLANK($E$100),ISERROR(-LOOKUP(1,-RIGHT(D6423,ROW($1:$80))))),\"\",-LOOKUP(1,-RIGHT(D6423,ROW($1:$80))))","v":""},""]
[null,"",0,"","","",{"$f":"IF(OR(ISBLANK($E$100),ISERROR(-LOOKUP(1,-RIGHT(D6424,ROW($1:$80))))),\"\",-LOOKUP(1,-RIGHT(D6424,ROW($1:$80))))","v":""},""]
[null,"",0,"","","",{"$f":"IF(OR(ISBLANK($E$100),ISERROR(-LOOKUP(1,-RIGHT(D6427,ROW($1:$80))))),\"\",-LOOKUP(1,-RIGHT(D6427,ROW($1:$80))))","v":""},""]
[null,"",0,"","","",{"$f":"IF(OR(ISBLANK($E$100),ISERROR(-LOOKUP(1,-RIGHT(D6431,ROW($1:$80))))),\"\",-LOOKUP(1,-RIGHT(D6431,ROW($1:$80))))","v":""},""]
[null,"",0,"","","",{"$f":"IF(OR(ISBLANK($E$100),ISERROR(-LOOKUP(1,-RIGHT(D6434,ROW($1:$80))))),\"\",-LOOKUP(1,-RIGHT(D6434,ROW($1:$80))))","v":""},""]
[null,"",0,"","","",{"$f":"IF(OR(ISBLANK($E$100),ISERROR(-LOOKUP(1,-RIGHT(D6437,ROW($1:$80))))),\"\",-LOOKUP(1,-RIGHT(D6437,ROW($1:$80))))","v":""},""]
[null,"",0,"","","",{"$f":"IF(OR(ISBLANK($E$100),ISERROR(-LOOKUP(1,-RIGHT(D6440,ROW($1:$80))))),\"\",-LOOKUP(1,-RIGHT(D6440,ROW($1:$80))))","v":""},""]
[null,"",0,"","","",{"$f":"IF(OR(ISBLANK($E$100),ISERROR(-LOOKUP(1,-RIGHT(D6443,ROW($1:$80))))),\"\",-LOOKUP(1,-RIGHT(D6443,ROW($1:$80))))","v":""},""]
[null,"",0,"","","",{"$f":"IF(OR(ISBLANK($E$100),ISERROR(-LOOKUP(1,-RIGHT(D6445,ROW($1:$80))))),\"\",-LOOKUP(1,-RIGHT(D6445,ROW($1:$80))))","v":""},""]
[null,{"$f":"IF(AND(AND(ISERROR(FIND(\"共同住宅\",H6446)),OR(ISNUMBER(FIND(\"事務所\",H6446)),ISNUMBER(FIND(\"ホテル\",H6446)),ISNUMBER(FIND(\"病院\",H6446)),ISNUMBER(FIND(\"店舗\",H6446)),ISNUMBER(FIND(\"百貨店\",H6446)),ISNUMBER(FIND(\"学校\",H6446)),ISNUMBER(FIND(\"飲食店\",H6446)),ISNUMBER(FIND(\"集会所\",H6446)),ISNUMBER(FIND(\"工場\",H6446)))),C6446=\"面積データ\",G6446<>\"\"),\"×\",\"\")","v":""},{"$f":"IF(ISERROR(MATCH(\"*(共通条件) 室仕様*\",E356,0)),IF(ISERROR(MATCH(\"*様式*\",E356,0)),C6445,\"\"),\"面積データ\")","v":0},{"$f":"IF(AND((E6446<>\"\"),(ISNUMBER(VALUE(RIGHT(LEFT(E6446,(FIND(\"★\",E6446)-1)),1)))),(ISNUMBER(VALUE(RIGHT(LEFT(E6446,(FIND(\"★\",E6446)+1)),1))))),IF(ISERROR(FIND(\" \",LEFT(E6446,FIND(\"★\",E6446)-1))),IF(F6446=\"\",\"\",LEFT(F6446,FIND(\"★\",F6446)-1)),LEFT(E6446,FIND(\"★\",E6446)-1)),IF(F6446=\"\",\"\",LEFT(F6446,FIND(\"★\",F6446)-1)))","v":""},"","",{"$f":"IF(OR(ISBLANK($E$100),ISERROR(-LOOKUP(1,-RIGHT(D6446,ROW($1:$80))))),\"\",-LOOKUP(1,-RIGHT(D6446,ROW($1:$80))))","v":""},{"$f":"IF(ISERROR(MATCH(\"*■*\",E356,0)),IF(AND(ISERROR(MATCH(\"Ver.*\",E356,0)),ISERROR(MATCH(\"*入力シート*\",E356,0)),C6446=\"面積データ\"),E356&\" ■□\",\"\"),E356)","v":""}]
[null,"",0,"","","",{"$f":"IF(OR(ISBLANK($E$100),ISERROR(-LOOKUP(1,-RIGHT(D6450,ROW($1:$80))))),\"\",-LOOKUP(1,-RIGHT(D6450,ROW($1:$80))))","v":""},""]
[null,"",0,"","","",{"$f":"IF(OR(ISBLANK($E$100),ISERROR(-LOOKUP(1,-RIGHT(D6453,ROW($1:$80))))),\"\",-LOOKUP(1,-RIGHT(D6453,ROW($1:$80))))","v":""},""]
[null,"",0,"","","",{"$f":"IF(OR(ISBLANK($E$100),ISERROR(-LOOKUP(1,-RIGHT(D6456,ROW($1:$80))))),\"\",-LOOKUP(1,-RIGHT(D6456,ROW($1:$80))))","v":""},""]
[null,"",0,"","","",{"$f":"IF(OR(ISBLANK($E$100),ISERROR(-LOOKUP(1,-RIGHT(D6459,ROW($1:$80))))),\"\",-LOOKUP(1,-RIGHT(D6459,ROW($1:$80))))","v":""},""]
[null,"",0,"","","",{"$f":"IF(OR(ISBLANK($E$100),ISERROR(-LOOKUP(1,-RIGHT(D6462,ROW($1:$80))))),\"\",-LOOKUP(1,-RIGHT(D6462,ROW($1:$80))))","v":""},""]
[null,"",0,"","","",{"$f":"IF(OR(ISBLANK($E$100),ISERROR(-LOOKUP(1,-RIGHT(D6465,ROW($1:$80))))),\"\",-LOOKUP(1,-RIGHT(D6465,ROW($1:$80))))","v":""},""]
[null,"",0,"","","",{"$f":"IF(OR(ISBLANK($E$100),ISERROR(-LOOKUP(1,-RIGHT(D6467,ROW($1:$80))))),\"\",-LOOKUP(1,-RIGHT(D6467,ROW($1:$80))))","v":""},""]
[null,"",0,"","","",{"$f":"IF(OR(ISBLANK($E$100),ISERROR(-LOOKUP(1,-RIGHT(D6468,ROW($1:$80))))),\"\",-LOOKUP(1,-RIGHT(D6468,ROW($1:$80))))","v":""},""]
[null,"",0,"","","",{"$f":"IF(OR(ISBLANK($E$100),ISERROR(-LOOKUP(1,-RIGHT(D6472,ROW($1:$80))))),\"\",-LOOKUP(1,-RIGHT(D6472,ROW($1:$80))))","v":""},""]
[null,"",0,"","","",{"$f":"IF(OR(ISBLANK($E$100),ISERROR(-LOOKUP(1,-RIGHT(D6475,ROW($1:$80))))),\"\",-LOOKUP(1,-RIGHT(D6475,ROW($1:$80))))","v":""},""]
[null,"",0,"","","",{"$f":"IF(OR(ISBLANK($E$100),ISERROR(-LOOKUP(1,-RIGHT(D6478,ROW($1:$80))))),\"\",-LOOKUP(1,-RIGHT(D6478,ROW($1:$80))))","v":""},""]
[null,"",0,"","","",{"$f":"IF(OR(ISBLANK($E$100),ISERROR(-LOOKUP(1,-RIGHT(D6481,ROW($1:$80))))),\"\",-LOOKUP(1,-RIGHT(D6481,ROW($1:$80))))","v":""},""]
[null,"",0,"","","",{"$f":"IF(OR(ISBLANK($E$100),ISERROR(-LOOKUP(1,-RIGHT(D6484,ROW($1:$80))))),\"\",-LOOKUP(1,-RIGHT(D6484,ROW($1:$80))))","v":""},""]
[null,"",0,"","","",{"$f":"IF(OR(ISBLANK($E$100),ISERROR(-LOOKUP(1,-RIGHT(D6487,ROW($1:$80))))),\"\",-LOOKUP(1,-RIGHT(D6487,ROW($1:$80))))","v":""},""]
[null,"",0,"","","",{"$f":"IF(OR(ISBLANK($E$100),ISERROR(-LOOKUP(1,-RIGHT(D6489,ROW($1:$80))))),\"\",-LOOKUP(1,-RIGHT(D6489,ROW($1:$80))))","v":""},""]
[null,"",0,"","","",{"$f":"IF(OR(ISBLANK($E$100),ISERROR(-LOOKUP(1,-RIGHT(D6490,ROW($1:$80))))),\"\",-LOOKUP(1,-RIGHT(D6490,ROW($1:$80))))","v":""},""]
[null,"",0,"","","",{"$f":"IF(OR(ISBLANK($E$100),ISERROR(-LOOKUP(1,-RIGHT(D6494,ROW($1:$80))))),\"\",-LOOKUP(1,-RIGHT(D6494,ROW($1:$80))))","v":""},""]
[null,"",0,"","","",{"$f":"IF(OR(ISBLANK($E$100),ISERROR(-LOOKUP(1,-RIGHT(D6497,ROW($1:$80))))),\"\",-LOOKUP(1,-RIGHT(D6497,ROW($1:$80))))","v":""},""]
[null,"",0,"","","",{"$f":"IF(OR(ISBLANK($E$100),ISERROR(-LOOKUP(1,-RIGHT(D6500,ROW($1:$80))))),\"\",-LOOKUP(1,-RIGHT(D6500,ROW($1:$80))))","v":""},""]
[null,"",0,"","","",{"$f":"IF(OR(ISBLANK($E$100),ISERROR(-LOOKUP(1,-RIGHT(D6503,ROW($1:$80))))),\"\",-LOOKUP(1,-RIGHT(D6503,ROW($1:$80))))","v":""},""]
[null,"",0,"","","",{"$f":"IF(OR(ISBLANK($E$100),ISERROR(-LOOKUP(1,-RIGHT(D6506,ROW($1:$80))))),\"\",-LOOKUP(1,-RIGHT(D6506,ROW($1:$80))))","v":""},""]
[null,"",0,"","","",{"$f":"IF(OR(ISBLANK($E$100),ISERROR(-LOOKUP(1,-RIGHT(D6507,ROW($1:$80))))),\"\",-LOOKUP(1,-RIGHT(D6507,ROW($1:$80))))","v":""},""]
[null,"",0,"",{"$f":"IF(OR(ISERROR(FIND(\"□\",H6511)),ISERROR(SUBSTITUTE(LEFT(H6511,(FIND(\"■\",H6511)-2)),\" \",\"★\",LEN(LEFT(H6511,(FIND(\"■\",H6511)-2)))-LEN(SUBSTITUTE(LEFT(H6511,(FIND(\"■\",H6511)-2)),\" \",\"\"))-2))),\"\",SUBSTITUTE(LEFT(H6511,(FIND(\"■\",H6511)-2)),\" \",\"★\",LEN(LEFT(H6511,(FIND(\"■\",H6511)-2)))-LEN(SUBSTITUTE(LEFT(H6511,(FIND(\"■\",H6511)-2)),\" \",\"\"))-2))","v":""},{"$f":"IF(ISERROR(SUBSTITUTE(LEFT(H6511,(FIND(\"■\",H6511)-2)),\" \",\"★\",LEN(LEFT(H6511,(FIND(\"■\",H6511)-2)))-LEN(SUBSTITUTE(LEFT(H6511,(FIND(\"■\",H6511)-2)),\" \",\"\"))-1)),\"\",SUBSTITUTE(LEFT(H6511,(FIND(\"■\",H6511)-2)),\" \",\"★\",LEN(LEFT(H6511,(FIND(\"■\",H6511)-2)))-LEN(SUBSTITUTE(LEFT(H6511,(FIND(\"■\",H6511)-2)),\" \",\"\"))-1))","v":""},{"$f":"IF(OR(ISBLANK($E$100),ISERROR(-LOOKUP(1,-RIGHT(D6511,ROW($1:$80))))),\"\",-LOOKUP(1,-RIGHT(D6511,ROW($1:$80))))","v":""},"",null,null,null,null,null,null,null,null,null,null,null,null,null,null,""]
[null,"",0,"","","",{"$f":"IF(OR(ISBLANK($E$100),ISERROR(-LOOKUP(1,-RIGHT(D6512,ROW($1:$80))))),\"\",-LOOKUP(1,-RIGHT(D6512,ROW($1:$80))))","v":""},"",null,null,null,null,null,null,null,null,null,null,null,null,null,null,""]
[null,"",0,"","","",{"$f":"IF(OR(ISBLANK($E$100),ISERROR(-LOOKUP(1,-RIGHT(D6516,ROW($1:$80))))),\"\",-LOOKUP(1,-RIGHT(D6516,ROW($1:$80))))","v":""},""]
[null,"",0,"","","",{"$f":"IF(OR(ISBLANK($E$100),ISERROR(-LOOKUP(1,-RIGHT(D6519,ROW($1:$80))))),\"\",-LOOKUP(1,-RIGHT(D6519,ROW($1:$80))))","v":""},""]
[null,"",0,"","","",{"$f":"IF(OR(ISBLANK($E$100),ISERROR(-LOOKUP(1,-RIGHT(D6522,ROW($1:$80))))),\"\",-LOOKUP(1,-RIGHT(D6522,ROW($1:$80))))","v":""},""]
[null,"",0,"","","",{"$f":"IF(OR(ISBLANK($E$100),ISERROR(-LOOKUP(1,-RIGHT(D6525,ROW($1:$80))))),\"\",-LOOKUP(1,-RIGHT(D6525,ROW($1:$80))))","v":""},""]
[null,"",0,"","","",{"$f":"IF(OR(ISBLANK($E$100),ISERROR(-LOOKUP(1,-RIGHT(D6528,ROW($1:$80))))),\"\",-LOOKUP(1,-RIGHT(D6528,ROW($1:$80))))","v":""},""]
[null,"",0,"","","",{"$f":"IF(OR(ISBLANK($E$100),ISERROR(-LOOKUP(1,-RIGHT(D6529,ROW($1:$80))))),\"\",-LOOKUP(1,-RIGHT(D6529,ROW($1:$80))))","v":""},""]
[null,"",0,"","","",{"$f":"IF(OR(ISBLANK($E$100),ISERROR(-LOOKUP(1,-RIGHT(D6533,ROW($1:$80))))),\"\",-LOOKUP(1,-RIGHT(D6533,ROW($1:$80))))","v":""},""]
[null,"",0,"","","",{"$f":"IF(OR(ISBLANK($E$100),ISERROR(-LOOKUP(1,-RIGHT(D6534,ROW($1:$80))))),\"\",-LOOKUP(1,-RIGHT(D6534,ROW($1:$80))))","v":""},""]
[null,"",0,"","","",{"$f":"IF(OR(ISBLANK($E$100),ISERROR(-LOOKUP(1,-RIGHT(D6538,ROW($1:$80))))),\"\",-LOOKUP(1,-RIGHT(D6538,ROW($1:$80))))","v":""},""]
[null,"",0,"","","",{"$f":"IF(OR(ISBLANK($E$100),ISERROR(-LOOKUP(1,-RIGHT(D6541,ROW($1:$80))))),\"\",-LOOKUP(1,-RIGHT(D6541,ROW($1:$80))))","v":""},""]
[null,"",0,"","","",{"$f":"IF(OR(ISBLANK($E$100),ISERROR(-LOOKUP(1,-RIGHT(D6544,ROW($1:$80))))),\"\",-LOOKUP(1,-RIGHT(D6544,ROW($1:$80))))","v":""},""]
[null,"",0,"","","",{"$f":"IF(OR(ISBLANK($E$100),ISERROR(-LOOKUP(1,-RIGHT(D6547,ROW($1:$80))))),\"\",-LOOKUP(1,-RIGHT(D6547,ROW($1:$80))))","v":""},""]
[null,"",0,"","","",{"$f":"IF(OR(ISBLANK($E$100),ISERROR(-LOOKUP(1,-RIGHT(D6550,ROW($1:$80))))),\"\",-LOOKUP(1,-RIGHT(D6550,ROW($1:$80))))","v":""},""]
[null,"",0,"","","",{"$f":"IF(OR(ISBLANK($E$100),ISERROR(-LOOKUP(1,-RIGHT(D6551,ROW($1:$80))))),\"\",-LOOKUP(1,-RIGHT(D6551,ROW($1:$80))))","v":""},""]
[null,"",0,"","","",{"$f":"IF(OR(ISBLANK($E$100),ISERROR(-LOOKUP(1,-RIGHT(D6555,ROW($1:$80))))),\"\",-LOOKUP(1,-RIGHT(D6555,ROW($1:$80))))","v":""},""]
[null,"",0,"","","",{"$f":"IF(OR(ISBLANK($E$100),ISERROR(-LOOKUP(1,-RIGHT(D6556,ROW($1:$80))))),\"\",-LOOKUP(1,-RIGHT(D6556,ROW($1:$80))))","v":""},""]
[null,"",0,"","","",{"$f":"IF(OR(ISBLANK($E$100),ISERROR(-LOOKUP(1,-RIGHT(D6560,ROW($1:$80))))),\"\",-LOOKUP(1,-RIGHT(D6560,ROW($1:$80))))","v":""},""]
[null,"",0,"","","",{"$f":"IF(OR(ISBLANK($E$100),ISERROR(-LOOKUP(1,-RIGHT(D6563,ROW($1:$80))))),\"\",-LOOKUP(1,-RIGHT(D6563,ROW($1:$80))))","v":""},""]
[null,"",0,"","","",{"$f":"IF(OR(ISBLANK($E$100),ISERROR(-LOOKUP(1,-RIGHT(D6566,ROW($1:$80))))),\"\",-LOOKUP(1,-RIGHT(D6566,ROW($1:$80))))","v":""},""]
[null,"",0,"","","",{"$f":"IF(OR(ISBLANK($E$100),ISERROR(-LOOKUP(1,-RIGHT(D6569,ROW($1:$80))))),\"\",-LOOKUP(1,-RIGHT(D6569,ROW($1:$80))))","v":""},""]
[null,"",0,"","","",{"$f":"IF(OR(ISBLANK($E$100),ISERROR(-LOOKUP(1,-RIGHT(D6572,ROW($1:$80))))),\"\",-LOOKUP(1,-RIGHT(D6572,ROW($1:$80))))","v":""},""]
[null,"",0,"","","",{"$f":"IF(OR(ISBLANK($E$100),ISERROR(-LOOKUP(1,-RIGHT(D6573,ROW($1:$80))))),\"\",-LOOKUP(1,-RIGHT(D6573,ROW($1:$80))))","v":""},""]
[null,"",0,"","","",{"$f":"IF(OR(ISBLANK($E$100),ISERROR(-LOOKUP(1,-RIGHT(D6577,ROW($1:$80))))),\"\",-LOOKUP(1,-RIGHT(D6577,ROW($1:$80))))","v":""},""]
[null,"",0,"","","",{"$f":"IF(OR(ISBLANK($E$100),ISERROR(-LOOKUP(1,-RIGHT(D6578,ROW($1:$80))))),\"\",-LOOKUP(1,-RIGHT(D6578,ROW($1:$80))))","v":""},""]
[null,"",0,"","","",{"$f":"IF(OR(ISBLANK($E$100),ISERROR(-LOOKUP(1,-RIGHT(D6582,ROW($1:$80))))),\"\",-LOOKUP(1,-RIGHT(D6582,ROW($1:$80))))","v":""},""]
[null,"",0,"","","",{"$f":"IF(OR(ISBLANK($E$100),ISERROR(-LOOKUP(1,-RIGHT(D6585,ROW($1:$80))))),\"\",-LOOKUP(1,-RIGHT(D6585,ROW($1:$80))))","v":""},""]
[null,"",0,"","","",{"$f":"IF(OR(ISBLANK($E$100),ISERROR(-LOOKUP(1,-RIGHT(D6588,ROW($1:$80))))),\"\",-LOOKUP(1,-RIGHT(D6588,ROW($1:$80))))","v":""},""]
[null,"",0,"","","",{"$f":"IF(OR(ISBLANK($E$100),ISERROR(-LOOKUP(1,-RIGHT(D6591,ROW($1:$80))))),\"\",-LOOKUP(1,-RIGHT(D6591,ROW($1:$80))))","v":""},""]
[null,"",0,"","","",{"$f":"IF(OR(ISBLANK($E$100),ISERROR(-LOOKUP(1,-RIGHT(D6594,ROW($1:$80))))),\"\",-LOOKUP(1,-RIGHT(D6594,ROW($1:$80))))","v":""},""]
[null,"",0,"","","",{"$f":"IF(OR(ISBLANK($E$100),ISERROR(-LOOKUP(1,-RIGHT(D6595,ROW($1:$80))))),\"\",-LOOKUP(1,-RIGHT(D6595,ROW($1:$80))))","v":""},""]
[null,"",0,"","","",{"$f":"IF(OR(ISBLANK($E$100),ISERROR(-LOOKUP(1,-RIGHT(D6599,ROW($1:$80))))),\"\",-LOOKUP(1,-RIGHT(D6599,ROW($1:$80))))","v":""},""]
[null,"",0,"","","",{"$f":"IF(OR(ISBLANK($E$100),ISERROR(-LOOKUP(1,-RIGHT(D6601,ROW($1:$80))))),\"\",-LOOKUP(1,-RIGHT(D6601,ROW($1:$80))))","v":""},""]
[null,"",0,"","","",{"$f":"IF(OR(ISBLANK($E$100),ISERROR(-LOOKUP(1,-RIGHT(D6604,ROW($1:$80))))),\"\",-LOOKUP(1,-RIGHT(D6604,ROW($1:$80))))","v":""},""]
[null,"",0,"","","",{"$f":"IF(OR(ISBLANK($E$100),ISERROR(-LOOKUP(1,-RIGHT(D6607,ROW($1:$80))))),\"\",-LOOKUP(1,-RIGHT(D6607,ROW($1:$80))))","v":""},""]
[null,"",0,"","","",{"$f":"IF(OR(ISBLANK($E$100),ISERROR(-LOOKUP(1,-RIGHT(D6610,ROW($1:$80))))),\"\",-LOOKUP(1,-RIGHT(D6610,ROW($1:$80))))","v":""},""]
[null,"",0,"","","",{"$f":"IF(OR(ISBLANK($E$100),ISERROR(-LOOKUP(1,-RIGHT(D6613,ROW($1:$80))))),\"\",-LOOKUP(1,-RIGHT(D6613,ROW($1:$80))))","v":""},""]
[null,"",0,"","","",{"$f":"IF(OR(ISBLANK($E$100),ISERROR(-LOOKUP(1,-RIGHT(D6616,ROW($1:$80))))),\"\",-LOOKUP(1,-RIGHT(D6616,ROW($1:$80))))","v":""},""]
[null,"",0,"","","",{"$f":"IF(OR(ISBLANK($E$100),ISERROR(-LOOKUP(1,-RIGHT(D6617,ROW($1:$80))))),\"\",-LOOKUP(1,-RIGHT(D6617,ROW($1:$80))))","v":""},""]
[null,"",0,"","","",{"$f":"IF(OR(ISBLANK($E$100),ISERROR(-LOOKUP(1,-RIGHT(D6621,ROW($1:$80))))),\"\",-LOOKUP(1,-RIGHT(D6621,ROW($1:$80))))","v":""},""]
[null,"",0,"","","",{"$f":"IF(OR(ISBLANK($E$100),ISERROR(-LOOKUP(1,-RIGHT(D6623,ROW($1:$80))))),\"\",-LOOKUP(1,-RIGHT(D6623,ROW($1:$80))))","v":""},""]
[null,"",0,"","","",{"$f":"IF(OR(ISBLANK($E$100),ISERROR(-LOOKUP(1,-RIGHT(D6626,ROW($1:$80))))),\"\",-LOOKUP(1,-RIGHT(D6626,ROW($1:$80))))","v":""},""]
[null,"",0,"","","",{"$f":"IF(OR(ISBLANK($E$100),ISERROR(-LOOKUP(1,-RIGHT(D6629,ROW($1:$80))))),\"\",-LOOKUP(1,-RIGHT(D6629,ROW($1:$80))))","v":""},""]
[null,"",0,"","","",{"$f":"IF(OR(ISBLANK($E$100),ISERROR(-LOOKUP(1,-RIGHT(D6632,ROW($1:$80))))),\"\",-LOOKUP(1,-RIGHT(D6632,ROW($1:$80))))","v":""},""]
[null,"",0,"","","",{"$f":"IF(OR(ISBLANK($E$100),ISERROR(-LOOKUP(1,-RIGHT(D6635,ROW($1:$80))))),\"\",-LOOKUP(1,-RIGHT(D6635,ROW($1:$80))))","v":""},""]
[null,{"$f":"IF(AND(AND(ISERROR(FIND(\"共同住宅\",H6638)),OR(ISNUMBER(FIND(\"事務所\",H6638)),ISNUMBER(FIND(\"ホテル\",H6638)),ISNUMBER(FIND(\"病院\",H6638)),ISNUMBER(FIND(\"店舗\",H6638)),ISNUMBER(FIND(\"百貨店\",H6638)),ISNUMBER(FIND(\"学校\",H6638)),ISNUMBER(FIND(\"飲食店\",H6638)),ISNUMBER(FIND(\"集会所\",H6638)),ISNUMBER(FIND(\"工場\",H6638)))),C6638=\"面積データ\",G6638<>\"\"),\"×\",\"\")","v":""},{"$f":"IF(ISERROR(MATCH(\"*(共通条件) 室仕様*\",E548,0)),IF(ISERROR(MATCH(\"*様式*\",E548,0)),C6637,\"\"),\"面積データ\")","v":0},{"$f":"IF(AND((E6638<>\"\"),(ISNUMBER(VALUE(RIGHT(LEFT(E6638,(FIND(\"★\",E6638)-1)),1)))),(ISNUMBER(VALUE(RIGHT(LEFT(E6638,(FIND(\"★\",E6638)+1)),1))))),IF(ISERROR(FIND(\" \",LEFT(E6638,FIND(\"★\",E6638)-1))),IF(F6638=\"\",\"\",LEFT(F6638,FIND(\"★\",F6638)-1)),LEFT(E6638,FIND(\"★\",E6638)-1)),IF(F6638=\"\",\"\",LEFT(F6638,FIND(\"★\",F6638)-1)))","v":""},"","",{"$f":"IF(OR(ISBLANK($E$100),ISERROR(-LOOKUP(1,-RIGHT(D6638,ROW($1:$80))))),\"\",-LOOKUP(1,-RIGHT(D6638,ROW($1:$80))))","v":""},{"$f":"IF(ISERROR(MATCH(\"*■*\",E548,0)),IF(AND(ISERROR(MATCH(\"Ver.*\",E548,0)),ISERROR(MATCH(\"*入力シート*\",E548,0)),C6638=\"面積データ\"),E548&\" ■□\",\"\"),E548)","v":""}]
[null,"",0,"",{"$f":"IF(OR(ISERROR(FIND(\"□\",H6639)),ISERROR(SUBSTITUTE(LEFT(H6639,(FIND(\"■\",H6639)-2)),\" \",\"★\",LEN(LEFT(H6639,(FIND(\"■\",H6639)-2)))-LEN(SUBSTITUTE(LEFT(H6639,(FIND(\"■\",H6639)-2)),\" \",\"\"))-2))),\"\",SUBSTITUTE(LEFT(H6639,(FIND(\"■\",H6639)-2)),\" \",\"★\",LEN(LEFT(H6639,(FIND(\"■\",H6639)-2)))-LEN(SUBSTITUTE(LEFT(H6639,(FIND(\"■\",H6639)-2)),\" \",\"\"))-2))","v":""},{"$f":"IF(ISERROR(SUBSTITUTE(LEFT(H6639,(FIND(\"■\",H6639)-2)),\" \",\"★\",LEN(LEFT(H6639,(FIND(\"■\",H6639)-2)))-LEN(SUBSTITUTE(LEFT(H6639,(FIND(\"■\",H6639)-2)),\" \",\"\"))-1)),\"\",SUBSTITUTE(LEFT(H6639,(FIND(\"■\",H6639)-2)),\" \",\"★\",LEN(LEFT(H6639,(FIND(\"■\",H6639)-2)))-LEN(SUBSTITUTE(LEFT(H6639,(FIND(\"■\",H6639)-2)),\" \",\"\"))-1))","v":""},{"$f":"IF(OR(ISBLANK($E$100),ISERROR(-LOOKUP(1,-RIGHT(D6639,ROW($1:$80))))),\"\",-LOOKUP(1,-RIGHT(D6639,ROW($1:$80))))","v":""},""]
[null,"",0,"","","",{"$f":"IF(OR(ISBLANK($E$100),ISERROR(-LOOKUP(1,-RIGHT(D6643,ROW($1:$80))))),\"\",-LOOKUP(1,-RIGHT(D6643,ROW($1:$80))))","v":""},""]
[null,"",0,"","","",{"$f":"IF(OR(ISBLANK($E$100),ISERROR(-LOOKUP(1,-RIGHT(D6645,ROW($1:$80))))),\"\",-LOOKUP(1,-RIGHT(D6645,ROW($1:$80))))","v":""},""]
[null,"",0,"","","",{"$f":"IF(OR(ISBLANK($E$100),ISERROR(-LOOKUP(1,-RIGHT(D6648,ROW($1:$80))))),\"\",-LOOKUP(1,-RIGHT(D6648,ROW($1:$80))))","v":""},""]
[null,"",0,"","","",{"$f":"IF(OR(ISBLANK($E$100),ISERROR(-LOOKUP(1,-RIGHT(D6651,ROW($1:$80))))),\"\",-LOOKUP(1,-RIGHT(D6651,ROW($1:$80))))","v":""},""]
[null,"",0,"","","",{"$f":"IF(OR(ISBLANK($E$100),ISERROR(-LOOKUP(1,-RIGHT(D6654,ROW($1:$80))))),\"\",-LOOKUP(1,-RIGHT(D6654,ROW($1:$80))))","v":""},""]
[null,"",0,"","","",{"$f":"IF(OR(ISBLANK($E$100),ISERROR(-LOOKUP(1,-RIGHT(D6657,ROW($1:$80))))),\"\",-LOOKUP(1,-RIGHT(D6657,ROW($1:$80))))","v":""},""]
[null,"",0,"","","",{"$f":"IF(OR(ISBLANK($E$100),ISERROR(-LOOKUP(1,-RIGHT(D6658,ROW($1:$80))))),\"\",-LOOKUP(1,-RIGHT(D6658,ROW($1:$80))))","v":""},""]
[null,"",0,"","","",{"$f":"IF(OR(ISBLANK($E$100),ISERROR(-LOOKUP(1,-RIGHT(D6661,ROW($1:$80))))),\"\",-LOOKUP(1,-RIGHT(D6661,ROW($1:$80))))","v":""},""]
[null,"",0,"","","",{"$f":"IF(OR(ISBLANK($E$100),ISERROR(-LOOKUP(1,-RIGHT(D6665,ROW($1:$80))))),\"\",-LOOKUP(1,-RIGHT(D6665,ROW($1:$80))))","v":""},""]
[null,"",0,"","","",{"$f":"IF(OR(ISBLANK($E$100),ISERROR(-LOOKUP(1,-RIGHT(D6667,ROW($1:$80))))),\"\",-LOOKUP(1,-RIGHT(D6667,ROW($1:$80))))","v":""},""]
[null,"",0,"","","",{"$f":"IF(OR(ISBLANK($E$100),ISERROR(-LOOKUP(1,-RIGHT(D6670,ROW($1:$80))))),\"\",-LOOKUP(1,-RIGHT(D6670,ROW($1:$80))))","v":""},""]
[null,"",0,"","","",{"$f":"IF(OR(ISBLANK($E$100),ISERROR(-LOOKUP(1,-RIGHT(D6673,ROW($1:$80))))),\"\",-LOOKUP(1,-RIGHT(D6673,ROW($1:$80))))","v":""},""]
[null,"",0,"","","",{"$f":"IF(OR(ISBLANK($E$100),ISERROR(-LOOKUP(1,-RIGHT(D6676,ROW($1:$80))))),\"\",-LOOKUP(1,-RIGHT(D6676,ROW($1:$80))))","v":""},""]
[null,"",0,"","","",{"$f":"IF(OR(ISBLANK($E$100),ISERROR(-LOOKUP(1,-RIGHT(D6679,ROW($1:$80))))),\"\",-LOOKUP(1,-RIGHT(D6679,ROW($1:$80))))","v":""},""]
[null,"",0,"","","",{"$f":"IF(OR(ISBLANK($E$100),ISERROR(-LOOKUP(1,-RIGHT(D6680,ROW($1:$80))))),\"\",-LOOKUP(1,-RIGHT(D6680,ROW($1:$80))))","v":""},""]
[null,"",0,"","","",{"$f":"IF(OR(ISBLANK($E$100),ISERROR(-LOOKUP(1,-RIGHT(D6683,ROW($1:$80))))),\"\",-LOOKUP(1,-RIGHT(D6683,ROW($1:$80))))","v":""},""]
[null,"",0,"","","",{"$f":"IF(OR(ISBLANK($E$100),ISERROR(-LOOKUP(1,-RIGHT(D6687,ROW($1:$80))))),\"\",-LOOKUP(1,-RIGHT(D6687,ROW($1:$80))))","v":""},""]
[null,"",0,{"$f":"IF(AND((E6689<>\"\"),(ISNUMBER(VALUE(RIGHT(LEFT(E6689,(FIND(\"★\",E6689)-1)),1)))),(ISNUMBER(VALUE(RIGHT(LEFT(E6689,(FIND(\"★\",E6689)+1)),1))))),IF(ISERROR(FIND(\" \",LEFT(E6689,FIND(\"★\",E6689)-1))),IF(F6689=\"\",\"\",LEFT(F6689,FIND(\"★\",F6689)-1)),LEFT(E6689,FIND(\"★\",E6689)-1)),IF(F6689=\"\",\"\",LEFT(F6689,FIND(\"★\",F6689)-1)))","v":""},"","",{"$f":"IF(OR(ISBLANK($E$100),ISERROR(-LOOKUP(1,-RIGHT(D6689,ROW($1:$80))))),\"\",-LOOKUP(1,-RIGHT(D6689,ROW($1:$80))))","v":""},""]
[null,"",0,"","","",{"$f":"IF(OR(ISBLANK($E$100),ISERROR(-LOOKUP(1,-RIGHT(D6692,ROW($1:$80))))),\"\",-LOOKUP(1,-RIGHT(D6692,ROW($1:$80))))","v":""},""]
[null,"",0,"","","",{"$f":"IF(OR(ISBLANK($E$100),ISERROR(-LOOKUP(1,-RIGHT(D6696,ROW($1:$80))))),\"\",-LOOKUP(1,-RIGHT(D6696,ROW($1:$80))))","v":""},""]
[null,"",0,"","","",{"$f":"IF(OR(ISBLANK($E$100),ISERROR(-LOOKUP(1,-RIGHT(D6698,ROW($1:$80))))),\"\",-LOOKUP(1,-RIGHT(D6698,ROW($1:$80))))","v":""},""]
[null,"",0,"","","",{"$f":"IF(OR(ISBLANK($E$100),ISERROR(-LOOKUP(1,-RIGHT(D6701,ROW($1:$80))))),\"\",-LOOKUP(1,-RIGHT(D6701,ROW($1:$80))))","v":""},""]
[null,{"$f":"IF(AND(AND(ISERROR(FIND(\"共同住宅\",H6702)),OR(ISNUMBER(FIND(\"事務所\",H6702)),ISNUMBER(FIND(\"ホテル\",H6702)),ISNUMBER(FIND(\"病院\",H6702)),ISNUMBER(FIND(\"店舗\",H6702)),ISNUMBER(FIND(\"百貨店\",H6702)),ISNUMBER(FIND(\"学校\",H6702)),ISNUMBER(FIND(\"飲食店\",H6702)),ISNUMBER(FIND(\"集会所\",H6702)),ISNUMBER(FIND(\"工場\",H6702)))),C6702=\"面積データ\",G6702<>\"\"),\"×\",\"\")","v":""},{"$f":"IF(ISERROR(MATCH(\"*(共通条件) 室仕様*\",E612,0)),IF(ISERROR(MATCH(\"*様式*\",E612,0)),C6701,\"\"),\"面積データ\")","v":0},"","","",{"$f":"IF(OR(ISBLANK($E$100),ISERROR(-LOOKUP(1,-RIGHT(D6702,ROW($1:$80))))),\"\",-LOOKUP(1,-RIGHT(D6702,ROW($1:$80))))","v":""},{"$f":"IF(ISERROR(MATCH(\"*■*\",E612,0)),IF(AND(ISERROR(MATCH(\"Ver.*\",E612,0)),ISERROR(MATCH(\"*入力シート*\",E612,0)),C6702=\"面積データ\"),E612&\" ■□\",\"\"),E612)","v":""}]
[null,"",0,"","","",{"$f":"IF(OR(ISBLANK($E$100),ISERROR(-LOOKUP(1,-RIGHT(D6705,ROW($1:$80))))),\"\",-LOOKUP(1,-RIGHT(D6705,ROW($1:$80))))","v":""},""]
[null,"",0,"","","",{"$f":"IF(OR(ISBLANK($E$100),ISERROR(-LOOKUP(1,-RIGHT(D6709,ROW($1:$80))))),\"\",-LOOKUP(1,-RIGHT(D6709,ROW($1:$80))))","v":""},""]
[null,"",0,"","","",{"$f":"IF(OR(ISBLANK($E$100),ISERROR(-LOOKUP(1,-RIGHT(D6711,ROW($1:$80))))),\"\",-LOOKUP(1,-RIGHT(D6711,ROW($1:$80))))","v":""},""]
[null,"",0,"","","",{"$f":"IF(OR(ISBLANK($E$100),ISERROR(-LOOKUP(1,-RIGHT(D6714,ROW($1:$80))))),\"\",-LOOKUP(1,-RIGHT(D6714,ROW($1:$80))))","v":""},""]
[null,"",0,"","","",{"$f":"IF(OR(ISBLANK($E$100),ISERROR(-LOOKUP(1,-RIGHT(D6718,ROW($1:$80))))),\"\",-LOOKUP(1,-RIGHT(D6718,ROW($1:$80))))","v":""},""]
[null,"",0,"","","",{"$f":"IF(OR(ISBLANK($E$100),ISERROR(-LOOKUP(1,-RIGHT(D6720,ROW($1:$80))))),\"\",-LOOKUP(1,-RIGHT(D6720,ROW($1:$80))))","v":""},""]
[null,"",0,"","","",{"$f":"IF(OR(ISBLANK($E$100),ISERROR(-LOOKUP(1,-RIGHT(D6723,ROW($1:$80))))),\"\",-LOOKUP(1,-RIGHT(D6723,ROW($1:$80))))","v":""},""]
[null,"",0,"","","",{"$f":"IF(OR(ISBLANK($E$100),ISERROR(-LOOKUP(1,-RIGHT(D6724,ROW($1:$80))))),\"\",-LOOKUP(1,-RIGHT(D6724,ROW($1:$80))))","v":""},""]
[null,"",0,"","","",{"$f":"IF(OR(ISBLANK($E$100),ISERROR(-LOOKUP(1,-RIGHT(D6727,ROW($1:$80))))),\"\",-LOOKUP(1,-RIGHT(D6727,ROW($1:$80))))","v":""},""]
[null,"",0,"","","",{"$f":"IF(OR(ISBLANK($E$100),ISERROR(-LOOKUP(1,-RIGHT(D6731,ROW($1:$80))))),\"\",-LOOKUP(1,-RIGHT(D6731,ROW($1:$80))))","v":""},""]
[null,"",0,"","","",{"$f":"IF(OR(ISBLANK($E$100),ISERROR(-LOOKUP(1,-RIGHT(D6733,ROW($1:$80))))),\"\",-LOOKUP(1,-RIGHT(D6733,ROW($1:$80))))","v":""},""]
[null,"",0,"","","",{"$f":"IF(OR(ISBLANK($E$100),ISERROR(-LOOKUP(1,-RIGHT(D6736,ROW($1:$80))))),\"\",-LOOKUP(1,-RIGHT(D6736,ROW($1:$80))))","v":""},""]
[null,"",0,"","","",{"$f":"IF(OR(ISBLANK($E$100),ISERROR(-LOOKUP(1,-RIGHT(D6740,ROW($1:$80))))),\"\",-LOOKUP(1,-RIGHT(D6740,ROW($1:$80))))","v":""},""]
[null,"",0,"","","",{"$f":"IF(OR(ISBLANK($E$100),ISERROR(-LOOKUP(1,-RIGHT(D6742,ROW($1:$80))))),\"\",-LOOKUP(1,-RIGHT(D6742,ROW($1:$80))))","v":""},""]
[null,"",0,"","","",{"$f":"IF(OR(ISBLANK($E$100),ISERROR(-LOOKUP(1,-RIGHT(D6745,ROW($1:$80))))),\"\",-LOOKUP(1,-RIGHT(D6745,ROW($1:$80))))","v":""},""]
[null,"",0,"","","",{"$f":"IF(OR(ISBLANK($E$100),ISERROR(-LOOKUP(1,-RIGHT(D6746,ROW($1:$80))))),\"\",-LOOKUP(1,-RIGHT(D6746,ROW($1:$80))))","v":""},""]
[null,"",0,"","","",{"$f":"IF(OR(ISBLANK($E$100),ISERROR(-LOOKUP(1,-RIGHT(D6749,ROW($1:$80))))),\"\",-LOOKUP(1,-RIGHT(D6749,ROW($1:$80))))","v":""},""]
[null,"",0,"","","",{"$f":"IF(OR(ISBLANK($E$100),ISERROR(-LOOKUP(1,-RIGHT(D6753,ROW($1:$80))))),\"\",-LOOKUP(1,-RIGHT(D6753,ROW($1:$80))))","v":""},""]
[null,"",0,"","","",{"$f":"IF(OR(ISBLANK($E$100),ISERROR(-LOOKUP(1,-RIGHT(D6755,ROW($1:$80))))),\"\",-LOOKUP(1,-RIGHT(D6755,ROW($1:$80))))","v":""},""]
[null,"",0,"","","",{"$f":"IF(OR(ISBLANK($E$100),ISERROR(-LOOKUP(1,-RIGHT(D6758,ROW($1:$80))))),\"\",-LOOKUP(1,-RIGHT(D6758,ROW($1:$80))))","v":""},""]
[null,"",0,"","","",{"$f":"IF(OR(ISBLANK($E$100),ISERROR(-LOOKUP(1,-RIGHT(D6762,ROW($1:$80))))),\"\",-LOOKUP(1,-RIGHT(D6762,ROW($1:$80))))","v":""},""]
[null,"",0,"","","",{"$f":"IF(OR(ISBLANK($E$100),ISERROR(-LOOKUP(1,-RIGHT(D6764,ROW($1:$80))))),\"\",-LOOKUP(1,-RIGHT(D6764,ROW($1:$80))))","v":""},""]
[null,"",0,"",{"$f":"IF(OR(ISERROR(FIND(\"□\",H6767)),ISERROR(SUBSTITUTE(LEFT(H6767,(FIND(\"■\",H6767)-2)),\" \",\"★\",LEN(LEFT(H6767,(FIND(\"■\",H6767)-2)))-LEN(SUBSTITUTE(LEFT(H6767,(FIND(\"■\",H6767)-2)),\" \",\"\"))-2))),\"\",SUBSTITUTE(LEFT(H6767,(FIND(\"■\",H6767)-2)),\" \",\"★\",LEN(LEFT(H6767,(FIND(\"■\",H6767)-2)))-LEN(SUBSTITUTE(LEFT(H6767,(FIND(\"■\",H6767)-2)),\" \",\"\"))-2))","v":""},{"$f":"IF(ISERROR(SUBSTITUTE(LEFT(H6767,(FIND(\"■\",H6767)-2)),\" \",\"★\",LEN(LEFT(H6767,(FIND(\"■\",H6767)-2)))-LEN(SUBSTITUTE(LEFT(H6767,(FIND(\"■\",H6767)-2)),\" \",\"\"))-1)),\"\",SUBSTITUTE(LEFT(H6767,(FIND(\"■\",H6767)-2)),\" \",\"★\",LEN(LEFT(H6767,(FIND(\"■\",H6767)-2)))-LEN(SUBSTITUTE(LEFT(H6767,(FIND(\"■\",H6767)-2)),\" \",\"\"))-1))","v":""},{"$f":"IF(OR(ISBLANK($E$100),ISERROR(-LOOKUP(1,-RIGHT(D6767,ROW($1:$80))))),\"\",-LOOKUP(1,-RIGHT(D6767,ROW($1:$80))))","v":""},""]
[null,"",0,"","","",{"$f":"IF(OR(ISBLANK($E$100),ISERROR(-LOOKUP(1,-RIGHT(D6768,ROW($1:$80))))),\"\",-LOOKUP(1,-RIGHT(D6768,ROW($1:$80))))","v":""},""]
[null,"",0,"","","",{"$f":"IF(OR(ISBLANK($E$100),ISERROR(-LOOKUP(1,-RIGHT(D6771,ROW($1:$80))))),\"\",-LOOKUP(1,-RIGHT(D6771,ROW($1:$80))))","v":""},""]
[null,"",0,"","","",{"$f":"IF(OR(ISBLANK($E$100),ISERROR(-LOOKUP(1,-RIGHT(D6775,ROW($1:$80))))),\"\",-LOOKUP(1,-RIGHT(D6775,ROW($1:$80))))","v":""},""]
[null,"",0,"","","",{"$f":"IF(OR(ISBLANK($E$100),ISERROR(-LOOKUP(1,-RIGHT(D6777,ROW($1:$80))))),\"\",-LOOKUP(1,-RIGHT(D6777,ROW($1:$80))))","v":""},""]
[null,"",0,"","","",{"$f":"IF(OR(ISBLANK($E$100),ISERROR(-LOOKUP(1,-RIGHT(D6780,ROW($1:$80))))),\"\",-LOOKUP(1,-RIGHT(D6780,ROW($1:$80))))","v":""},""]
[null,"",0,"","","",{"$f":"IF(OR(ISBLANK($E$100),ISERROR(-LOOKUP(1,-RIGHT(D6784,ROW($1:$80))))),\"\",-LOOKUP(1,-RIGHT(D6784,ROW($1:$80))))","v":""},""]
[null,"",0,"","","",{"$f":"IF(OR(ISBLANK($E$100),ISERROR(-LOOKUP(1,-RIGHT(D6786,ROW($1:$80))))),\"\",-LOOKUP(1,-RIGHT(D6786,ROW($1:$80))))","v":""},""]
[null,"",0,"","","",{"$f":"IF(OR(ISBLANK($E$100),ISERROR(-LOOKUP(1,-RIGHT(D6787,ROW($1:$80))))),\"\",-LOOKUP(1,-RIGHT(D6787,ROW($1:$80))))","v":""},""]
[null,"",0,"","","",{"$f":"IF(OR(ISBLANK($E$100),ISERROR(-LOOKUP(1,-RIGHT(D6790,ROW($1:$80))))),\"\",-LOOKUP(1,-RIGHT(D6790,ROW($1:$80))))","v":""},""]
[null,"",0,"","","",{"$f":"IF(OR(ISBLANK($E$100),ISERROR(-LOOKUP(1,-RIGHT(D6793,ROW($1:$80))))),\"\",-LOOKUP(1,-RIGHT(D6793,ROW($1:$80))))","v":""},""]
[null,"",0,"","","",{"$f":"IF(OR(ISBLANK($E$100),ISERROR(-LOOKUP(1,-RIGHT(D6797,ROW($1:$80))))),\"\",-LOOKUP(1,-RIGHT(D6797,ROW($1:$80))))","v":""},""]
[null,"",0,"","","",{"$f":"IF(OR(ISBLANK($E$100),ISERROR(-LOOKUP(1,-RIGHT(D6799,ROW($1:$80))))),\"\",-LOOKUP(1,-RIGHT(D6799,ROW($1:$80))))","v":""},""]
[null,"",0,"","","",{"$f":"IF(OR(ISBLANK($E$100),ISERROR(-LOOKUP(1,-RIGHT(D6802,ROW($1:$80))))),\"\",-LOOKUP(1,-RIGHT(D6802,ROW($1:$80))))","v":""},""]
[null,"",0,"","","",{"$f":"IF(OR(ISBLANK($E$100),ISERROR(-LOOKUP(1,-RIGHT(D6806,ROW($1:$80))))),\"\",-LOOKUP(1,-RIGHT(D6806,ROW($1:$80))))","v":""},""]
[null,"",0,"","","",{"$f":"IF(OR(ISBLANK($E$100),ISERROR(-LOOKUP(1,-RIGHT(D6808,ROW($1:$80))))),\"\",-LOOKUP(1,-RIGHT(D6808,ROW($1:$80))))","v":""},""]
[null,"",0,"","","",{"$f":"IF(OR(ISBLANK($E$100),ISERROR(-LOOKUP(1,-RIGHT(D6809,ROW($1:$80))))),\"\",-LOOKUP(1,-RIGHT(D6809,ROW($1:$80))))","v":""},""]
[null,"",0,"","","",{"$f":"IF(OR(ISBLANK($E$100),ISERROR(-LOOKUP(1,-RIGHT(D6812,ROW($1:$80))))),\"\",-LOOKUP(1,-RIGHT(D6812,ROW($1:$80))))","v":""},""]
[null,"",0,"","","",{"$f":"IF(OR(ISBLANK($E$100),ISERROR(-LOOKUP(1,-RIGHT(D6815,ROW($1:$80))))),\"\",-LOOKUP(1,-RIGHT(D6815,ROW($1:$80))))","v":""},""]
[null,"",0,"","","",{"$f":"IF(OR(ISBLANK($E$100),ISERROR(-LOOKUP(1,-RIGHT(D6819,ROW($1:$80))))),\"\",-LOOKUP(1,-RIGHT(D6819,ROW($1:$80))))","v":""},""]
[null,"",0,"","","",{"$f":"IF(OR(ISBLANK($E$100),ISERROR(-LOOKUP(1,-RIGHT(D6821,ROW($1:$80))))),\"\",-LOOKUP(1,-RIGHT(D6821,ROW($1:$80))))","v":""},""]
[null,"",0,"","","",{"$f":"IF(OR(ISBLANK($E$100),ISERROR(-LOOKUP(1,-RIGHT(D6824,ROW($1:$80))))),\"\",-LOOKUP(1,-RIGHT(D6824,ROW($1:$80))))","v":""},""]
[null,"",0,"","","",{"$f":"IF(OR(ISBLANK($E$100),ISERROR(-LOOKUP(1,-RIGHT(D6828,ROW($1:$80))))),\"\",-LOOKUP(1,-RIGHT(D6828,ROW($1:$80))))","v":""},""]
[null,{"$f":"IF(AND(AND(ISERROR(FIND(\"共同住宅\",H6830)),OR(ISNUMBER(FIND(\"事務所\",H6830)),ISNUMBER(FIND(\"ホテル\",H6830)),ISNUMBER(FIND(\"病院\",H6830)),ISNUMBER(FIND(\"店舗\",H6830)),ISNUMBER(FIND(\"百貨店\",H6830)),ISNUMBER(FIND(\"学校\",H6830)),ISNUMBER(FIND(\"飲食店\",H6830)),ISNUMBER(FIND(\"集会所\",H6830)),ISNUMBER(FIND(\"工場\",H6830)))),C6830=\"面積データ\",G6830<>\"\"),\"×\",\"\")","v":""},{"$f":"IF(ISERROR(MATCH(\"*(共通条件) 室仕様*\",E740,0)),IF(ISERROR(MATCH(\"*様式*\",E740,0)),C6829,\"\"),\"面積データ\")","v":0},"","","",{"$f":"IF(OR(ISBLANK($E$100),ISERROR(-LOOKUP(1,-RIGHT(D6830,ROW($1:$80))))),\"\",-LOOKUP(1,-RIGHT(D6830,ROW($1:$80))))","v":""},{"$f":"IF(ISERROR(MATCH(\"*■*\",E740,0)),IF(AND(ISERROR(MATCH(\"Ver.*\",E740,0)),ISERROR(MATCH(\"*入力シート*\",E740,0)),C6830=\"面積データ\"),E740&\" ■□\",\"\"),E740)","v":""}]
[null,"",0,"",{"$f":"IF(OR(ISERROR(FIND(\"□\",H6831)),ISERROR(SUBSTITUTE(LEFT(H6831,(FIND(\"■\",H6831)-2)),\" \",\"★\",LEN(LEFT(H6831,(FIND(\"■\",H6831)-2)))-LEN(SUBSTITUTE(LEFT(H6831,(FIND(\"■\",H6831)-2)),\" \",\"\"))-2))),\"\",SUBSTITUTE(LEFT(H6831,(FIND(\"■\",H6831)-2)),\" \",\"★\",LEN(LEFT(H6831,(FIND(\"■\",H6831)-2)))-LEN(SUBSTITUTE(LEFT(H6831,(FIND(\"■\",H6831)-2)),\" \",\"\"))-2))","v":""},{"$f":"IF(ISERROR(SUBSTITUTE(LEFT(H6831,(FIND(\"■\",H6831)-2)),\" \",\"★\",LEN(LEFT(H6831,(FIND(\"■\",H6831)-2)))-LEN(SUBSTITUTE(LEFT(H6831,(FIND(\"■\",H6831)-2)),\" \",\"\"))-1)),\"\",SUBSTITUTE(LEFT(H6831,(FIND(\"■\",H6831)-2)),\" \",\"★\",LEN(LEFT(H6831,(FIND(\"■\",H6831)-2)))-LEN(SUBSTITUTE(LEFT(H6831,(FIND(\"■\",H6831)-2)),\" \",\"\"))-1))","v":""},{"$f":"IF(OR(ISBLANK($E$100),ISERROR(-LOOKUP(1,-RIGHT(D6831,ROW($1:$80))))),\"\",-LOOKUP(1,-RIGHT(D6831,ROW($1:$80))))","v":""},""]
[null,"",0,"","","",{"$f":"IF(OR(ISBLANK($E$100),ISERROR(-LOOKUP(1,-RIGHT(D6834,ROW($1:$80))))),\"\",-LOOKUP(1,-RIGHT(D6834,ROW($1:$80))))","v":""},""]
[null,"",0,"","","",{"$f":"IF(OR(ISBLANK($E$100),ISERROR(-LOOKUP(1,-RIGHT(D6837,ROW($1:$80))))),\"\",-LOOKUP(1,-RIGHT(D6837,ROW($1:$80))))","v":""},""]
[null,"",0,"","","",{"$f":"IF(OR(ISBLANK($E$100),ISERROR(-LOOKUP(1,-RIGHT(D6841,ROW($1:$80))))),\"\",-LOOKUP(1,-RIGHT(D6841,ROW($1:$80))))","v":""},""]
[null,"",0,"","","",{"$f":"IF(OR(ISBLANK($E$100),ISERROR(-LOOKUP(1,-RIGHT(D6843,ROW($1:$80))))),\"\",-LOOKUP(1,-RIGHT(D6843,ROW($1:$80))))","v":""},""]
[null,"",0,"","","",{"$f":"IF(OR(ISBLANK($E$100),ISERROR(-LOOKUP(1,-RIGHT(D6847,ROW($1:$80))))),\"\",-LOOKUP(1,-RIGHT(D6847,ROW($1:$80))))","v":""},""]
[null,"",0,"","","",{"$f":"IF(OR(ISBLANK($E$100),ISERROR(-LOOKUP(1,-RIGHT(D6850,ROW($1:$80))))),\"\",-LOOKUP(1,-RIGHT(D6850,ROW($1:$80))))","v":""},""]
[null,"",0,"","","",{"$f":"IF(OR(ISBLANK($E$100),ISERROR(-LOOKUP(1,-RIGHT(D6852,ROW($1:$80))))),\"\",-LOOKUP(1,-RIGHT(D6852,ROW($1:$80))))","v":""},""]
[null,"",0,"","","",{"$f":"IF(OR(ISBLANK($E$100),ISERROR(-LOOKUP(1,-RIGHT(D6853,ROW($1:$80))))),\"\",-LOOKUP(1,-RIGHT(D6853,ROW($1:$80))))","v":""},""]
[null,"",0,"","","",{"$f":"IF(OR(ISBLANK($E$100),ISERROR(-LOOKUP(1,-RIGHT(D6856,ROW($1:$80))))),\"\",-LOOKUP(1,-RIGHT(D6856,ROW($1:$80))))","v":""},""]
[null,"",0,"","","",{"$f":"IF(OR(ISBLANK($E$100),ISERROR(-LOOKUP(1,-RIGHT(D6859,ROW($1:$80))))),\"\",-LOOKUP(1,-RIGHT(D6859,ROW($1:$80))))","v":""},""]
[null,"",0,"","","",{"$f":"IF(OR(ISBLANK($E$100),ISERROR(-LOOKUP(1,-RIGHT(D6863,ROW($1:$80))))),\"\",-LOOKUP(1,-RIGHT(D6863,ROW($1:$80))))","v":""},""]
[null,"",0,"","","",{"$f":"IF(OR(ISBLANK($E$100),ISERROR(-LOOKUP(1,-RIGHT(D6865,ROW($1:$80))))),\"\",-LOOKUP(1,-RIGHT(D6865,ROW($1:$80))))","v":""},""]
[null,"",0,"","","",{"$f":"IF(OR(ISBLANK($E$100),ISERROR(-LOOKUP(1,-RIGHT(D6869,ROW($1:$80))))),\"\",-LOOKUP(1,-RIGHT(D6869,ROW($1:$80))))","v":""},""]
[null,"",0,"","","",{"$f":"IF(OR(ISBLANK($E$100),ISERROR(-LOOKUP(1,-RIGHT(D6872,ROW($1:$80))))),\"\",-LOOKUP(1,-RIGHT(D6872,ROW($1:$80))))","v":""},""]
[null,"",0,"","","",{"$f":"IF(OR(ISBLANK($E$100),ISERROR(-LOOKUP(1,-RIGHT(D6874,ROW($1:$80))))),\"\",-LOOKUP(1,-RIGHT(D6874,ROW($1:$80))))","v":""},""]
[null,"",0,"","","",{"$f":"IF(OR(ISBLANK($E$100),ISERROR(-LOOKUP(1,-RIGHT(D6875,ROW($1:$80))))),\"\",-LOOKUP(1,-RIGHT(D6875,ROW($1:$80))))","v":""},""]
[null,"",0,"","","",{"$f":"IF(OR(ISBLANK($E$100),ISERROR(-LOOKUP(1,-RIGHT(D6878,ROW($1:$80))))),\"\",-LOOKUP(1,-RIGHT(D6878,ROW($1:$80))))","v":""},""]
[null,"",0,"","","",{"$f":"IF(OR(ISBLANK($E$100),ISERROR(-LOOKUP(1,-RIGHT(D6881,ROW($1:$80))))),\"\",-LOOKUP(1,-RIGHT(D6881,ROW($1:$80))))","v":""},""]
[null,"",0,"","","",{"$f":"IF(OR(ISBLANK($E$100),ISERROR(-LOOKUP(1,-RIGHT(D6885,ROW($1:$80))))),\"\",-LOOKUP(1,-RIGHT(D6885,ROW($1:$80))))","v":""},""]
[null,"",0,"","","",{"$f":"IF(OR(ISBLANK($E$100),ISERROR(-LOOKUP(1,-RIGHT(D6887,ROW($1:$80))))),\"\",-LOOKUP(1,-RIGHT(D6887,ROW($1:$80))))","v":""},""]
[null,"",0,"","","",{"$f":"IF(OR(ISBLANK($E$100),ISERROR(-LOOKUP(1,-RIGHT(D6891,ROW($1:$80))))),\"\",-LOOKUP(1,-RIGHT(D6891,ROW($1:$80))))","v":""},""]
[null,{"$f":"IF(AND(AND(ISERROR(FIND(\"共同住宅\",H6894)),OR(ISNUMBER(FIND(\"事務所\",H6894)),ISNUMBER(FIND(\"ホテル\",H6894)),ISNUMBER(FIND(\"病院\",H6894)),ISNUMBER(FIND(\"店舗\",H6894)),ISNUMBER(FIND(\"百貨店\",H6894)),ISNUMBER(FIND(\"学校\",H6894)),ISNUMBER(FIND(\"飲食店\",H6894)),ISNUMBER(FIND(\"集会所\",H6894)),ISNUMBER(FIND(\"工場\",H6894)))),C6894=\"面積データ\",G6894<>\"\"),\"×\",\"\")","v":""},{"$f":"IF(ISERROR(MATCH(\"*(共通条件) 室仕様*\",E804,0)),IF(ISERROR(MATCH(\"*様式*\",E804,0)),C6893,\"\"),\"面積データ\")","v":0},"","","",{"$f":"IF(OR(ISBLANK($E$100),ISERROR(-LOOKUP(1,-RIGHT(D6894,ROW($1:$80))))),\"\",-LOOKUP(1,-RIGHT(D6894,ROW($1:$80))))","v":""},{"$f":"IF(ISERROR(MATCH(\"*■*\",E804,0)),IF(AND(ISERROR(MATCH(\"Ver.*\",E804,0)),ISERROR(MATCH(\"*入力シート*\",E804,0)),C6894=\"面積データ\"),E804&\" ■□\",\"\"),E804)","v":""}]
[null,"",0,"","","",{"$f":"IF(OR(ISBLANK($E$100),ISERROR(-LOOKUP(1,-RIGHT(D6896,ROW($1:$80))))),\"\",-LOOKUP(1,-RIGHT(D6896,ROW($1:$80))))","v":""},""]
[null,"",0,"","","",{"$f":"IF(OR(ISBLANK($E$100),ISERROR(-LOOKUP(1,-RIGHT(D6897,ROW($1:$80))))),\"\",-LOOKUP(1,-RIGHT(D6897,ROW($1:$80))))","v":""},""]
[null,"",0,"","","",{"$f":"IF(OR(ISBLANK($E$100),ISERROR(-LOOKUP(1,-RIGHT(D6900,ROW($1:$80))))),\"\",-LOOKUP(1,-RIGHT(D6900,ROW($1:$80))))","v":""},""]
[null,"",0,"","","",{"$f":"IF(OR(ISBLANK($E$100),ISERROR(-LOOKUP(1,-RIGHT(D6904,ROW($1:$80))))),\"\",-LOOKUP(1,-RIGHT(D6904,ROW($1:$80))))","v":""},""]
[null,"",0,"","","",{"$f":"IF(OR(ISBLANK($E$100),ISERROR(-LOOKUP(1,-RIGHT(D6907,ROW($1:$80))))),\"\",-LOOKUP(1,-RIGHT(D6907,ROW($1:$80))))","v":""},""]
[null,"",0,"","","",{"$f":"IF(OR(ISBLANK($E$100),ISERROR(-LOOKUP(1,-RIGHT(D6909,ROW($1:$80))))),\"\",-LOOKUP(1,-RIGHT(D6909,ROW($1:$80))))","v":""},""]
[null,"",0,"","","",{"$f":"IF(OR(ISBLANK($E$100),ISERROR(-LOOKUP(1,-RIGHT(D6913,ROW($1:$80))))),\"\",-LOOKUP(1,-RIGHT(D6913,ROW($1:$80))))","v":""},""]
[null,"",0,"","","",{"$f":"IF(OR(ISBLANK($E$100),ISERROR(-LOOKUP(1,-RIGHT(D6916,ROW($1:$80))))),\"\",-LOOKUP(1,-RIGHT(D6916,ROW($1:$80))))","v":""},""]
[null,"",0,"","","",{"$f":"IF(OR(ISBLANK($E$100),ISERROR(-LOOKUP(1,-RIGHT(D6918,ROW($1:$80))))),\"\",-LOOKUP(1,-RIGHT(D6918,ROW($1:$80))))","v":""},""]
[null,"",0,"","","",{"$f":"IF(OR(ISBLANK($E$100),ISERROR(-LOOKUP(1,-RIGHT(D6919,ROW($1:$80))))),\"\",-LOOKUP(1,-RIGHT(D6919,ROW($1:$80))))","v":""},""]
[null,"",0,"","","",{"$f":"IF(OR(ISBLANK($E$100),ISERROR(-LOOKUP(1,-RIGHT(D6922,ROW($1:$80))))),\"\",-LOOKUP(1,-RIGHT(D6922,ROW($1:$80))))","v":""},""]
[null,"",0,"","","",{"$f":"IF(OR(ISBLANK($E$100),ISERROR(-LOOKUP(1,-RIGHT(D6926,ROW($1:$80))))),\"\",-LOOKUP(1,-RIGHT(D6926,ROW($1:$80))))","v":""},""]
[null,"",0,"","","",{"$f":"IF(OR(ISBLANK($E$100),ISERROR(-LOOKUP(1,-RIGHT(D6929,ROW($1:$80))))),\"\",-LOOKUP(1,-RIGHT(D6929,ROW($1:$80))))","v":""},""]
[null,"",0,"","","",{"$f":"IF(OR(ISBLANK($E$100),ISERROR(-LOOKUP(1,-RIGHT(D6931,ROW($1:$80))))),\"\",-LOOKUP(1,-RIGHT(D6931,ROW($1:$80))))","v":""},""]
[null,"",0,"","","",{"$f":"IF(OR(ISBLANK($E$100),ISERROR(-LOOKUP(1,-RIGHT(D6935,ROW($1:$80))))),\"\",-LOOKUP(1,-RIGHT(D6935,ROW($1:$80))))","v":""},""]
[null,"",0,"","","",{"$f":"IF(OR(ISBLANK($E$100),ISERROR(-LOOKUP(1,-RIGHT(D6938,ROW($1:$80))))),\"\",-LOOKUP(1,-RIGHT(D6938,ROW($1:$80))))","v":""},""]
[null,"",0,"","","",{"$f":"IF(OR(ISBLANK($E$100),ISERROR(-LOOKUP(1,-RIGHT(D6940,ROW($1:$80))))),\"\",-LOOKUP(1,-RIGHT(D6940,ROW($1:$80))))","v":""},""]
[null,"",0,"","","",{"$f":"IF(OR(ISBLANK($E$100),ISERROR(-LOOKUP(1,-RIGHT(D6941,ROW($1:$80))))),\"\",-LOOKUP(1,-RIGHT(D6941,ROW($1:$80))))","v":""},""]
[null,"",0,"","","",{"$f":"IF(OR(ISBLANK($E$100),ISERROR(-LOOKUP(1,-RIGHT(D6944,ROW($1:$80))))),\"\",-LOOKUP(1,-RIGHT(D6944,ROW($1:$80))))","v":""},""]
[null,"",0,"","","",{"$f":"IF(OR(ISBLANK($E$100),ISERROR(-LOOKUP(1,-RIGHT(D6948,ROW($1:$80))))),\"\",-LOOKUP(1,-RIGHT(D6948,ROW($1:$80))))","v":""},""]
[null,"",0,"","","",{"$f":"IF(OR(ISBLANK($E$100),ISERROR(-LOOKUP(1,-RIGHT(D6951,ROW($1:$80))))),\"\",-LOOKUP(1,-RIGHT(D6951,ROW($1:$80))))","v":""},""]
[null,"",0,"","","",{"$f":"IF(OR(ISBLANK($E$100),ISERROR(-LOOKUP(1,-RIGHT(D6953,ROW($1:$80))))),\"\",-LOOKUP(1,-RIGHT(D6953,ROW($1:$80))))","v":""},""]
[null,"",0,"","","",{"$f":"IF(OR(ISBLANK($E$100),ISERROR(-LOOKUP(1,-RIGHT(D6957,ROW($1:$80))))),\"\",-LOOKUP(1,-RIGHT(D6957,ROW($1:$80))))","v":""},""]
[null,"",0,"","","",{"$f":"IF(OR(ISBLANK($E$100),ISERROR(-LOOKUP(1,-RIGHT(D6960,ROW($1:$80))))),\"\",-LOOKUP(1,-RIGHT(D6960,ROW($1:$80))))","v":""},""]
[null,"",0,"","","",{"$f":"IF(OR(ISBLANK($E$100),ISERROR(-LOOKUP(1,-RIGHT(D6962,ROW($1:$80))))),\"\",-LOOKUP(1,-RIGHT(D6962,ROW($1:$80))))","v":""},""]
[null,"",0,"","","",{"$f":"IF(OR(ISBLANK($E$100),ISERROR(-LOOKUP(1,-RIGHT(D6963,ROW($1:$80))))),\"\",-LOOKUP(1,-RIGHT(D6963,ROW($1:$80))))","v":""},""]
[null,"",0,"","","",{"$f":"IF(OR(ISBLANK($E$100),ISERROR(-LOOKUP(1,-RIGHT(D6966,ROW($1:$80))))),\"\",-LOOKUP(1,-RIGHT(D6966,ROW($1:$80))))","v":""},""]
[null,"",0,"","","",{"$f":"IF(OR(ISBLANK($E$100),ISERROR(-LOOKUP(1,-RIGHT(D6970,ROW($1:$80))))),\"\",-LOOKUP(1,-RIGHT(D6970,ROW($1:$80))))","v":""},""]
[null,"",0,"","","",{"$f":"IF(OR(ISBLANK($E$100),ISERROR(-LOOKUP(1,-RIGHT(D6973,ROW($1:$80))))),\"\",-LOOKUP(1,-RIGHT(D6973,ROW($1:$80))))","v":""},""]
[null,"",0,"","","",{"$f":"IF(OR(ISBLANK($E$100),ISERROR(-LOOKUP(1,-RIGHT(D6975,ROW($1:$80))))),\"\",-LOOKUP(1,-RIGHT(D6975,ROW($1:$80))))","v":""},""]
[null,"",0,"","","",{"$f":"IF(OR(ISBLANK($E$100),ISERROR(-LOOKUP(1,-RIGHT(D6979,ROW($1:$80))))),\"\",-LOOKUP(1,-RIGHT(D6979,ROW($1:$80))))","v":""},""]
[null,"",0,"","","",{"$f":"IF(OR(ISBLANK($E$100),ISERROR(-LOOKUP(1,-RIGHT(D6982,ROW($1:$80))))),\"\",-LOOKUP(1,-RIGHT(D6982,ROW($1:$80))))","v":""},""]
[null,"",0,"","","",{"$f":"IF(OR(ISBLANK($E$100),ISERROR(-LOOKUP(1,-RIGHT(D6984,ROW($1:$80))))),\"\",-LOOKUP(1,-RIGHT(D6984,ROW($1:$80))))","v":""},""]
[null,"",0,"","","",{"$f":"IF(OR(ISBLANK($E$100),ISERROR(-LOOKUP(1,-RIGHT(D6985,ROW($1:$80))))),\"\",-LOOKUP(1,-RIGHT(D6985,ROW($1:$80))))","v":""},""]
[null,"",0,"","","",{"$f":"IF(OR(ISBLANK($E$100),ISERROR(-LOOKUP(1,-RIGHT(D6988,ROW($1:$80))))),\"\",-LOOKUP(1,-RIGHT(D6988,ROW($1:$80))))","v":""},""]
[null,"",0,"","","",{"$f":"IF(OR(ISBLANK($E$100),ISERROR(-LOOKUP(1,-RIGHT(D6992,ROW($1:$80))))),\"\",-LOOKUP(1,-RIGHT(D6992,ROW($1:$80))))","v":""},""]
[null,"",0,"","","",{"$f":"IF(OR(ISBLANK($E$100),ISERROR(-LOOKUP(1,-RIGHT(D6995,ROW($1:$80))))),\"\",-LOOKUP(1,-RIGHT(D6995,ROW($1:$80))))","v":""},""]
[null,"",0,"","","",{"$f":"IF(OR(ISBLANK($E$100),ISERROR(-LOOKUP(1,-RIGHT(D6998,ROW($1:$80))))),\"\",-LOOKUP(1,-RIGHT(D6998,ROW($1:$80))))","v":""},""]
[null,"",0,"","","",{"$f":"IF(OR(ISBLANK($E$100),ISERROR(-LOOKUP(1,-RIGHT(D7001,ROW($1:$80))))),\"\",-LOOKUP(1,-RIGHT(D7001,ROW($1:$80))))","v":""},""]
[null,"",0,"","","",{"$f":"IF(OR(ISBLANK($E$100),ISERROR(-LOOKUP(1,-RIGHT(D7004,ROW($1:$80))))),\"\",-LOOKUP(1,-RIGHT(D7004,ROW($1:$80))))","v":""},""]
[null,"",0,"","","",{"$f":"IF(OR(ISBLANK($E$100),ISERROR(-LOOKUP(1,-RIGHT(D7006,ROW($1:$80))))),\"\",-LOOKUP(1,-RIGHT(D7006,ROW($1:$80))))","v":""},""]
[null,"",0,"","","",{"$f":"IF(OR(ISBLANK($E$100),ISERROR(-LOOKUP(1,-RIGHT(D7007,ROW($1:$80))))),\"\",-LOOKUP(1,-RIGHT(D7007,ROW($1:$80))))","v":""},""]
[null,"",0,{"$f":"IF(AND((E7010<>\"\"),(ISNUMBER(VALUE(RIGHT(LEFT(E7010,(FIND(\"★\",E7010)-1)),1)))),(ISNUMBER(VALUE(RIGHT(LEFT(E7010,(FIND(\"★\",E7010)+1)),1))))),IF(ISERROR(FIND(\" \",LEFT(E7010,FIND(\"★\",E7010)-1))),IF(F7010=\"\",\"\",LEFT(F7010,FIND(\"★\",F7010)-1)),LEFT(E7010,FIND(\"★\",E7010)-1)),IF(F7010=\"\",\"\",LEFT(F7010,FIND(\"★\",F7010)-1)))","v":""},"","",{"$f":"IF(OR(ISBLANK($E$100),ISERROR(-LOOKUP(1,-RIGHT(D7010,ROW($1:$80))))),\"\",-LOOKUP(1,-RIGHT(D7010,ROW($1:$80))))","v":""},""]
[null,"",0,"","","",{"$f":"IF(OR(ISBLANK($E$100),ISERROR(-LOOKUP(1,-RIGHT(D7014,ROW($1:$80))))),\"\",-LOOKUP(1,-RIGHT(D7014,ROW($1:$80))))","v":""},""]
[null,"",0,"","","",{"$f":"IF(OR(ISBLANK($E$100),ISERROR(-LOOKUP(1,-RIGHT(D7017,ROW($1:$80))))),\"\",-LOOKUP(1,-RIGHT(D7017,ROW($1:$80))))","v":""},""]
[null,"",0,"","","",{"$f":"IF(OR(ISBLANK($E$100),ISERROR(-LOOKUP(1,-RIGHT(D7020,ROW($1:$80))))),\"\",-LOOKUP(1,-RIGHT(D7020,ROW($1:$80))))","v":""},""]
[null,"",0,"",{"$f":"IF(OR(ISERROR(FIND(\"□\",H7023)),ISERROR(SUBSTITUTE(LEFT(H7023,(FIND(\"■\",H7023)-2)),\" \",\"★\",LEN(LEFT(H7023,(FIND(\"■\",H7023)-2)))-LEN(SUBSTITUTE(LEFT(H7023,(FIND(\"■\",H7023)-2)),\" \",\"\"))-2))),\"\",SUBSTITUTE(LEFT(H7023,(FIND(\"■\",H7023)-2)),\" \",\"★\",LEN(LEFT(H7023,(FIND(\"■\",H7023)-2)))-LEN(SUBSTITUTE(LEFT(H7023,(FIND(\"■\",H7023)-2)),\" \",\"\"))-2))","v":""},{"$f":"IF(ISERROR(SUBSTITUTE(LEFT(H7023,(FIND(\"■\",H7023)-2)),\" \",\"★\",LEN(LEFT(H7023,(FIND(\"■\",H7023)-2)))-LEN(SUBSTITUTE(LEFT(H7023,(FIND(\"■\",H7023)-2)),\" \",\"\"))-1)),\"\",SUBSTITUTE(LEFT(H7023,(FIND(\"■\",H7023)-2)),\" \",\"★\",LEN(LEFT(H7023,(FIND(\"■\",H7023)-2)))-LEN(SUBSTITUTE(LEFT(H7023,(FIND(\"■\",H7023)-2)),\" \",\"\"))-1))","v":""},{"$f":"IF(OR(ISBLANK($E$100),ISERROR(-LOOKUP(1,-RIGHT(D7023,ROW($1:$80))))),\"\",-LOOKUP(1,-RIGHT(D7023,ROW($1:$80))))","v":""},""]
[null,"",0,"","","",{"$f":"IF(OR(ISBLANK($E$100),ISERROR(-LOOKUP(1,-RIGHT(D7026,ROW($1:$80))))),\"\",-LOOKUP(1,-RIGHT(D7026,ROW($1:$80))))","v":""},""]
[null,"",0,"","","",{"$f":"IF(OR(ISBLANK($E$100),ISERROR(-LOOKUP(1,-RIGHT(D7028,ROW($1:$80))))),\"\",-LOOKUP(1,-RIGHT(D7028,ROW($1:$80))))","v":""},""]
[null,"",0,"","","",{"$f":"IF(OR(ISBLANK($E$100),ISERROR(-LOOKUP(1,-RIGHT(D7029,ROW($1:$80))))),\"\",-LOOKUP(1,-RIGHT(D7029,ROW($1:$80))))","v":""},""]
[null,"",0,"","","",{"$f":"IF(OR(ISBLANK($E$100),ISERROR(-LOOKUP(1,-RIGHT(D7032,ROW($1:$80))))),\"\",-LOOKUP(1,-RIGHT(D7032,ROW($1:$80))))","v":""},""]
[null,"",0,"","","",{"$f":"IF(OR(ISBLANK($E$100),ISERROR(-LOOKUP(1,-RIGHT(D7036,ROW($1:$80))))),\"\",-LOOKUP(1,-RIGHT(D7036,ROW($1:$80))))","v":""},""]
[null,"",0,"","","",{"$f":"IF(OR(ISBLANK($E$100),ISERROR(-LOOKUP(1,-RIGHT(D7039,ROW($1:$80))))),\"\",-LOOKUP(1,-RIGHT(D7039,ROW($1:$80))))","v":""},""]
[null,"",0,"","","",{"$f":"IF(OR(ISBLANK($E$100),ISERROR(-LOOKUP(1,-RIGHT(D7042,ROW($1:$80))))),\"\",-LOOKUP(1,-RIGHT(D7042,ROW($1:$80))))","v":""},""]
[null,"",0,"","","",{"$f":"IF(OR(ISBLANK($E$100),ISERROR(-LOOKUP(1,-RIGHT(D7045,ROW($1:$80))))),\"\",-LOOKUP(1,-RIGHT(D7045,ROW($1:$80))))","v":""},""]
[null,"",0,"","","",{"$f":"IF(OR(ISBLANK($E$100),ISERROR(-LOOKUP(1,-RIGHT(D7048,ROW($1:$80))))),\"\",-LOOKUP(1,-RIGHT(D7048,ROW($1:$80))))","v":""},""]
[null,"",0,"","","",{"$f":"IF(OR(ISBLANK($E$100),ISERROR(-LOOKUP(1,-RIGHT(D7050,ROW($1:$80))))),\"\",-LOOKUP(1,-RIGHT(D7050,ROW($1:$80))))","v":""},""]
[null,"",0,"","","",{"$f":"IF(OR(ISBLANK($E$100),ISERROR(-LOOKUP(1,-RIGHT(D7051,ROW($1:$80))))),\"\",-LOOKUP(1,-RIGHT(D7051,ROW($1:$80))))","v":""},""]
[null,"",0,"","","",{"$f":"IF(OR(ISBLANK($E$100),ISERROR(-LOOKUP(1,-RIGHT(D7055,ROW($1:$80))))),\"\",-LOOKUP(1,-RIGHT(D7055,ROW($1:$80))))","v":""},""]
[null,"",0,"","","",{"$f":"IF(OR(ISBLANK($E$100),ISERROR(-LOOKUP(1,-RIGHT(D7058,ROW($1:$80))))),\"\",-LOOKUP(1,-RIGHT(D7058,ROW($1:$80))))","v":""},""]
[null,"",0,"","","",{"$f":"IF(OR(ISBLANK($E$100),ISERROR(-LOOKUP(1,-RIGHT(D7061,ROW($1:$80))))),\"\",-LOOKUP(1,-RIGHT(D7061,ROW($1:$80))))","v":""},""]
[null,"",0,"","","",{"$f":"IF(OR(ISBLANK($E$100),ISERROR(-LOOKUP(1,-RIGHT(D7064,ROW($1:$80))))),\"\",-LOOKUP(1,-RIGHT(D7064,ROW($1:$80))))","v":""},""]
[null,"",0,"","","",{"$f":"IF(OR(ISBLANK($E$100),ISERROR(-LOOKUP(1,-RIGHT(D7067,ROW($1:$80))))),\"\",-LOOKUP(1,-RIGHT(D7067,ROW($1:$80))))","v":""},""]
[null,"",0,"","","",{"$f":"IF(OR(ISBLANK($E$100),ISERROR(-LOOKUP(1,-RIGHT(D7070,ROW($1:$80))))),\"\",-LOOKUP(1,-RIGHT(D7070,ROW($1:$80))))","v":""},""]
[null,"",0,"","","",{"$f":"IF(OR(ISBLANK($E$100),ISERROR(-LOOKUP(1,-RIGHT(D7072,ROW($1:$80))))),\"\",-LOOKUP(1,-RIGHT(D7072,ROW($1:$80))))","v":""},""]
[null,"",0,"","","",{"$f":"IF(OR(ISBLANK($E$100),ISERROR(-LOOKUP(1,-RIGHT(D7073,ROW($1:$80))))),\"\",-LOOKUP(1,-RIGHT(D7073,ROW($1:$80))))","v":""},""]
[null,"",0,"","","",{"$f":"IF(OR(ISBLANK($E$100),ISERROR(-LOOKUP(1,-RIGHT(D7077,ROW($1:$80))))),\"\",-LOOKUP(1,-RIGHT(D7077,ROW($1:$80))))","v":""},""]
[null,"",0,"","","",{"$f":"IF(OR(ISBLANK($E$100),ISERROR(-LOOKUP(1,-RIGHT(D7080,ROW($1:$80))))),\"\",-LOOKUP(1,-RIGHT(D7080,ROW($1:$80))))","v":""},""]
[null,"",0,"","","",{"$f":"IF(OR(ISBLANK($E$100),ISERROR(-LOOKUP(1,-RIGHT(D7083,ROW($1:$80))))),\"\",-LOOKUP(1,-RIGHT(D7083,ROW($1:$80))))","v":""},""]
[null,{"$f":"IF(AND(AND(ISERROR(FIND(\"共同住宅\",H7086)),OR(ISNUMBER(FIND(\"事務所\",H7086)),ISNUMBER(FIND(\"ホテル\",H7086)),ISNUMBER(FIND(\"病院\",H7086)),ISNUMBER(FIND(\"店舗\",H7086)),ISNUMBER(FIND(\"百貨店\",H7086)),ISNUMBER(FIND(\"学校\",H7086)),ISNUMBER(FIND(\"飲食店\",H7086)),ISNUMBER(FIND(\"集会所\",H7086)),ISNUMBER(FIND(\"工場\",H7086)))),C7086=\"面積データ\",G7086<>\"\"),\"×\",\"\")","v":""},{"$f":"IF(ISERROR(MATCH(\"*(共通条件) 室仕様*\",E996,0)),IF(ISERROR(MATCH(\"*様式*\",E996,0)),C7085,\"\"),\"面積データ\")","v":0},"","","",{"$f":"IF(OR(ISBLANK($E$100),ISERROR(-LOOKUP(1,-RIGHT(D7086,ROW($1:$80))))),\"\",-LOOKUP(1,-RIGHT(D7086,ROW($1:$80))))","v":""},{"$f":"IF(ISERROR(MATCH(\"*■*\",E996,0)),IF(AND(ISERROR(MATCH(\"Ver.*\",E996,0)),ISERROR(MATCH(\"*入力シート*\",E996,0)),C7086=\"面積データ\"),E996&\" ■□\",\"\"),E996)","v":""}]
[null,"",0,"","","",{"$f":"IF(OR(ISBLANK($E$100),ISERROR(-LOOKUP(1,-RIGHT(D7089,ROW($1:$80))))),\"\",-LOOKUP(1,-RIGHT(D7089,ROW($1:$80))))","v":""},""]
[null,"",0,"","","",{"$f":"IF(OR(ISBLANK($E$100),ISERROR(-LOOKUP(1,-RIGHT(D7090,ROW($1:$80))))),\"\",-LOOKUP(1,-RIGHT(D7090,ROW($1:$80))))","v":""},""]
[null,"",0,"","","",{"$f":"IF(OR(ISBLANK($E$100),ISERROR(-LOOKUP(1,-RIGHT(D7094,ROW($1:$80))))),\"\",-LOOKUP(1,-RIGHT(D7094,ROW($1:$80))))","v":""},""]
[null,"",0,"","","",{"$f":"IF(OR(ISBLANK($E$100),ISERROR(-LOOKUP(1,-RIGHT(D7095,ROW($1:$80))))),\"\",-LOOKUP(1,-RIGHT(D7095,ROW($1:$80))))","v":""},""]
[null,"",0,"","","",{"$f":"IF(OR(ISBLANK($E$100),ISERROR(-LOOKUP(1,-RIGHT(D7099,ROW($1:$80))))),\"\",-LOOKUP(1,-RIGHT(D7099,ROW($1:$80))))","v":""},""]
[null,"",0,"","","",{"$f":"IF(OR(ISBLANK($E$100),ISERROR(-LOOKUP(1,-RIGHT(D7102,ROW($1:$80))))),\"\",-LOOKUP(1,-RIGHT(D7102,ROW($1:$80))))","v":""},""]
[null,"",0,"","","",{"$f":"IF(OR(ISBLANK($E$100),ISERROR(-LOOKUP(1,-RIGHT(D7105,ROW($1:$80))))),\"\",-LOOKUP(1,-RIGHT(D7105,ROW($1:$80))))","v":""},""]
[null,"",0,"","","",{"$f":"IF(OR(ISBLANK($E$100),ISERROR(-LOOKUP(1,-RIGHT(D7108,ROW($1:$80))))),\"\",-LOOKUP(1,-RIGHT(D7108,ROW($1:$80))))","v":""},""]
[null,"",0,"","","",{"$f":"IF(OR(ISBLANK($E$100),ISERROR(-LOOKUP(1,-RIGHT(D7111,ROW($1:$80))))),\"\",-LOOKUP(1,-RIGHT(D7111,ROW($1:$80))))","v":""},""]
[null,"",0,"","","",{"$f":"IF(OR(ISBLANK($E$100),ISERROR(-LOOKUP(1,-RIGHT(D7112,ROW($1:$80))))),\"\",-LOOKUP(1,-RIGHT(D7112,ROW($1:$80))))","v":""},""]
[null,"",0,"","","",{"$f":"IF(OR(ISBLANK($E$100),ISERROR(-LOOKUP(1,-RIGHT(D7116,ROW($1:$80))))),\"\",-LOOKUP(1,-RIGHT(D7116,ROW($1:$80))))","v":""},""]
[null,"",0,"","","",{"$f":"IF(OR(ISBLANK($E$100),ISERROR(-LOOKUP(1,-RIGHT(D7117,ROW($1:$80))))),\"\",-LOOKUP(1,-RIGHT(D7117,ROW($1:$80))))","v":""},""]
[null,"",0,"","","",{"$f":"IF(OR(ISBLANK($E$100),ISERROR(-LOOKUP(1,-RIGHT(D7121,ROW($1:$80))))),\"\",-LOOKUP(1,-RIGHT(D7121,ROW($1:$80))))","v":""},""]
[null,"",0,"","","",{"$f":"IF(OR(ISBLANK($E$100),ISERROR(-LOOKUP(1,-RIGHT(D7124,ROW($1:$80))))),\"\",-LOOKUP(1,-RIGHT(D7124,ROW($1:$80))))","v":""},""]
[null,"",0,"","","",{"$f":"IF(OR(ISBLANK($E$100),ISERROR(-LOOKUP(1,-RIGHT(D7127,ROW($1:$80))))),\"\",-LOOKUP(1,-RIGHT(D7127,ROW($1:$80))))","v":""},""]
[null,"",0,"","","",{"$f":"IF(OR(ISBLANK($E$100),ISERROR(-LOOKUP(1,-RIGHT(D7130,ROW($1:$80))))),\"\",-LOOKUP(1,-RIGHT(D7130,ROW($1:$80))))","v":""},""]
[null,"",0,"","","",{"$f":"IF(OR(ISBLANK($E$100),ISERROR(-LOOKUP(1,-RIGHT(D7133,ROW($1:$80))))),\"\",-LOOKUP(1,-RIGHT(D7133,ROW($1:$80))))","v":""},""]
[null,"",0,"","","",{"$f":"IF(OR(ISBLANK($E$100),ISERROR(-LOOKUP(1,-RIGHT(D7134,ROW($1:$80))))),\"\",-LOOKUP(1,-RIGHT(D7134,ROW($1:$80))))","v":""},""]
[null,"",0,{"$f":"IF(AND((E7138<>\"\"),(ISNUMBER(VALUE(RIGHT(LEFT(E7138,(FIND(\"★\",E7138)-1)),1)))),(ISNUMBER(VALUE(RIGHT(LEFT(E7138,(FIND(\"★\",E7138)+1)),1))))),IF(ISERROR(FIND(\" \",LEFT(E7138,FIND(\"★\",E7138)-1))),IF(F7138=\"\",\"\",LEFT(F7138,FIND(\"★\",F7138)-1)),LEFT(E7138,FIND(\"★\",E7138)-1)),IF(F7138=\"\",\"\",LEFT(F7138,FIND(\"★\",F7138)-1)))","v":""},"","",{"$f":"IF(OR(ISBLANK($E$100),ISERROR(-LOOKUP(1,-RIGHT(D7138,ROW($1:$80))))),\"\",-LOOKUP(1,-RIGHT(D7138,ROW($1:$80))))","v":""},""]
[null,"",0,"","","",{"$f":"IF(OR(ISBLANK($E$100),ISERROR(-LOOKUP(1,-RIGHT(D7139,ROW($1:$80))))),\"\",-LOOKUP(1,-RIGHT(D7139,ROW($1:$80))))","v":""},""]
[null,"",0,"","","",{"$f":"IF(OR(ISBLANK($E$100),ISERROR(-LOOKUP(1,-RIGHT(D7143,ROW($1:$80))))),\"\",-LOOKUP(1,-RIGHT(D7143,ROW($1:$80))))","v":""},""]
[null,"",0,"","","",{"$f":"IF(OR(ISBLANK($E$100),ISERROR(-LOOKUP(1,-RIGHT(D7146,ROW($1:$80))))),\"\",-LOOKUP(1,-RIGHT(D7146,ROW($1:$80))))","v":""},""]
[null,"",0,"","","",{"$f":"IF(OR(ISBLANK($E$100),ISERROR(-LOOKUP(1,-RIGHT(D7149,ROW($1:$80))))),\"\",-LOOKUP(1,-RIGHT(D7149,ROW($1:$80))))","v":""},""]
[null,"",0,"","","",{"$f":"IF(OR(ISBLANK($E$100),ISERROR(-LOOKUP(1,-RIGHT(D7152,ROW($1:$80))))),\"\",-LOOKUP(1,-RIGHT(D7152,ROW($1:$80))))","v":""},""]
[null,"",0,"","","",{"$f":"IF(OR(ISBLANK($E$100),ISERROR(-LOOKUP(1,-RIGHT(D7155,ROW($1:$80))))),\"\",-LOOKUP(1,-RIGHT(D7155,ROW($1:$80))))","v":""},""]
[null,"",0,"","","",{"$f":"IF(OR(ISBLANK($E$100),ISERROR(-LOOKUP(1,-RIGHT(D7156,ROW($1:$80))))),\"\",-LOOKUP(1,-RIGHT(D7156,ROW($1:$80))))","v":""},""]
[null,"",0,"","","",{"$f":"IF(OR(ISBLANK($E$100),ISERROR(-LOOKUP(1,-RIGHT(D7160,ROW($1:$80))))),\"\",-LOOKUP(1,-RIGHT(D7160,ROW($1:$80))))","v":""},""]
[null,"",0,"","","",{"$f":"IF(OR(ISBLANK($E$100),ISERROR(-LOOKUP(1,-RIGHT(D7161,ROW($1:$80))))),\"\",-LOOKUP(1,-RIGHT(D7161,ROW($1:$80))))","v":""},""]
[null,"",0,"","","",{"$f":"IF(OR(ISBLANK($E$100),ISERROR(-LOOKUP(1,-RIGHT(D7165,ROW($1:$80))))),\"\",-LOOKUP(1,-RIGHT(D7165,ROW($1:$80))))","v":""},""]
[null,"",0,"","","",{"$f":"IF(OR(ISBLANK($E$100),ISERROR(-LOOKUP(1,-RIGHT(D7168,ROW($1:$80))))),\"\",-LOOKUP(1,-RIGHT(D7168,ROW($1:$80))))","v":""},""]
[null,"",0,"","","",{"$f":"IF(OR(ISBLANK($E$100),ISERROR(-LOOKUP(1,-RIGHT(D7171,ROW($1:$80))))),\"\",-LOOKUP(1,-RIGHT(D7171,ROW($1:$80))))","v":""},""]
[null,"",0,"","","",{"$f":"IF(OR(ISBLANK($E$100),ISERROR(-LOOKUP(1,-RIGHT(D7174,ROW($1:$80))))),\"\",-LOOKUP(1,-RIGHT(D7174,ROW($1:$80))))","v":""},""]
[null,"",0,"","","",{"$f":"IF(OR(ISBLANK($E$100),ISERROR(-LOOKUP(1,-RIGHT(D7177,ROW($1:$80))))),\"\",-LOOKUP(1,-RIGHT(D7177,ROW($1:$80))))","v":""},""]
[null,"",0,"","","",{"$f":"IF(OR(ISBLANK($E$100),ISERROR(-LOOKUP(1,-RIGHT(D7178,ROW($1:$80))))),\"\",-LOOKUP(1,-RIGHT(D7178,ROW($1:$80))))","v":""},""]
[null,"",0,"","","",{"$f":"IF(OR(ISBLANK($E$100),ISERROR(-LOOKUP(1,-RIGHT(D7182,ROW($1:$80))))),\"\",-LOOKUP(1,-RIGHT(D7182,ROW($1:$80))))","v":""},""]
[null,"",0,"","","",{"$f":"IF(OR(ISBLANK($E$100),ISERROR(-LOOKUP(1,-RIGHT(D7184,ROW($1:$80))))),\"\",-LOOKUP(1,-RIGHT(D7184,ROW($1:$80))))","v":""},""]
[null,"",0,"","","",{"$f":"IF(OR(ISBLANK($E$100),ISERROR(-LOOKUP(1,-RIGHT(D7187,ROW($1:$80))))),\"\",-LOOKUP(1,-RIGHT(D7187,ROW($1:$80))))","v":""},""]
[null,"",0,"","","",{"$f":"IF(OR(ISBLANK($E$100),ISERROR(-LOOKUP(1,-RIGHT(D7190,ROW($1:$80))))),\"\",-LOOKUP(1,-RIGHT(D7190,ROW($1:$80))))","v":""},""]
[null,"",0,"","","",{"$f":"IF(OR(ISBLANK($E$100),ISERROR(-LOOKUP(1,-RIGHT(D7193,ROW($1:$80))))),\"\",-LOOKUP(1,-RIGHT(D7193,ROW($1:$80))))","v":""},""]
[null,"",0,"","","",{"$f":"IF(OR(ISBLANK($E$100),ISERROR(-LOOKUP(1,-RIGHT(D7196,ROW($1:$80))))),\"\",-LOOKUP(1,-RIGHT(D7196,ROW($1:$80))))","v":""},""]
[null,"",0,"","","",{"$f":"IF(OR(ISBLANK($E$100),ISERROR(-LOOKUP(1,-RIGHT(D7199,ROW($1:$80))))),\"\",-LOOKUP(1,-RIGHT(D7199,ROW($1:$80))))","v":""},""]
[null,"",0,"","","",{"$f":"IF(OR(ISBLANK($E$100),ISERROR(-LOOKUP(1,-RIGHT(D7200,ROW($1:$80))))),\"\",-LOOKUP(1,-RIGHT(D7200,ROW($1:$80))))","v":""},""]
[null,"",0,"","","",{"$f":"IF(OR(ISBLANK($E$100),ISERROR(-LOOKUP(1,-RIGHT(D7204,ROW($1:$80))))),\"\",-LOOKUP(1,-RIGHT(D7204,ROW($1:$80))))","v":""},""]
[null,"",0,"","","",{"$f":"IF(OR(ISBLANK($E$100),ISERROR(-LOOKUP(1,-RIGHT(D7206,ROW($1:$80))))),\"\",-LOOKUP(1,-RIGHT(D7206,ROW($1:$80))))","v":""},""]
[null,"",0,"","","",{"$f":"IF(OR(ISBLANK($E$100),ISERROR(-LOOKUP(1,-RIGHT(D7209,ROW($1:$80))))),\"\",-LOOKUP(1,-RIGHT(D7209,ROW($1:$80))))","v":""},""]
[null,"",0,"","","",{"$f":"IF(OR(ISBLANK($E$100),ISERROR(-LOOKUP(1,-RIGHT(D7212,ROW($1:$80))))),\"\",-LOOKUP(1,-RIGHT(D7212,ROW($1:$80))))","v":""},""]
[null,"",0,"",{"$f":"IF(OR(ISERROR(FIND(\"□\",H7215)),ISERROR(SUBSTITUTE(LEFT(H7215,(FIND(\"■\",H7215)-2)),\" \",\"★\",LEN(LEFT(H7215,(FIND(\"■\",H7215)-2)))-LEN(SUBSTITUTE(LEFT(H7215,(FIND(\"■\",H7215)-2)),\" \",\"\"))-2))),\"\",SUBSTITUTE(LEFT(H7215,(FIND(\"■\",H7215)-2)),\" \",\"★\",LEN(LEFT(H7215,(FIND(\"■\",H7215)-2)))-LEN(SUBSTITUTE(LEFT(H7215,(FIND(\"■\",H7215)-2)),\" \",\"\"))-2))","v":""},{"$f":"IF(ISERROR(SUBSTITUTE(LEFT(H7215,(FIND(\"■\",H7215)-2)),\" \",\"★\",LEN(LEFT(H7215,(FIND(\"■\",H7215)-2)))-LEN(SUBSTITUTE(LEFT(H7215,(FIND(\"■\",H7215)-2)),\" \",\"\"))-1)),\"\",SUBSTITUTE(LEFT(H7215,(FIND(\"■\",H7215)-2)),\" \",\"★\",LEN(LEFT(H7215,(FIND(\"■\",H7215)-2)))-LEN(SUBSTITUTE(LEFT(H7215,(FIND(\"■\",H7215)-2)),\" \",\"\"))-1))","v":""},{"$f":"IF(OR(ISBLANK($E$100),ISERROR(-LOOKUP(1,-RIGHT(D7215,ROW($1:$80))))),\"\",-LOOKUP(1,-RIGHT(D7215,ROW($1:$80))))","v":""},""]
[null,"",0,"","","",{"$f":"IF(OR(ISBLANK($E$100),ISERROR(-LOOKUP(1,-RIGHT(D7218,ROW($1:$80))))),\"\",-LOOKUP(1,-RIGHT(D7218,ROW($1:$80))))","v":""},""]
[null,"",0,"","","",{"$f":"IF(OR(ISBLANK($E$100),ISERROR(-LOOKUP(1,-RIGHT(D7221,ROW($1:$80))))),\"\",-LOOKUP(1,-RIGHT(D7221,ROW($1:$80))))","v":""},""]
[null,"",0,"","","",{"$f":"IF(OR(ISBLANK($E$100),ISERROR(-LOOKUP(1,-RIGHT(D7222,ROW($1:$80))))),\"\",-LOOKUP(1,-RIGHT(D7222,ROW($1:$80))))","v":""},""]
[null,"",0,"","","",{"$f":"IF(OR(ISBLANK($E$100),ISERROR(-LOOKUP(1,-RIGHT(D7226,ROW($1:$80))))),\"\",-LOOKUP(1,-RIGHT(D7226,ROW($1:$80))))","v":""},""]
[null,"",0,"","","",{"$f":"IF(OR(ISBLANK($E$100),ISERROR(-LOOKUP(1,-RIGHT(D7228,ROW($1:$80))))),\"\",-LOOKUP(1,-RIGHT(D7228,ROW($1:$80))))","v":""},""]
[null,"",0,"","","",{"$f":"IF(OR(ISBLANK($E$100),ISERROR(-LOOKUP(1,-RIGHT(D7231,ROW($1:$80))))),\"\",-LOOKUP(1,-RIGHT(D7231,ROW($1:$80))))","v":""},""]
[null,"",0,"","","",{"$f":"IF(OR(ISBLANK($E$100),ISERROR(-LOOKUP(1,-RIGHT(D7234,ROW($1:$80))))),\"\",-LOOKUP(1,-RIGHT(D7234,ROW($1:$80))))","v":""},""]
[null,"",0,"","","",{"$f":"IF(OR(ISBLANK($E$100),ISERROR(-LOOKUP(1,-RIGHT(D7237,ROW($1:$80))))),\"\",-LOOKUP(1,-RIGHT(D7237,ROW($1:$80))))","v":""},""]
[null,"",0,"","","",{"$f":"IF(OR(ISBLANK($E$100),ISERROR(-LOOKUP(1,-RIGHT(D7240,ROW($1:$80))))),\"\",-LOOKUP(1,-RIGHT(D7240,ROW($1:$80))))","v":""},""]
[null,"",0,"","","",{"$f":"IF(OR(ISBLANK($E$100),ISERROR(-LOOKUP(1,-RIGHT(D7241,ROW($1:$80))))),\"\",-LOOKUP(1,-RIGHT(D7241,ROW($1:$80))))","v":""},""]
[null,"",0,"","","",{"$f":"IF(OR(ISBLANK($E$100),ISERROR(-LOOKUP(1,-RIGHT(D7244,ROW($1:$80))))),\"\",-LOOKUP(1,-RIGHT(D7244,ROW($1:$80))))","v":""},""]
[null,"",0,"","","",{"$f":"IF(OR(ISBLANK($E$100),ISERROR(-LOOKUP(1,-RIGHT(D7248,ROW($1:$80))))),\"\",-LOOKUP(1,-RIGHT(D7248,ROW($1:$80))))","v":""},""]
[null,"",0,"","","",{"$f":"IF(OR(ISBLANK($E$100),ISERROR(-LOOKUP(1,-RIGHT(D7250,ROW($1:$80))))),\"\",-LOOKUP(1,-RIGHT(D7250,ROW($1:$80))))","v":""},""]
[null,"",0,"","","",{"$f":"IF(OR(ISBLANK($E$100),ISERROR(-LOOKUP(1,-RIGHT(D7253,ROW($1:$80))))),\"\",-LOOKUP(1,-RIGHT(D7253,ROW($1:$80))))","v":""},""]
[null,"",0,"","","",{"$f":"IF(OR(ISBLANK($E$100),ISERROR(-LOOKUP(1,-RIGHT(D7256,ROW($1:$80))))),\"\",-LOOKUP(1,-RIGHT(D7256,ROW($1:$80))))","v":""},""]
[null,"",0,"","","",{"$f":"IF(OR(ISBLANK($E$100),ISERROR(-LOOKUP(1,-RIGHT(D7259,ROW($1:$80))))),\"\",-LOOKUP(1,-RIGHT(D7259,ROW($1:$80))))","v":""},""]
[null,"",0,"","","",{"$f":"IF(OR(ISBLANK($E$100),ISERROR(-LOOKUP(1,-RIGHT(D7262,ROW($1:$80))))),\"\",-LOOKUP(1,-RIGHT(D7262,ROW($1:$80))))","v":""},""]
[null,"",0,"","","",{"$f":"IF(OR(ISBLANK($E$100),ISERROR(-LOOKUP(1,-RIGHT(D7263,ROW($1:$80))))),\"\",-LOOKUP(1,-RIGHT(D7263,ROW($1:$80))))","v":""},""]
[null,"",0,{"$f":"IF(AND((E7266<>\"\"),(ISNUMBER(VALUE(RIGHT(LEFT(E7266,(FIND(\"★\",E7266)-1)),1)))),(ISNUMBER(VALUE(RIGHT(LEFT(E7266,(FIND(\"★\",E7266)+1)),1))))),IF(ISERROR(FIND(\" \",LEFT(E7266,FIND(\"★\",E7266)-1))),IF(F7266=\"\",\"\",LEFT(F7266,FIND(\"★\",F7266)-1)),LEFT(E7266,FIND(\"★\",E7266)-1)),IF(F7266=\"\",\"\",LEFT(F7266,FIND(\"★\",F7266)-1)))","v":""},"","",{"$f":"IF(OR(ISBLANK($E$100),ISERROR(-LOOKUP(1,-RIGHT(D7266,ROW($1:$80))))),\"\",-LOOKUP(1,-RIGHT(D7266,ROW($1:$80))))","v":""},""]
[null,"",0,"","","",{"$f":"IF(OR(ISBLANK($E$100),ISERROR(-LOOKUP(1,-RIGHT(D7270,ROW($1:$80))))),\"\",-LOOKUP(1,-RIGHT(D7270,ROW($1:$80))))","v":""},""]
[null,"",0,"","","",{"$f":"IF(OR(ISBLANK($E$100),ISERROR(-LOOKUP(1,-RIGHT(D7272,ROW($1:$80))))),\"\",-LOOKUP(1,-RIGHT(D7272,ROW($1:$80))))","v":""},""]
[null,"",0,"","","",{"$f":"IF(OR(ISBLANK($E$100),ISERROR(-LOOKUP(1,-RIGHT(D7275,ROW($1:$80))))),\"\",-LOOKUP(1,-RIGHT(D7275,ROW($1:$80))))","v":""},""]
[null,{"$f":"IF(AND(AND(ISERROR(FIND(\"共同住宅\",H7278)),OR(ISNUMBER(FIND(\"事務所\",H7278)),ISNUMBER(FIND(\"ホテル\",H7278)),ISNUMBER(FIND(\"病院\",H7278)),ISNUMBER(FIND(\"店舗\",H7278)),ISNUMBER(FIND(\"百貨店\",H7278)),ISNUMBER(FIND(\"学校\",H7278)),ISNUMBER(FIND(\"飲食店\",H7278)),ISNUMBER(FIND(\"集会所\",H7278)),ISNUMBER(FIND(\"工場\",H7278)))),C7278=\"面積データ\",G7278<>\"\"),\"×\",\"\")","v":""},{"$f":"IF(ISERROR(MATCH(\"*(共通条件) 室仕様*\",E1188,0)),IF(ISERROR(MATCH(\"*様式*\",E1188,0)),C7277,\"\"),\"面積データ\")","v":0},"","","",{"$f":"IF(OR(ISBLANK($E$100),ISERROR(-LOOKUP(1,-RIGHT(D7278,ROW($1:$80))))),\"\",-LOOKUP(1,-RIGHT(D7278,ROW($1:$80))))","v":""},{"$f":"IF(ISERROR(MATCH(\"*■*\",E1188,0)),IF(AND(ISERROR(MATCH(\"Ver.*\",E1188,0)),ISERROR(MATCH(\"*入力シート*\",E1188,0)),C7278=\"面積データ\"),E1188&\" ■□\",\"\"),E1188)","v":""}]
[null,"",0,"","","",{"$f":"IF(OR(ISBLANK($E$100),ISERROR(-LOOKUP(1,-RIGHT(D7281,ROW($1:$80))))),\"\",-LOOKUP(1,-RIGHT(D7281,ROW($1:$80))))","v":""},""]
[null,"",0,"","","",{"$f":"IF(OR(ISBLANK($E$100),ISERROR(-LOOKUP(1,-RIGHT(D7284,ROW($1:$80))))),\"\",-LOOKUP(1,-RIGHT(D7284,ROW($1:$80))))","v":""},""]
[null,"",0,"","","",{"$f":"IF(OR(ISBLANK($E$100),ISERROR(-LOOKUP(1,-RIGHT(D7285,ROW($1:$80))))),\"\",-LOOKUP(1,-RIGHT(D7285,ROW($1:$80))))","v":""},""]
[null,"",0,"","","",{"$f":"IF(OR(ISBLANK($E$100),ISERROR(-LOOKUP(1,-RIGHT(D7288,ROW($1:$80))))),\"\",-LOOKUP(1,-RIGHT(D7288,ROW($1:$80))))","v":""},""]
[null,"",0,"","","",{"$f":"IF(OR(ISBLANK($E$100),ISERROR(-LOOKUP(1,-RIGHT(D7292,ROW($1:$80))))),\"\",-LOOKUP(1,-RIGHT(D7292,ROW($1:$80))))","v":""},""]
[null,"",0,"","","",{"$f":"IF(OR(ISBLANK($E$100),ISERROR(-LOOKUP(1,-RIGHT(D7294,ROW($1:$80))))),\"\",-LOOKUP(1,-RIGHT(D7294,ROW($1:$80))))","v":""},""]
[null,"",0,"","","",{"$f":"IF(OR(ISBLANK($E$100),ISERROR(-LOOKUP(1,-RIGHT(D7297,ROW($1:$80))))),\"\",-LOOKUP(1,-RIGHT(D7297,ROW($1:$80))))","v":""},""]
[null,"",0,"","","",{"$f":"IF(OR(ISBLANK($E$100),ISERROR(-LOOKUP(1,-RIGHT(D7301,ROW($1:$80))))),\"\",-LOOKUP(1,-RIGHT(D7301,ROW($1:$80))))","v":""},""]
[null,"",0,"","","",{"$f":"IF(OR(ISBLANK($E$100),ISERROR(-LOOKUP(1,-RIGHT(D7303,ROW($1:$80))))),\"\",-LOOKUP(1,-RIGHT(D7303,ROW($1:$80))))","v":""},""]
[null,"",0,"","","",{"$f":"IF(OR(ISBLANK($E$100),ISERROR(-LOOKUP(1,-RIGHT(D7306,ROW($1:$80))))),\"\",-LOOKUP(1,-RIGHT(D7306,ROW($1:$80))))","v":""},""]
[null,"",0,"","","",{"$f":"IF(OR(ISBLANK($E$100),ISERROR(-LOOKUP(1,-RIGHT(D7307,ROW($1:$80))))),\"\",-LOOKUP(1,-RIGHT(D7307,ROW($1:$80))))","v":""},""]
[null,"",0,"","","",{"$f":"IF(OR(ISBLANK($E$100),ISERROR(-LOOKUP(1,-RIGHT(D7310,ROW($1:$80))))),\"\",-LOOKUP(1,-RIGHT(D7310,ROW($1:$80))))","v":""},""]
[null,"",0,"","","",{"$f":"IF(OR(ISBLANK($E$100),ISERROR(-LOOKUP(1,-RIGHT(D7314,ROW($1:$80))))),\"\",-LOOKUP(1,-RIGHT(D7314,ROW($1:$80))))","v":""},""]
[null,"",0,"","","",{"$f":"IF(OR(ISBLANK($E$100),ISERROR(-LOOKUP(1,-RIGHT(D7316,ROW($1:$80))))),\"\",-LOOKUP(1,-RIGHT(D7316,ROW($1:$80))))","v":""},""]
[null,"",0,"","","",{"$f":"IF(OR(ISBLANK($E$100),ISERROR(-LOOKUP(1,-RIGHT(D7319,ROW($1:$80))))),\"\",-LOOKUP(1,-RIGHT(D7319,ROW($1:$80))))","v":""},""]
[null,"",0,"","","",{"$f":"IF(OR(ISBLANK($E$100),ISERROR(-LOOKUP(1,-RIGHT(D7323,ROW($1:$80))))),\"\",-LOOKUP(1,-RIGHT(D7323,ROW($1:$80))))","v":""},""]
[null,"",0,"","","",{"$f":"IF(OR(ISBLANK($E$100),ISERROR(-LOOKUP(1,-RIGHT(D7325,ROW($1:$80))))),\"\",-LOOKUP(1,-RIGHT(D7325,ROW($1:$80))))","v":""},""]
[null,"",0,"","","",{"$f":"IF(OR(ISBLANK($E$100),ISERROR(-LOOKUP(1,-RIGHT(D7328,ROW($1:$80))))),\"\",-LOOKUP(1,-RIGHT(D7328,ROW($1:$80))))","v":""},""]
[null,"",0,"","","",{"$f":"IF(OR(ISBLANK($E$100),ISERROR(-LOOKUP(1,-RIGHT(D7329,ROW($1:$80))))),\"\",-LOOKUP(1,-RIGHT(D7329,ROW($1:$80))))","v":""},""]
[null,"",0,"","","",{"$f":"IF(OR(ISBLANK($E$100),ISERROR(-LOOKUP(1,-RIGHT(D7332,ROW($1:$80))))),\"\",-LOOKUP(1,-RIGHT(D7332,ROW($1:$80))))","v":""},""]
[null,"",0,"","","",{"$f":"IF(OR(ISBLANK($E$100),ISERROR(-LOOKUP(1,-RIGHT(D7336,ROW($1:$80))))),\"\",-LOOKUP(1,-RIGHT(D7336,ROW($1:$80))))","v":""},""]
[null,"",0,"","","",{"$f":"IF(OR(ISBLANK($E$100),ISERROR(-LOOKUP(1,-RIGHT(D7338,ROW($1:$80))))),\"\",-LOOKUP(1,-RIGHT(D7338,ROW($1:$80))))","v":""},""]
[null,"",0,"","","",{"$f":"IF(OR(ISBLANK($E$100),ISERROR(-LOOKUP(1,-RIGHT(D7341,ROW($1:$80))))),\"\",-LOOKUP(1,-RIGHT(D7341,ROW($1:$80))))","v":""},""]
[null,"",0,"","","",{"$f":"IF(OR(ISBLANK($E$100),ISERROR(-LOOKUP(1,-RIGHT(D7345,ROW($1:$80))))),\"\",-LOOKUP(1,-RIGHT(D7345,ROW($1:$80))))","v":""},""]
[null,"",0,"","","",{"$f":"IF(OR(ISBLANK($E$100),ISERROR(-LOOKUP(1,-RIGHT(D7347,ROW($1:$80))))),\"\",-LOOKUP(1,-RIGHT(D7347,ROW($1:$80))))","v":""},""]
[null,"",0,"","","",{"$f":"IF(OR(ISBLANK($E$100),ISERROR(-LOOKUP(1,-RIGHT(D7350,ROW($1:$80))))),\"\",-LOOKUP(1,-RIGHT(D7350,ROW($1:$80))))","v":""},""]
[null,"",0,"","","",{"$f":"IF(OR(ISBLANK($E$100),ISERROR(-LOOKUP(1,-RIGHT(D7351,ROW($1:$80))))),\"\",-LOOKUP(1,-RIGHT(D7351,ROW($1:$80))))","v":""},""]
[null,"",0,"","","",{"$f":"IF(OR(ISBLANK($E$100),ISERROR(-LOOKUP(1,-RIGHT(D7354,ROW($1:$80))))),\"\",-LOOKUP(1,-RIGHT(D7354,ROW($1:$80))))","v":""},""]
[null,"",0,"","","",{"$f":"IF(OR(ISBLANK($E$100),ISERROR(-LOOKUP(1,-RIGHT(D7358,ROW($1:$80))))),\"\",-LOOKUP(1,-RIGHT(D7358,ROW($1:$80))))","v":""},""]
[null,"",0,"","","",{"$f":"IF(OR(ISBLANK($E$100),ISERROR(-LOOKUP(1,-RIGHT(D7360,ROW($1:$80))))),\"\",-LOOKUP(1,-RIGHT(D7360,ROW($1:$80))))","v":""},""]
[null,"",0,"","","",{"$f":"IF(OR(ISBLANK($E$100),ISERROR(-LOOKUP(1,-RIGHT(D7363,ROW($1:$80))))),\"\",-LOOKUP(1,-RIGHT(D7363,ROW($1:$80))))","v":""},""]
[null,"",0,"","","",{"$f":"IF(OR(ISBLANK($E$100),ISERROR(-LOOKUP(1,-RIGHT(D7367,ROW($1:$80))))),\"\",-LOOKUP(1,-RIGHT(D7367,ROW($1:$80))))","v":""},""]
[null,"",0,"","","",{"$f":"IF(OR(ISBLANK($E$100),ISERROR(-LOOKUP(1,-RIGHT(D7369,ROW($1:$80))))),\"\",-LOOKUP(1,-RIGHT(D7369,ROW($1:$80))))","v":""},""]
[null,"",0,"","","",{"$f":"IF(OR(ISBLANK($E$100),ISERROR(-LOOKUP(1,-RIGHT(D7372,ROW($1:$80))))),\"\",-LOOKUP(1,-RIGHT(D7372,ROW($1:$80))))","v":""},""]
[null,"",0,"","","",{"$f":"IF(OR(ISBLANK($E$100),ISERROR(-LOOKUP(1,-RIGHT(D7373,ROW($1:$80))))),\"\",-LOOKUP(1,-RIGHT(D7373,ROW($1:$80))))","v":""},""]
[null,"",0,"","","",{"$f":"IF(OR(ISBLANK($E$100),ISERROR(-LOOKUP(1,-RIGHT(D7376,ROW($1:$80))))),\"\",-LOOKUP(1,-RIGHT(D7376,ROW($1:$80))))","v":""},""]
[null,"",0,"","","",{"$f":"IF(OR(ISBLANK($E$100),ISERROR(-LOOKUP(1,-RIGHT(D7380,ROW($1:$80))))),\"\",-LOOKUP(1,-RIGHT(D7380,ROW($1:$80))))","v":""},""]
[null,"",0,"","","",{"$f":"IF(OR(ISBLANK($E$100),ISERROR(-LOOKUP(1,-RIGHT(D7382,ROW($1:$80))))),\"\",-LOOKUP(1,-RIGHT(D7382,ROW($1:$80))))","v":""},""]
[null,"",0,"","","",{"$f":"IF(OR(ISBLANK($E$100),ISERROR(-LOOKUP(1,-RIGHT(D7385,ROW($1:$80))))),\"\",-LOOKUP(1,-RIGHT(D7385,ROW($1:$80))))","v":""},""]
[null,"",0,"","","",{"$f":"IF(OR(ISBLANK($E$100),ISERROR(-LOOKUP(1,-RIGHT(D7389,ROW($1:$80))))),\"\",-LOOKUP(1,-RIGHT(D7389,ROW($1:$80))))","v":""},""]
[null,"",0,"","","",{"$f":"IF(OR(ISBLANK($E$100),ISERROR(-LOOKUP(1,-RIGHT(D7391,ROW($1:$80))))),\"\",-LOOKUP(1,-RIGHT(D7391,ROW($1:$80))))","v":""},""]
[null,"",0,"","","",{"$f":"IF(OR(ISBLANK($E$100),ISERROR(-LOOKUP(1,-RIGHT(D7392,ROW($1:$80))))),\"\",-LOOKUP(1,-RIGHT(D7392,ROW($1:$80))))","v":""},""]
[null,"",0,"","","",{"$f":"IF(OR(ISBLANK($E$100),ISERROR(-LOOKUP(1,-RIGHT(D7395,ROW($1:$80))))),\"\",-LOOKUP(1,-RIGHT(D7395,ROW($1:$80))))","v":""},""]
[null,"",0,"","","",{"$f":"IF(OR(ISBLANK($E$100),ISERROR(-LOOKUP(1,-RIGHT(D7398,ROW($1:$80))))),\"\",-LOOKUP(1,-RIGHT(D7398,ROW($1:$80))))","v":""},""]
[null,"",0,"","","",{"$f":"IF(OR(ISBLANK($E$100),ISERROR(-LOOKUP(1,-RIGHT(D7402,ROW($1:$80))))),\"\",-LOOKUP(1,-RIGHT(D7402,ROW($1:$80))))","v":""},""]
[null,"",0,"","","",{"$f":"IF(OR(ISBLANK($E$100),ISERROR(-LOOKUP(1,-RIGHT(D7404,ROW($1:$80))))),\"\",-LOOKUP(1,-RIGHT(D7404,ROW($1:$80))))","v":""},""]
[null,"",0,"",{"$f":"IF(OR(ISERROR(FIND(\"□\",H7407)),ISERROR(SUBSTITUTE(LEFT(H7407,(FIND(\"■\",H7407)-2)),\" \",\"★\",LEN(LEFT(H7407,(FIND(\"■\",H7407)-2)))-LEN(SUBSTITUTE(LEFT(H7407,(FIND(\"■\",H7407)-2)),\" \",\"\"))-2))),\"\",SUBSTITUTE(LEFT(H7407,(FIND(\"■\",H7407)-2)),\" \",\"★\",LEN(LEFT(H7407,(FIND(\"■\",H7407)-2)))-LEN(SUBSTITUTE(LEFT(H7407,(FIND(\"■\",H7407)-2)),\" \",\"\"))-2))","v":""},{"$f":"IF(ISERROR(SUBSTITUTE(LEFT(H7407,(FIND(\"■\",H7407)-2)),\" \",\"★\",LEN(LEFT(H7407,(FIND(\"■\",H7407)-2)))-LEN(SUBSTITUTE(LEFT(H7407,(FIND(\"■\",H7407)-2)),\" \",\"\"))-1)),\"\",SUBSTITUTE(LEFT(H7407,(FIND(\"■\",H7407)-2)),\" \",\"★\",LEN(LEFT(H7407,(FIND(\"■\",H7407)-2)))-LEN(SUBSTITUTE(LEFT(H7407,(FIND(\"■\",H7407)-2)),\" \",\"\"))-1))","v":""},{"$f":"IF(OR(ISBLANK($E$100),ISERROR(-LOOKUP(1,-RIGHT(D7407,ROW($1:$80))))),\"\",-LOOKUP(1,-RIGHT(D7407,ROW($1:$80))))","v":""},""]
[null,"",0,"","","",{"$f":"IF(OR(ISBLANK($E$100),ISERROR(-LOOKUP(1,-RIGHT(D7411,ROW($1:$80))))),\"\",-LOOKUP(1,-RIGHT(D7411,ROW($1:$80))))","v":""},""]
[null,"",0,"","","",{"$f":"IF(OR(ISBLANK($E$100),ISERROR(-LOOKUP(1,-RIGHT(D7413,ROW($1:$80))))),\"\",-LOOKUP(1,-RIGHT(D7413,ROW($1:$80))))","v":""},""]
[null,"",0,"","","",{"$f":"IF(OR(ISBLANK($E$100),ISERROR(-LOOKUP(1,-RIGHT(D7414,ROW($1:$80))))),\"\",-LOOKUP(1,-RIGHT(D7414,ROW($1:$80))))","v":""},""]
[null,"",0,"","","",{"$f":"IF(OR(ISBLANK($E$100),ISERROR(-LOOKUP(1,-RIGHT(D7417,ROW($1:$80))))),\"\",-LOOKUP(1,-RIGHT(D7417,ROW($1:$80))))","v":""},""]
[null,"",0,"","","",{"$f":"IF(OR(ISBLANK($E$100),ISERROR(-LOOKUP(1,-RIGHT(D7420,ROW($1:$80))))),\"\",-LOOKUP(1,-RIGHT(D7420,ROW($1:$80))))","v":""},""]
[null,"",0,"","","",{"$f":"IF(OR(ISBLANK($E$100),ISERROR(-LOOKUP(1,-RIGHT(D7424,ROW($1:$80))))),\"\",-LOOKUP(1,-RIGHT(D7424,ROW($1:$80))))","v":""},""]
[null,"",0,"","","",{"$f":"IF(OR(ISBLANK($E$100),ISERROR(-LOOKUP(1,-RIGHT(D7426,ROW($1:$80))))),\"\",-LOOKUP(1,-RIGHT(D7426,ROW($1:$80))))","v":""},""]
[null,"",0,"","","",{"$f":"IF(OR(ISBLANK($E$100),ISERROR(-LOOKUP(1,-RIGHT(D7430,ROW($1:$80))))),\"\",-LOOKUP(1,-RIGHT(D7430,ROW($1:$80))))","v":""},""]
[null,"",0,"","","",{"$f":"IF(OR(ISBLANK($E$100),ISERROR(-LOOKUP(1,-RIGHT(D7433,ROW($1:$80))))),\"\",-LOOKUP(1,-RIGHT(D7433,ROW($1:$80))))","v":""},""]
[null,"",0,"","","",{"$f":"IF(OR(ISBLANK($E$100),ISERROR(-LOOKUP(1,-RIGHT(D7435,ROW($1:$80))))),\"\",-LOOKUP(1,-RIGHT(D7435,ROW($1:$80))))","v":""},"",null,null,null,null,null,null,null,null,null,""]
[null,"",0,"","","",{"$f":"IF(OR(ISBLANK($E$100),ISERROR(-LOOKUP(1,-RIGHT(D7436,ROW($1:$80))))),\"\",-LOOKUP(1,-RIGHT(D7436,ROW($1:$80))))","v":""},"",null,null,null,null,null,null,null,null,null,""]
[null,"",0,"","","",{"$f":"IF(OR(ISBLANK($E$100),ISERROR(-LOOKUP(1,-RIGHT(D7439,ROW($1:$80))))),\"\",-LOOKUP(1,-RIGHT(D7439,ROW($1:$80))))","v":""},""]
[null,"",0,"","","",{"$f":"IF(OR(ISBLANK($E$100),ISERROR(-LOOKUP(1,-RIGHT(D7442,ROW($1:$80))))),\"\",-LOOKUP(1,-RIGHT(D7442,ROW($1:$80))))","v":""},""]
[null,"",0,"","","",{"$f":"IF(OR(ISBLANK($E$100),ISERROR(-LOOKUP(1,-RIGHT(D7446,ROW($1:$80))))),\"\",-LOOKUP(1,-RIGHT(D7446,ROW($1:$80))))","v":""},""]
[null,"",0,"","","",{"$f":"IF(OR(ISBLANK($E$100),ISERROR(-LOOKUP(1,-RIGHT(D7448,ROW($1:$80))))),\"\",-LOOKUP(1,-RIGHT(D7448,ROW($1:$80))))","v":""},""]
[null,"",0,"","","",{"$f":"IF(OR(ISBLANK($E$100),ISERROR(-LOOKUP(1,-RIGHT(D7452,ROW($1:$80))))),\"\",-LOOKUP(1,-RIGHT(D7452,ROW($1:$80))))","v":""},""]
[null,"",0,"","","",{"$f":"IF(OR(ISBLANK($E$100),ISERROR(-LOOKUP(1,-RIGHT(D7455,ROW($1:$80))))),\"\",-LOOKUP(1,-RIGHT(D7455,ROW($1:$80))))","v":""},""]
[null,"",0,"","","",{"$f":"IF(OR(ISBLANK($E$100),ISERROR(-LOOKUP(1,-RIGHT(D7457,ROW($1:$80))))),\"\",-LOOKUP(1,-RIGHT(D7457,ROW($1:$80))))","v":""},""]
[null,"",0,{"$f":"IF(AND((E7458<>\"\"),(ISNUMBER(VALUE(RIGHT(LEFT(E7458,(FIND(\"★\",E7458)-1)),1)))),(ISNUMBER(VALUE(RIGHT(LEFT(E7458,(FIND(\"★\",E7458)+1)),1))))),IF(ISERROR(FIND(\" \",LEFT(E7458,FIND(\"★\",E7458)-1))),IF(F7458=\"\",\"\",LEFT(F7458,FIND(\"★\",F7458)-1)),LEFT(E7458,FIND(\"★\",E7458)-1)),IF(F7458=\"\",\"\",LEFT(F7458,FIND(\"★\",F7458)-1)))","v":""},"","",{"$f":"IF(OR(ISBLANK($E$100),ISERROR(-LOOKUP(1,-RIGHT(D7458,ROW($1:$80))))),\"\",-LOOKUP(1,-RIGHT(D7458,ROW($1:$80))))","v":""},""]
[null,"",0,"","","",{"$f":"IF(OR(ISBLANK($E$100),ISERROR(-LOOKUP(1,-RIGHT(D7461,ROW($1:$80))))),\"\",-LOOKUP(1,-RIGHT(D7461,ROW($1:$80))))","v":""},""]
[null,"",0,"","","",{"$f":"IF(OR(ISBLANK($E$100),ISERROR(-LOOKUP(1,-RIGHT(D7464,ROW($1:$80))))),\"\",-LOOKUP(1,-RIGHT(D7464,ROW($1:$80))))","v":""},""]
[null,"",0,"","","",{"$f":"IF(OR(ISBLANK($E$100),ISERROR(-LOOKUP(1,-RIGHT(D7468,ROW($1:$80))))),\"\",-LOOKUP(1,-RIGHT(D7468,ROW($1:$80))))","v":""},""]
[null,{"$f":"IF(AND(AND(ISERROR(FIND(\"共同住宅\",H7470)),OR(ISNUMBER(FIND(\"事務所\",H7470)),ISNUMBER(FIND(\"ホテル\",H7470)),ISNUMBER(FIND(\"病院\",H7470)),ISNUMBER(FIND(\"店舗\",H7470)),ISNUMBER(FIND(\"百貨店\",H7470)),ISNUMBER(FIND(\"学校\",H7470)),ISNUMBER(FIND(\"飲食店\",H7470)),ISNUMBER(FIND(\"集会所\",H7470)),ISNUMBER(FIND(\"工場\",H7470)))),C7470=\"面積データ\",G7470<>\"\"),\"×\",\"\")","v":""},{"$f":"IF(ISERROR(MATCH(\"*(共通条件) 室仕様*\",E1380,0)),IF(ISERROR(MATCH(\"*様式*\",E1380,0)),C7469,\"\"),\"面積データ\")","v":0},"","","",{"$f":"IF(OR(ISBLANK($E$100),ISERROR(-LOOKUP(1,-RIGHT(D7470,ROW($1:$80))))),\"\",-LOOKUP(1,-RIGHT(D7470,ROW($1:$80))))","v":""},{"$f":"IF(ISERROR(MATCH(\"*■*\",E1380,0)),IF(AND(ISERROR(MATCH(\"Ver.*\",E1380,0)),ISERROR(MATCH(\"*入力シート*\",E1380,0)),C7470=\"面積データ\"),E1380&\" ■□\",\"\"),E1380)","v":""}]
[null,"",0,"","","",{"$f":"IF(OR(ISBLANK($E$100),ISERROR(-LOOKUP(1,-RIGHT(D7474,ROW($1:$80))))),\"\",-LOOKUP(1,-RIGHT(D7474,ROW($1:$80))))","v":""},""]
[null,"",0,"","","",{"$f":"IF(OR(ISBLANK($E$100),ISERROR(-LOOKUP(1,-RIGHT(D7477,ROW($1:$80))))),\"\",-LOOKUP(1,-RIGHT(D7477,ROW($1:$80))))","v":""},""]
[null,"",0,"","","",{"$f":"IF(OR(ISBLANK($E$100),ISERROR(-LOOKUP(1,-RIGHT(D7479,ROW($1:$80))))),\"\",-LOOKUP(1,-RIGHT(D7479,ROW($1:$80))))","v":""},""]
[null,"",0,"","","",{"$f":"IF(OR(ISBLANK($E$100),ISERROR(-LOOKUP(1,-RIGHT(D7480,ROW($1:$80))))),\"\",-LOOKUP(1,-RIGHT(D7480,ROW($1:$80))))","v":""},""]
[null,"",0,"","","",{"$f":"IF(OR(ISBLANK($E$100),ISERROR(-LOOKUP(1,-RIGHT(D7483,ROW($1:$80))))),\"\",-LOOKUP(1,-RIGHT(D7483,ROW($1:$80))))","v":""},""]
[null,"",0,"","","",{"$f":"IF(OR(ISBLANK($E$100),ISERROR(-LOOKUP(1,-RIGHT(D7487,ROW($1:$80))))),\"\",-LOOKUP(1,-RIGHT(D7487,ROW($1:$80))))","v":""},""]
[null,"",0,"","","",{"$f":"IF(OR(ISBLANK($E$100),ISERROR(-LOOKUP(1,-RIGHT(D7490,ROW($1:$80))))),\"\",-LOOKUP(1,-RIGHT(D7490,ROW($1:$80))))","v":""},""]
[null,"",0,"","","",{"$f":"IF(OR(ISBLANK($E$100),ISERROR(-LOOKUP(1,-RIGHT(D7492,ROW($1:$80))))),\"\",-LOOKUP(1,-RIGHT(D7492,ROW($1:$80))))","v":""},""]
[null,"",0,"","","",{"$f":"IF(OR(ISBLANK($E$100),ISERROR(-LOOKUP(1,-RIGHT(D7496,ROW($1:$80))))),\"\",-LOOKUP(1,-RIGHT(D7496,ROW($1:$80))))","v":""},""]
[null,"",0,"","","",{"$f":"IF(OR(ISBLANK($E$100),ISERROR(-LOOKUP(1,-RIGHT(D7499,ROW($1:$80))))),\"\",-LOOKUP(1,-RIGHT(D7499,ROW($1:$80))))","v":""},""]
[null,"",0,"","","",{"$f":"IF(OR(ISBLANK($E$100),ISERROR(-LOOKUP(1,-RIGHT(D7500,ROW($1:$80))))),\"\",-LOOKUP(1,-RIGHT(D7500,ROW($1:$80))))","v":""},""]
[null,"",0,"","","",{"$f":"IF(OR(ISBLANK($E$100),ISERROR(-LOOKUP(1,-RIGHT(D7501,ROW($1:$80))))),\"\",-LOOKUP(1,-RIGHT(D7501,ROW($1:$80))))","v":""},""]
[null,"",0,"","","",{"$f":"IF(OR(ISBLANK($E$100),ISERROR(-LOOKUP(1,-RIGHT(D7502,ROW($1:$80))))),\"\",-LOOKUP(1,-RIGHT(D7502,ROW($1:$80))))","v":""},""]
[null,"",0,"","","",{"$f":"IF(OR(ISBLANK($E$100),ISERROR(-LOOKUP(1,-RIGHT(D7503,ROW($1:$80))))),\"\",-LOOKUP(1,-RIGHT(D7503,ROW($1:$80))))","v":""},""]
[null,"",0,"","","",{"$f":"IF(OR(ISBLANK($E$100),ISERROR(-LOOKUP(1,-RIGHT(D7504,ROW($1:$80))))),\"\",-LOOKUP(1,-RIGHT(D7504,ROW($1:$80))))","v":""},""]
[null,"",0,"","","",{"$f":"IF(OR(ISBLANK($E$100),ISERROR(-LOOKUP(1,-RIGHT(D7505,ROW($1:$80))))),\"\",-LOOKUP(1,-RIGHT(D7505,ROW($1:$80))))","v":""},""]
[null,"",0,"","","",{"$f":"IF(OR(ISBLANK($E$100),ISERROR(-LOOKUP(1,-RIGHT(D7506,ROW($1:$80))))),\"\",-LOOKUP(1,-RIGHT(D7506,ROW($1:$80))))","v":""},""]
[null,"",0,"","","",{"$f":"IF(OR(ISBLANK($E$100),ISERROR(-LOOKUP(1,-RIGHT(D7507,ROW($1:$80))))),\"\",-LOOKUP(1,-RIGHT(D7507,ROW($1:$80))))","v":""},""]
[null,"",0,"","","",{"$f":"IF(OR(ISBLANK($E$100),ISERROR(-LOOKUP(1,-RIGHT(D7508,ROW($1:$80))))),\"\",-LOOKUP(1,-RIGHT(D7508,ROW($1:$80))))","v":""},""]
[null,"",0,"","","",{"$f":"IF(OR(ISBLANK($E$100),ISERROR(-LOOKUP(1,-RIGHT(D7509,ROW($1:$80))))),\"\",-LOOKUP(1,-RIGHT(D7509,ROW($1:$80))))","v":""},""]
[null,"",0,"","","",{"$f":"IF(OR(ISBLANK($E$100),ISERROR(-LOOKUP(1,-RIGHT(D7510,ROW($1:$80))))),\"\",-LOOKUP(1,-RIGHT(D7510,ROW($1:$80))))","v":""},""]
[null,"",0,"","","",{"$f":"IF(OR(ISBLANK($E$100),ISERROR(-LOOKUP(1,-RIGHT(D7511,ROW($1:$80))))),\"\",-LOOKUP(1,-RIGHT(D7511,ROW($1:$80))))","v":""},""]
[null,"",0,"","","",{"$f":"IF(OR(ISBLANK($E$100),ISERROR(-LOOKUP(1,-RIGHT(D7512,ROW($1:$80))))),\"\",-LOOKUP(1,-RIGHT(D7512,ROW($1:$80))))","v":""},""]
[null,"",0,"","","",{"$f":"IF(OR(ISBLANK($E$100),ISERROR(-LOOKUP(1,-RIGHT(D7513,ROW($1:$80))))),\"\",-LOOKUP(1,-RIGHT(D7513,ROW($1:$80))))","v":""},""]
[null,"",0,"","","",{"$f":"IF(OR(ISBLANK($E$100),ISERROR(-LOOKUP(1,-RIGHT(D7514,ROW($1:$80))))),\"\",-LOOKUP(1,-RIGHT(D7514,ROW($1:$80))))","v":""},""]
[null,"",0,"","","",{"$f":"IF(OR(ISBLANK($E$100),ISERROR(-LOOKUP(1,-RIGHT(D7515,ROW($1:$80))))),\"\",-LOOKUP(1,-RIGHT(D7515,ROW($1:$80))))","v":""},""]
[null,"",0,"","","",{"$f":"IF(OR(ISBLANK($E$100),ISERROR(-LOOKUP(1,-RIGHT(D7516,ROW($1:$80))))),\"\",-LOOKUP(1,-RIGHT(D7516,ROW($1:$80))))","v":""},""]
[null,"",0,"","","",{"$f":"IF(OR(ISBLANK($E$100),ISERROR(-LOOKUP(1,-RIGHT(D7517,ROW($1:$80))))),\"\",-LOOKUP(1,-RIGHT(D7517,ROW($1:$80))))","v":""},""]
[null,"",0,"","","",{"$f":"IF(OR(ISBLANK($E$100),ISERROR(-LOOKUP(1,-RIGHT(D7518,ROW($1:$80))))),\"\",-LOOKUP(1,-RIGHT(D7518,ROW($1:$80))))","v":""},""]
[null,"",0,"","","",{"$f":"IF(OR(ISBLANK($E$100),ISERROR(-LOOKUP(1,-RIGHT(D7519,ROW($1:$80))))),\"\",-LOOKUP(1,-RIGHT(D7519,ROW($1:$80))))","v":""},""]
[null,"",0,"","","",{"$f":"IF(OR(ISBLANK($E$100),ISERROR(-LOOKUP(1,-RIGHT(D7520,ROW($1:$80))))),\"\",-LOOKUP(1,-RIGHT(D7520,ROW($1:$80))))","v":""},""]
[null,"",0,"","","",{"$f":"IF(OR(ISBLANK($E$100),ISERROR(-LOOKUP(1,-RIGHT(D7521,ROW($1:$80))))),\"\",-LOOKUP(1,-RIGHT(D7521,ROW($1:$80))))","v":""},""]
[null,"",0,{"$f":"IF(AND((E7522<>\"\"),(ISNUMBER(VALUE(RIGHT(LEFT(E7522,(FIND(\"★\",E7522)-1)),1)))),(ISNUMBER(VALUE(RIGHT(LEFT(E7522,(FIND(\"★\",E7522)+1)),1))))),IF(ISERROR(FIND(\" \",LEFT(E7522,FIND(\"★\",E7522)-1))),IF(F7522=\"\",\"\",LEFT(F7522,FIND(\"★\",F7522)-1)),LEFT(E7522,FIND(\"★\",E7522)-1)),IF(F7522=\"\",\"\",LEFT(F7522,FIND(\"★\",F7522)-1)))","v":""},"","",{"$f":"IF(OR(ISBLANK($E$100),ISERROR(-LOOKUP(1,-RIGHT(D7522,ROW($1:$80))))),\"\",-LOOKUP(1,-RIGHT(D7522,ROW($1:$80))))","v":""},""]
[null,"",0,"","","",{"$f":"IF(OR(ISBLANK($E$100),ISERROR(-LOOKUP(1,-RIGHT(D7523,ROW($1:$80))))),\"\",-LOOKUP(1,-RIGHT(D7523,ROW($1:$80))))","v":""},""]
[null,"",0,"","","",{"$f":"IF(OR(ISBLANK($E$100),ISERROR(-LOOKUP(1,-RIGHT(D7524,ROW($1:$80))))),\"\",-LOOKUP(1,-RIGHT(D7524,ROW($1:$80))))","v":""},""]
[null,"",0,"","","",{"$f":"IF(OR(ISBLANK($E$100),ISERROR(-LOOKUP(1,-RIGHT(D7525,ROW($1:$80))))),\"\",-LOOKUP(1,-RIGHT(D7525,ROW($1:$80))))","v":""},""]
[null,"",0,"","","",{"$f":"IF(OR(ISBLANK($E$100),ISERROR(-LOOKUP(1,-RIGHT(D7526,ROW($1:$80))))),\"\",-LOOKUP(1,-RIGHT(D7526,ROW($1:$80))))","v":""},""]
[null,"",0,"","","",{"$f":"IF(OR(ISBLANK($E$100),ISERROR(-LOOKUP(1,-RIGHT(D7527,ROW($1:$80))))),\"\",-LOOKUP(1,-RIGHT(D7527,ROW($1:$80))))","v":""},""]
[null,"",0,"","","",{"$f":"IF(OR(ISBLANK($E$100),ISERROR(-LOOKUP(1,-RIGHT(D7528,ROW($1:$80))))),\"\",-LOOKUP(1,-RIGHT(D7528,ROW($1:$80))))","v":""},""]
[null,"",0,"","","",{"$f":"IF(OR(ISBLANK($E$100),ISERROR(-LOOKUP(1,-RIGHT(D7529,ROW($1:$80))))),\"\",-LOOKUP(1,-RIGHT(D7529,ROW($1:$80))))","v":""},""]
[null,"",0,"","","",{"$f":"IF(OR(ISBLANK($E$100),ISERROR(-LOOKUP(1,-RIGHT(D7530,ROW($1:$80))))),\"\",-LOOKUP(1,-RIGHT(D7530,ROW($1:$80))))","v":""},""]
[null,"",0,"","","",{"$f":"IF(OR(ISBLANK($E$100),ISERROR(-LOOKUP(1,-RIGHT(D7531,ROW($1:$80))))),\"\",-LOOKUP(1,-RIGHT(D7531,ROW($1:$80))))","v":""},""]
[null,"",0,"","","",{"$f":"IF(OR(ISBLANK($E$100),ISERROR(-LOOKUP(1,-RIGHT(D7532,ROW($1:$80))))),\"\",-LOOKUP(1,-RIGHT(D7532,ROW($1:$80))))","v":""},""]
[null,"",0,"","","",{"$f":"IF(OR(ISBLANK($E$100),ISERROR(-LOOKUP(1,-RIGHT(D7533,ROW($1:$80))))),\"\",-LOOKUP(1,-RIGHT(D7533,ROW($1:$80))))","v":""},""]
[null,{"$f":"IF(AND(AND(ISERROR(FIND(\"共同住宅\",H7534)),OR(ISNUMBER(FIND(\"事務所\",H7534)),ISNUMBER(FIND(\"ホテル\",H7534)),ISNUMBER(FIND(\"病院\",H7534)),ISNUMBER(FIND(\"店舗\",H7534)),ISNUMBER(FIND(\"百貨店\",H7534)),ISNUMBER(FIND(\"学校\",H7534)),ISNUMBER(FIND(\"飲食店\",H7534)),ISNUMBER(FIND(\"集会所\",H7534)),ISNUMBER(FIND(\"工場\",H7534)))),C7534=\"面積データ\",G7534<>\"\"),\"×\",\"\")","v":""},{"$f":"IF(ISERROR(MATCH(\"*(共通条件) 室仕様*\",E1444,0)),IF(ISERROR(MATCH(\"*様式*\",E1444,0)),C7533,\"\"),\"面積データ\")","v":0},"","","",{"$f":"IF(OR(ISBLANK($E$100),ISERROR(-LOOKUP(1,-RIGHT(D7534,ROW($1:$80))))),\"\",-LOOKUP(1,-RIGHT(D7534,ROW($1:$80))))","v":""},{"$f":"IF(ISERROR(MATCH(\"*■*\",E1444,0)),IF(AND(ISERROR(MATCH(\"Ver.*\",E1444,0)),ISERROR(MATCH(\"*入力シート*\",E1444,0)),C7534=\"面積データ\"),E1444&\" ■□\",\"\"),E1444)","v":""}]
[null,"",0,"",{"$f":"IF(OR(ISERROR(FIND(\"□\",H7535)),ISERROR(SUBSTITUTE(LEFT(H7535,(FIND(\"■\",H7535)-2)),\" \",\"★\",LEN(LEFT(H7535,(FIND(\"■\",H7535)-2)))-LEN(SUBSTITUTE(LEFT(H7535,(FIND(\"■\",H7535)-2)),\" \",\"\"))-2))),\"\",SUBSTITUTE(LEFT(H7535,(FIND(\"■\",H7535)-2)),\" \",\"★\",LEN(LEFT(H7535,(FIND(\"■\",H7535)-2)))-LEN(SUBSTITUTE(LEFT(H7535,(FIND(\"■\",H7535)-2)),\" \",\"\"))-2))","v":""},{"$f":"IF(ISERROR(SUBSTITUTE(LEFT(H7535,(FIND(\"■\",H7535)-2)),\" \",\"★\",LEN(LEFT(H7535,(FIND(\"■\",H7535)-2)))-LEN(SUBSTITUTE(LEFT(H7535,(FIND(\"■\",H7535)-2)),\" \",\"\"))-1)),\"\",SUBSTITUTE(LEFT(H7535,(FIND(\"■\",H7535)-2)),\" \",\"★\",LEN(LEFT(H7535,(FIND(\"■\",H7535)-2)))-LEN(SUBSTITUTE(LEFT(H7535,(FIND(\"■\",H7535)-2)),\" \",\"\"))-1))","v":""},{"$f":"IF(OR(ISBLANK($E$100),ISERROR(-LOOKUP(1,-RIGHT(D7535,ROW($1:$80))))),\"\",-LOOKUP(1,-RIGHT(D7535,ROW($1:$80))))","v":""},""]
[null,"",0,"","","",{"$f":"IF(OR(ISBLANK($E$100),ISERROR(-LOOKUP(1,-RIGHT(D7536,ROW($1:$80))))),\"\",-LOOKUP(1,-RIGHT(D7536,ROW($1:$80))))","v":""},""]
[null,"",0,"","","",{"$f":"IF(OR(ISBLANK($E$100),ISERROR(-LOOKUP(1,-RIGHT(D7537,ROW($1:$80))))),\"\",-LOOKUP(1,-RIGHT(D7537,ROW($1:$80))))","v":""},""]
[null,"",0,"","","",{"$f":"IF(OR(ISBLANK($E$100),ISERROR(-LOOKUP(1,-RIGHT(D7538,ROW($1:$80))))),\"\",-LOOKUP(1,-RIGHT(D7538,ROW($1:$80))))","v":""},""]
[null,"",0,"","","",{"$f":"IF(OR(ISBLANK($E$100),ISERROR(-LOOKUP(1,-RIGHT(D7539,ROW($1:$80))))),\"\",-LOOKUP(1,-RIGHT(D7539,ROW($1:$80))))","v":""},""]
[null,"",0,"","","",{"$f":"IF(OR(ISBLANK($E$100),ISERROR(-LOOKUP(1,-RIGHT(D7540,ROW($1:$80))))),\"\",-LOOKUP(1,-RIGHT(D7540,ROW($1:$80))))","v":""},""]
[null,"",0,"","","",{"$f":"IF(OR(ISBLANK($E$100),ISERROR(-LOOKUP(1,-RIGHT(D7541,ROW($1:$80))))),\"\",-LOOKUP(1,-RIGHT(D7541,ROW($1:$80))))","v":""},""]
[null,"",0,"","","",{"$f":"IF(OR(ISBLANK($E$100),ISERROR(-LOOKUP(1,-RIGHT(D7542,ROW($1:$80))))),\"\",-LOOKUP(1,-RIGHT(D7542,ROW($1:$80))))","v":""},""]
[null,"",0,"","","",{"$f":"IF(OR(ISBLANK($E$100),ISERROR(-LOOKUP(1,-RIGHT(D7543,ROW($1:$80))))),\"\",-LOOKUP(1,-RIGHT(D7543,ROW($1:$80))))","v":""},""]
[null,"",0,"","","",{"$f":"IF(OR(ISBLANK($E$100),ISERROR(-LOOKUP(1,-RIGHT(D7544,ROW($1:$80))))),\"\",-LOOKUP(1,-RIGHT(D7544,ROW($1:$80))))","v":""},""]
[null,"",0,"","","",{"$f":"IF(OR(ISBLANK($E$100),ISERROR(-LOOKUP(1,-RIGHT(D7545,ROW($1:$80))))),\"\",-LOOKUP(1,-RIGHT(D7545,ROW($1:$80))))","v":""},""]
[null,"",0,"","","",{"$f":"IF(OR(ISBLANK($E$100),ISERROR(-LOOKUP(1,-RIGHT(D7546,ROW($1:$80))))),\"\",-LOOKUP(1,-RIGHT(D7546,ROW($1:$80))))","v":""},""]
[null,"",0,"","","",{"$f":"IF(OR(ISBLANK($E$100),ISERROR(-LOOKUP(1,-RIGHT(D7547,ROW($1:$80))))),\"\",-LOOKUP(1,-RIGHT(D7547,ROW($1:$80))))","v":""},""]
[null,"",0,"","","",{"$f":"IF(OR(ISBLANK($E$100),ISERROR(-LOOKUP(1,-RIGHT(D7548,ROW($1:$80))))),\"\",-LOOKUP(1,-RIGHT(D7548,ROW($1:$80))))","v":""},""]
[null,"",0,"","","",{"$f":"IF(OR(ISBLANK($E$100),ISERROR(-LOOKUP(1,-RIGHT(D7549,ROW($1:$80))))),\"\",-LOOKUP(1,-RIGHT(D7549,ROW($1:$80))))","v":""},""]
[null,"",0,"","","",{"$f":"IF(OR(ISBLANK($E$100),ISERROR(-LOOKUP(1,-RIGHT(D7550,ROW($1:$80))))),\"\",-LOOKUP(1,-RIGHT(D7550,ROW($1:$80))))","v":""},""]
[null,"",0,"","","",{"$f":"IF(OR(ISBLANK($E$100),ISERROR(-LOOKUP(1,-RIGHT(D7551,ROW($1:$80))))),\"\",-LOOKUP(1,-RIGHT(D7551,ROW($1:$80))))","v":""},""]
[null,"",0,"","","",{"$f":"IF(OR(ISBLANK($E$100),ISERROR(-LOOKUP(1,-RIGHT(D7552,ROW($1:$80))))),\"\",-LOOKUP(1,-RIGHT(D7552,ROW($1:$80))))","v":""},""]
[null,"",0,"","","",{"$f":"IF(OR(ISBLANK($E$100),ISERROR(-LOOKUP(1,-RIGHT(D7553,ROW($1:$80))))),\"\",-LOOKUP(1,-RIGHT(D7553,ROW($1:$80))))","v":""},""]
[null,"",0,"","","",{"$f":"IF(OR(ISBLANK($E$100),ISERROR(-LOOKUP(1,-RIGHT(D7554,ROW($1:$80))))),\"\",-LOOKUP(1,-RIGHT(D7554,ROW($1:$80))))","v":""},""]
[null,"",0,"","","",{"$f":"IF(OR(ISBLANK($E$100),ISERROR(-LOOKUP(1,-RIGHT(D7555,ROW($1:$80))))),\"\",-LOOKUP(1,-RIGHT(D7555,ROW($1:$80))))","v":""},""]
[null,"",0,"","","",{"$f":"IF(OR(ISBLANK($E$100),ISERROR(-LOOKUP(1,-RIGHT(D7556,ROW($1:$80))))),\"\",-LOOKUP(1,-RIGHT(D7556,ROW($1:$80))))","v":""},""]
[null,"",0,"","","",{"$f":"IF(OR(ISBLANK($E$100),ISERROR(-LOOKUP(1,-RIGHT(D7557,ROW($1:$80))))),\"\",-LOOKUP(1,-RIGHT(D7557,ROW($1:$80))))","v":""},""]
[null,"",0,"","","",{"$f":"IF(OR(ISBLANK($E$100),ISERROR(-LOOKUP(1,-RIGHT(D7558,ROW($1:$80))))),\"\",-LOOKUP(1,-RIGHT(D7558,ROW($1:$80))))","v":""},""]
[null,"",0,"","","",{"$f":"IF(OR(ISBLANK($E$100),ISERROR(-LOOKUP(1,-RIGHT(D7559,ROW($1:$80))))),\"\",-LOOKUP(1,-RIGHT(D7559,ROW($1:$80))))","v":""},""]
[null,"",0,"","","",{"$f":"IF(OR(ISBLANK($E$100),ISERROR(-LOOKUP(1,-RIGHT(D7560,ROW($1:$80))))),\"\",-LOOKUP(1,-RIGHT(D7560,ROW($1:$80))))","v":""},""]
[null,"",0,"","","",{"$f":"IF(OR(ISBLANK($E$100),ISERROR(-LOOKUP(1,-RIGHT(D7561,ROW($1:$80))))),\"\",-LOOKUP(1,-RIGHT(D7561,ROW($1:$80))))","v":""},""]
[null,"",0,"","","",{"$f":"IF(OR(ISBLANK($E$100),ISERROR(-LOOKUP(1,-RIGHT(D7562,ROW($1:$80))))),\"\",-LOOKUP(1,-RIGHT(D7562,ROW($1:$80))))","v":""},""]
[null,"",0,"","","",{"$f":"IF(OR(ISBLANK($E$100),ISERROR(-LOOKUP(1,-RIGHT(D7563,ROW($1:$80))))),\"\",-LOOKUP(1,-RIGHT(D7563,ROW($1:$80))))","v":""},""]
[null,"",0,"","","",{"$f":"IF(OR(ISBLANK($E$100),ISERROR(-LOOKUP(1,-RIGHT(D7564,ROW($1:$80))))),\"\",-LOOKUP(1,-RIGHT(D7564,ROW($1:$80))))","v":""},""]
[null,"",0,"","","",{"$f":"IF(OR(ISBLANK($E$100),ISERROR(-LOOKUP(1,-RIGHT(D7565,ROW($1:$80))))),\"\",-LOOKUP(1,-RIGHT(D7565,ROW($1:$80))))","v":""},""]
[null,"",0,"","","",{"$f":"IF(OR(ISBLANK($E$100),ISERROR(-LOOKUP(1,-RIGHT(D7566,ROW($1:$80))))),\"\",-LOOKUP(1,-RIGHT(D7566,ROW($1:$80))))","v":""},""]
[null,"",0,"","","",{"$f":"IF(OR(ISBLANK($E$100),ISERROR(-LOOKUP(1,-RIGHT(D7567,ROW($1:$80))))),\"\",-LOOKUP(1,-RIGHT(D7567,ROW($1:$80))))","v":""},""]
[null,"",0,"","","",{"$f":"IF(OR(ISBLANK($E$100),ISERROR(-LOOKUP(1,-RIGHT(D7568,ROW($1:$80))))),\"\",-LOOKUP(1,-RIGHT(D7568,ROW($1:$80))))","v":""},""]
[null,"",0,"","","",{"$f":"IF(OR(ISBLANK($E$100),ISERROR(-LOOKUP(1,-RIGHT(D7569,ROW($1:$80))))),\"\",-LOOKUP(1,-RIGHT(D7569,ROW($1:$80))))","v":""},""]
[null,"",0,"","","",{"$f":"IF(OR(ISBLANK($E$100),ISERROR(-LOOKUP(1,-RIGHT(D7570,ROW($1:$80))))),\"\",-LOOKUP(1,-RIGHT(D7570,ROW($1:$80))))","v":""},""]
[null,"",0,"","","",{"$f":"IF(OR(ISBLANK($E$100),ISERROR(-LOOKUP(1,-RIGHT(D7571,ROW($1:$80))))),\"\",-LOOKUP(1,-RIGHT(D7571,ROW($1:$80))))","v":""},""]
[null,"",0,"","","",{"$f":"IF(OR(ISBLANK($E$100),ISERROR(-LOOKUP(1,-RIGHT(D7572,ROW($1:$80))))),\"\",-LOOKUP(1,-RIGHT(D7572,ROW($1:$80))))","v":""},""]
[null,"",0,"","","",{"$f":"IF(OR(ISBLANK($E$100),ISERROR(-LOOKUP(1,-RIGHT(D7573,ROW($1:$80))))),\"\",-LOOKUP(1,-RIGHT(D7573,ROW($1:$80))))","v":""},""]
[null,"",0,"","","",{"$f":"IF(OR(ISBLANK($E$100),ISERROR(-LOOKUP(1,-RIGHT(D7574,ROW($1:$80))))),\"\",-LOOKUP(1,-RIGHT(D7574,ROW($1:$80))))","v":""},""]
[null,"",0,"","","",{"$f":"IF(OR(ISBLANK($E$100),ISERROR(-LOOKUP(1,-RIGHT(D7575,ROW($1:$80))))),\"\",-LOOKUP(1,-RIGHT(D7575,ROW($1:$80))))","v":""},""]
[null,"",0,"","","",{"$f":"IF(OR(ISBLANK($E$100),ISERROR(-LOOKUP(1,-RIGHT(D7576,ROW($1:$80))))),\"\",-LOOKUP(1,-RIGHT(D7576,ROW($1:$80))))","v":""},""]
[null,"",0,"","","",{"$f":"IF(OR(ISBLANK($E$100),ISERROR(-LOOKUP(1,-RIGHT(D7577,ROW($1:$80))))),\"\",-LOOKUP(1,-RIGHT(D7577,ROW($1:$80))))","v":""},""]
[null,"",0,"","","",{"$f":"IF(OR(ISBLANK($E$100),ISERROR(-LOOKUP(1,-RIGHT(D7578,ROW($1:$80))))),\"\",-LOOKUP(1,-RIGHT(D7578,ROW($1:$80))))","v":""},""]
[null,"",0,"","","",{"$f":"IF(OR(ISBLANK($E$100),ISERROR(-LOOKUP(1,-RIGHT(D7579,ROW($1:$80))))),\"\",-LOOKUP(1,-RIGHT(D7579,ROW($1:$80))))","v":""},""]
[null,"",0,"","","",{"$f":"IF(OR(ISBLANK($E$100),ISERROR(-LOOKUP(1,-RIGHT(D7580,ROW($1:$80))))),\"\",-LOOKUP(1,-RIGHT(D7580,ROW($1:$80))))","v":""},""]
[null,"",0,"","","",{"$f":"IF(OR(ISBLANK($E$100),ISERROR(-LOOKUP(1,-RIGHT(D7581,ROW($1:$80))))),\"\",-LOOKUP(1,-RIGHT(D7581,ROW($1:$80))))","v":""},""]
[null,"",0,"","","",{"$f":"IF(OR(ISBLANK($E$100),ISERROR(-LOOKUP(1,-RIGHT(D7582,ROW($1:$80))))),\"\",-LOOKUP(1,-RIGHT(D7582,ROW($1:$80))))","v":""},""]
[null,"",0,"","","",{"$f":"IF(OR(ISBLANK($E$100),ISERROR(-LOOKUP(1,-RIGHT(D7583,ROW($1:$80))))),\"\",-LOOKUP(1,-RIGHT(D7583,ROW($1:$80))))","v":""},""]
[null,"",0,"","","",{"$f":"IF(OR(ISBLANK($E$100),ISERROR(-LOOKUP(1,-RIGHT(D7584,ROW($1:$80))))),\"\",-LOOKUP(1,-RIGHT(D7584,ROW($1:$80))))","v":""},""]
[null,"",0,"","","",{"$f":"IF(OR(ISBLANK($E$100),ISERROR(-LOOKUP(1,-RIGHT(D7585,ROW($1:$80))))),\"\",-LOOKUP(1,-RIGHT(D7585,ROW($1:$80))))","v":""},""]
[null,"",0,{"$f":"IF(AND((E7586<>\"\"),(ISNUMBER(VALUE(RIGHT(LEFT(E7586,(FIND(\"★\",E7586)-1)),1)))),(ISNUMBER(VALUE(RIGHT(LEFT(E7586,(FIND(\"★\",E7586)+1)),1))))),IF(ISERROR(FIND(\" \",LEFT(E7586,FIND(\"★\",E7586)-1))),IF(F7586=\"\",\"\",LEFT(F7586,FIND(\"★\",F7586)-1)),LEFT(E7586,FIND(\"★\",E7586)-1)),IF(F7586=\"\",\"\",LEFT(F7586,FIND(\"★\",F7586)-1)))","v":""},"","",{"$f":"IF(OR(ISBLANK($E$100),ISERROR(-LOOKUP(1,-RIGHT(D7586,ROW($1:$80))))),\"\",-LOOKUP(1,-RIGHT(D7586,ROW($1:$80))))","v":""},""]
[null,"",0,"","","",{"$f":"IF(OR(ISBLANK($E$100),ISERROR(-LOOKUP(1,-RIGHT(D7587,ROW($1:$80))))),\"\",-LOOKUP(1,-RIGHT(D7587,ROW($1:$80))))","v":""},""]
[null,"",0,"","","",{"$f":"IF(OR(ISBLANK($E$100),ISERROR(-LOOKUP(1,-RIGHT(D7588,ROW($1:$80))))),\"\",-LOOKUP(1,-RIGHT(D7588,ROW($1:$80))))","v":""},""]
[null,"",0,"","","",{"$f":"IF(OR(ISBLANK($E$100),ISERROR(-LOOKUP(1,-RIGHT(D7589,ROW($1:$80))))),\"\",-LOOKUP(1,-RIGHT(D7589,ROW($1:$80))))","v":""},""]
[null,"",0,"","","",{"$f":"IF(OR(ISBLANK($E$100),ISERROR(-LOOKUP(1,-RIGHT(D7590,ROW($1:$80))))),\"\",-LOOKUP(1,-RIGHT(D7590,ROW($1:$80))))","v":""},""]
[null,"",0,"","","",{"$f":"IF(OR(ISBLANK($E$100),ISERROR(-LOOKUP(1,-RIGHT(D7591,ROW($1:$80))))),\"\",-LOOKUP(1,-RIGHT(D7591,ROW($1:$80))))","v":""},""]
[null,"",0,"","","",{"$f":"IF(OR(ISBLANK($E$100),ISERROR(-LOOKUP(1,-RIGHT(D7592,ROW($1:$80))))),\"\",-LOOKUP(1,-RIGHT(D7592,ROW($1:$80))))","v":""},""]
[null,"",0,"","","",{"$f":"IF(OR(ISBLANK($E$100),ISERROR(-LOOKUP(1,-RIGHT(D7593,ROW($1:$80))))),\"\",-LOOKUP(1,-RIGHT(D7593,ROW($1:$80))))","v":""},""]
[null,"",0,"","","",{"$f":"IF(OR(ISBLANK($E$100),ISERROR(-LOOKUP(1,-RIGHT(D7594,ROW($1:$80))))),\"\",-LOOKUP(1,-RIGHT(D7594,ROW($1:$80))))","v":""},""]
[null,"",0,"","","",{"$f":"IF(OR(ISBLANK($E$100),ISERROR(-LOOKUP(1,-RIGHT(D7595,ROW($1:$80))))),\"\",-LOOKUP(1,-RIGHT(D7595,ROW($1:$80))))","v":""},""]
[null,"",0,"","","",{"$f":"IF(OR(ISBLANK($E$100),ISERROR(-LOOKUP(1,-RIGHT(D7596,ROW($1:$80))))),\"\",-LOOKUP(1,-RIGHT(D7596,ROW($1:$80))))","v":""},""]
[null,"",0,"","","",{"$f":"IF(OR(ISBLANK($E$100),ISERROR(-LOOKUP(1,-RIGHT(D7597,ROW($1:$80))))),\"\",-LOOKUP(1,-RIGHT(D7597,ROW($1:$80))))","v":""},""]
[null,{"$f":"IF(AND(AND(ISERROR(FIND(\"共同住宅\",H7598)),OR(ISNUMBER(FIND(\"事務所\",H7598)),ISNUMBER(FIND(\"ホテル\",H7598)),ISNUMBER(FIND(\"病院\",H7598)),ISNUMBER(FIND(\"店舗\",H7598)),ISNUMBER(FIND(\"百貨店\",H7598)),ISNUMBER(FIND(\"学校\",H7598)),ISNUMBER(FIND(\"飲食店\",H7598)),ISNUMBER(FIND(\"集会所\",H7598)),ISNUMBER(FIND(\"工場\",H7598)))),C7598=\"面積データ\",G7598<>\"\"),\"×\",\"\")","v":""},{"$f":"IF(ISERROR(MATCH(\"*(共通条件) 室仕様*\",E1508,0)),IF(ISERROR(MATCH(\"*様式*\",E1508,0)),C7597,\"\"),\"面積データ\")","v":0},"","","",{"$f":"IF(OR(ISBLANK($E$100),ISERROR(-LOOKUP(1,-RIGHT(D7598,ROW($1:$80))))),\"\",-LOOKUP(1,-RIGHT(D7598,ROW($1:$80))))","v":""},{"$f":"IF(ISERROR(MATCH(\"*■*\",E1508,0)),IF(AND(ISERROR(MATCH(\"Ver.*\",E1508,0)),ISERROR(MATCH(\"*入力シート*\",E1508,0)),C7598=\"面積データ\"),E1508&\" ■□\",\"\"),E1508)","v":""}]
[null,"",0,"",{"$f":"IF(OR(ISERROR(FIND(\"□\",H7599)),ISERROR(SUBSTITUTE(LEFT(H7599,(FIND(\"■\",H7599)-2)),\" \",\"★\",LEN(LEFT(H7599,(FIND(\"■\",H7599)-2)))-LEN(SUBSTITUTE(LEFT(H7599,(FIND(\"■\",H7599)-2)),\" \",\"\"))-2))),\"\",SUBSTITUTE(LEFT(H7599,(FIND(\"■\",H7599)-2)),\" \",\"★\",LEN(LEFT(H7599,(FIND(\"■\",H7599)-2)))-LEN(SUBSTITUTE(LEFT(H7599,(FIND(\"■\",H7599)-2)),\" \",\"\"))-2))","v":""},{"$f":"IF(ISERROR(SUBSTITUTE(LEFT(H7599,(FIND(\"■\",H7599)-2)),\" \",\"★\",LEN(LEFT(H7599,(FIND(\"■\",H7599)-2)))-LEN(SUBSTITUTE(LEFT(H7599,(FIND(\"■\",H7599)-2)),\" \",\"\"))-1)),\"\",SUBSTITUTE(LEFT(H7599,(FIND(\"■\",H7599)-2)),\" \",\"★\",LEN(LEFT(H7599,(FIND(\"■\",H7599)-2)))-LEN(SUBSTITUTE(LEFT(H7599,(FIND(\"■\",H7599)-2)),\" \",\"\"))-1))","v":""},{"$f":"IF(OR(ISBLANK($E$100),ISERROR(-LOOKUP(1,-RIGHT(D7599,ROW($1:$80))))),\"\",-LOOKUP(1,-RIGHT(D7599,ROW($1:$80))))","v":""},""]
[null,"",0,"","","",{"$f":"IF(OR(ISBLANK($E$100),ISERROR(-LOOKUP(1,-RIGHT(D7600,ROW($1:$80))))),\"\",-LOOKUP(1,-RIGHT(D7600,ROW($1:$80))))","v":""},""]
[null,"",0,"","","",{"$f":"IF(OR(ISBLANK($E$100),ISERROR(-LOOKUP(1,-RIGHT(D7601,ROW($1:$80))))),\"\",-LOOKUP(1,-RIGHT(D7601,ROW($1:$80))))","v":""},""]
[null,"",0,"","","",{"$f":"IF(OR(ISBLANK($E$100),ISERROR(-LOOKUP(1,-RIGHT(D7602,ROW($1:$80))))),\"\",-LOOKUP(1,-RIGHT(D7602,ROW($1:$80))))","v":""},""]
[null,"",0,"","","",{"$f":"IF(OR(ISBLANK($E$100),ISERROR(-LOOKUP(1,-RIGHT(D7603,ROW($1:$80))))),\"\",-LOOKUP(1,-RIGHT(D7603,ROW($1:$80))))","v":""},""]
[null,"",0,"","","",{"$f":"IF(OR(ISBLANK($E$100),ISERROR(-LOOKUP(1,-RIGHT(D7604,ROW($1:$80))))),\"\",-LOOKUP(1,-RIGHT(D7604,ROW($1:$80))))","v":""},""]
[null,"",0,"","","",{"$f":"IF(OR(ISBLANK($E$100),ISERROR(-LOOKUP(1,-RIGHT(D7605,ROW($1:$80))))),\"\",-LOOKUP(1,-RIGHT(D7605,ROW($1:$80))))","v":""},""]
[null,"",0,"","","",{"$f":"IF(OR(ISBLANK($E$100),ISERROR(-LOOKUP(1,-RIGHT(D7606,ROW($1:$80))))),\"\",-LOOKUP(1,-RIGHT(D7606,ROW($1:$80))))","v":""},""]
[null,"",0,"","","",{"$f":"IF(OR(ISBLANK($E$100),ISERROR(-LOOKUP(1,-RIGHT(D7607,ROW($1:$80))))),\"\",-LOOKUP(1,-RIGHT(D7607,ROW($1:$80))))","v":""},""]
[null,"",0,"","","",{"$f":"IF(OR(ISBLANK($E$100),ISERROR(-LOOKUP(1,-RIGHT(D7608,ROW($1:$80))))),\"\",-LOOKUP(1,-RIGHT(D7608,ROW($1:$80))))","v":""},""]
[null,"",0,"","","",{"$f":"IF(OR(ISBLANK($E$100),ISERROR(-LOOKUP(1,-RIGHT(D7609,ROW($1:$80))))),\"\",-LOOKUP(1,-RIGHT(D7609,ROW($1:$80))))","v":""},""]
[null,"",0,"","","",{"$f":"IF(OR(ISBLANK($E$100),ISERROR(-LOOKUP(1,-RIGHT(D7610,ROW($1:$80))))),\"\",-LOOKUP(1,-RIGHT(D7610,ROW($1:$80))))","v":""},""]
[null,"",0,"","","",{"$f":"IF(OR(ISBLANK($E$100),ISERROR(-LOOKUP(1,-RIGHT(D7611,ROW($1:$80))))),\"\",-LOOKUP(1,-RIGHT(D7611,ROW($1:$80))))","v":""},""]
[null,"",0,"","","",{"$f":"IF(OR(ISBLANK($E$100),ISERROR(-LOOKUP(1,-RIGHT(D7612,ROW($1:$80))))),\"\",-LOOKUP(1,-RIGHT(D7612,ROW($1:$80))))","v":""},""]
[null,"",0,"","","",{"$f":"IF(OR(ISBLANK($E$100),ISERROR(-LOOKUP(1,-RIGHT(D7613,ROW($1:$80))))),\"\",-LOOKUP(1,-RIGHT(D7613,ROW($1:$80))))","v":""},""]
[null,"",0,"","","",{"$f":"IF(OR(ISBLANK($E$100),ISERROR(-LOOKUP(1,-RIGHT(D7614,ROW($1:$80))))),\"\",-LOOKUP(1,-RIGHT(D7614,ROW($1:$80))))","v":""},""]
[null,"",0,"","","",{"$f":"IF(OR(ISBLANK($E$100),ISERROR(-LOOKUP(1,-RIGHT(D7615,ROW($1:$80))))),\"\",-LOOKUP(1,-RIGHT(D7615,ROW($1:$80))))","v":""},""]
[null,"",0,"","","",{"$f":"IF(OR(ISBLANK($E$100),ISERROR(-LOOKUP(1,-RIGHT(D7616,ROW($1:$80))))),\"\",-LOOKUP(1,-RIGHT(D7616,ROW($1:$80))))","v":""},""]
[null,"",0,"","","",{"$f":"IF(OR(ISBLANK($E$100),ISERROR(-LOOKUP(1,-RIGHT(D7617,ROW($1:$80))))),\"\",-LOOKUP(1,-RIGHT(D7617,ROW($1:$80))))","v":""},""]
[null,"",0,"","","",{"$f":"IF(OR(ISBLANK($E$100),ISERROR(-LOOKUP(1,-RIGHT(D7618,ROW($1:$80))))),\"\",-LOOKUP(1,-RIGHT(D7618,ROW($1:$80))))","v":""},""]
[null,"",0,"","","",{"$f":"IF(OR(ISBLANK($E$100),ISERROR(-LOOKUP(1,-RIGHT(D7619,ROW($1:$80))))),\"\",-LOOKUP(1,-RIGHT(D7619,ROW($1:$80))))","v":""},""]
[null,"",0,"","","",{"$f":"IF(OR(ISBLANK($E$100),ISERROR(-LOOKUP(1,-RIGHT(D7620,ROW($1:$80))))),\"\",-LOOKUP(1,-RIGHT(D7620,ROW($1:$80))))","v":""},""]
[null,"",0,"","","",{"$f":"IF(OR(ISBLANK($E$100),ISERROR(-LOOKUP(1,-RIGHT(D7621,ROW($1:$80))))),\"\",-LOOKUP(1,-RIGHT(D7621,ROW($1:$80))))","v":""},""]
[null,"",0,"","","",{"$f":"IF(OR(ISBLANK($E$100),ISERROR(-LOOKUP(1,-RIGHT(D7622,ROW($1:$80))))),\"\",-LOOKUP(1,-RIGHT(D7622,ROW($1:$80))))","v":""},""]
[null,"",0,"","","",{"$f":"IF(OR(ISBLANK($E$100),ISERROR(-LOOKUP(1,-RIGHT(D7623,ROW($1:$80))))),\"\",-LOOKUP(1,-RIGHT(D7623,ROW($1:$80))))","v":""},""]
[null,"",0,"","","",{"$f":"IF(OR(ISBLANK($E$100),ISERROR(-LOOKUP(1,-RIGHT(D7624,ROW($1:$80))))),\"\",-LOOKUP(1,-RIGHT(D7624,ROW($1:$80))))","v":""},""]
[null,"",0,"","","",{"$f":"IF(OR(ISBLANK($E$100),ISERROR(-LOOKUP(1,-RIGHT(D7625,ROW($1:$80))))),\"\",-LOOKUP(1,-RIGHT(D7625,ROW($1:$80))))","v":""},""]
[null,"",0,"","","",{"$f":"IF(OR(ISBLANK($E$100),ISERROR(-LOOKUP(1,-RIGHT(D7626,ROW($1:$80))))),\"\",-LOOKUP(1,-RIGHT(D7626,ROW($1:$80))))","v":""},""]
[null,"",0,"","","",{"$f":"IF(OR(ISBLANK($E$100),ISERROR(-LOOKUP(1,-RIGHT(D7627,ROW($1:$80))))),\"\",-LOOKUP(1,-RIGHT(D7627,ROW($1:$80))))","v":""},""]
[null,"",0,"","","",{"$f":"IF(OR(ISBLANK($E$100),ISERROR(-LOOKUP(1,-RIGHT(D7628,ROW($1:$80))))),\"\",-LOOKUP(1,-RIGHT(D7628,ROW($1:$80))))","v":""},""]
[null,"",0,"","","",{"$f":"IF(OR(ISBLANK($E$100),ISERROR(-LOOKUP(1,-RIGHT(D7629,ROW($1:$80))))),\"\",-LOOKUP(1,-RIGHT(D7629,ROW($1:$80))))","v":""},""]
[null,"",0,"","","",{"$f":"IF(OR(ISBLANK($E$100),ISERROR(-LOOKUP(1,-RIGHT(D7630,ROW($1:$80))))),\"\",-LOOKUP(1,-RIGHT(D7630,ROW($1:$80))))","v":""},""]
[null,"",0,"","","",{"$f":"IF(OR(ISBLANK($E$100),ISERROR(-LOOKUP(1,-RIGHT(D7631,ROW($1:$80))))),\"\",-LOOKUP(1,-RIGHT(D7631,ROW($1:$80))))","v":""},""]
[null,"",0,"","","",{"$f":"IF(OR(ISBLANK($E$100),ISERROR(-LOOKUP(1,-RIGHT(D7632,ROW($1:$80))))),\"\",-LOOKUP(1,-RIGHT(D7632,ROW($1:$80))))","v":""},""]
[null,"",0,"","","",{"$f":"IF(OR(ISBLANK($E$100),ISERROR(-LOOKUP(1,-RIGHT(D7633,ROW($1:$80))))),\"\",-LOOKUP(1,-RIGHT(D7633,ROW($1:$80))))","v":""},""]
[null,"",0,"","","",{"$f":"IF(OR(ISBLANK($E$100),ISERROR(-LOOKUP(1,-RIGHT(D7634,ROW($1:$80))))),\"\",-LOOKUP(1,-RIGHT(D7634,ROW($1:$80))))","v":""},""]
[null,"",0,"","","",{"$f":"IF(OR(ISBLANK($E$100),ISERROR(-LOOKUP(1,-RIGHT(D7635,ROW($1:$80))))),\"\",-LOOKUP(1,-RIGHT(D7635,ROW($1:$80))))","v":""},""]
[null,"",0,"","","",{"$f":"IF(OR(ISBLANK($E$100),ISERROR(-LOOKUP(1,-RIGHT(D7636,ROW($1:$80))))),\"\",-LOOKUP(1,-RIGHT(D7636,ROW($1:$80))))","v":""},""]
[null,"",0,"","","",{"$f":"IF(OR(ISBLANK($E$100),ISERROR(-LOOKUP(1,-RIGHT(D7637,ROW($1:$80))))),\"\",-LOOKUP(1,-RIGHT(D7637,ROW($1:$80))))","v":""},""]
[null,"",0,"","","",{"$f":"IF(OR(ISBLANK($E$100),ISERROR(-LOOKUP(1,-RIGHT(D7638,ROW($1:$80))))),\"\",-LOOKUP(1,-RIGHT(D7638,ROW($1:$80))))","v":""},""]
[null,"",0,"","","",{"$f":"IF(OR(ISBLANK($E$100),ISERROR(-LOOKUP(1,-RIGHT(D7639,ROW($1:$80))))),\"\",-LOOKUP(1,-RIGHT(D7639,ROW($1:$80))))","v":""},""]
[null,"",0,"","","",{"$f":"IF(OR(ISBLANK($E$100),ISERROR(-LOOKUP(1,-RIGHT(D7640,ROW($1:$80))))),\"\",-LOOKUP(1,-RIGHT(D7640,ROW($1:$80))))","v":""},""]
[null,"",0,"","","",{"$f":"IF(OR(ISBLANK($E$100),ISERROR(-LOOKUP(1,-RIGHT(D7641,ROW($1:$80))))),\"\",-LOOKUP(1,-RIGHT(D7641,ROW($1:$80))))","v":""},""]
[null,"",0,"","","",{"$f":"IF(OR(ISBLANK($E$100),ISERROR(-LOOKUP(1,-RIGHT(D7642,ROW($1:$80))))),\"\",-LOOKUP(1,-RIGHT(D7642,ROW($1:$80))))","v":""},""]
[null,"",0,"","","",{"$f":"IF(OR(ISBLANK($E$100),ISERROR(-LOOKUP(1,-RIGHT(D7643,ROW($1:$80))))),\"\",-LOOKUP(1,-RIGHT(D7643,ROW($1:$80))))","v":""},""]
[null,"",0,"","","",{"$f":"IF(OR(ISBLANK($E$100),ISERROR(-LOOKUP(1,-RIGHT(D7644,ROW($1:$80))))),\"\",-LOOKUP(1,-RIGHT(D7644,ROW($1:$80))))","v":""},""]
[null,"",0,"","","",{"$f":"IF(OR(ISBLANK($E$100),ISERROR(-LOOKUP(1,-RIGHT(D7645,ROW($1:$80))))),\"\",-LOOKUP(1,-RIGHT(D7645,ROW($1:$80))))","v":""},""]
[null,"",0,"","","",{"$f":"IF(OR(ISBLANK($E$100),ISERROR(-LOOKUP(1,-RIGHT(D7646,ROW($1:$80))))),\"\",-LOOKUP(1,-RIGHT(D7646,ROW($1:$80))))","v":""},""]
[null,"",0,"","","",{"$f":"IF(OR(ISBLANK($E$100),ISERROR(-LOOKUP(1,-RIGHT(D7647,ROW($1:$80))))),\"\",-LOOKUP(1,-RIGHT(D7647,ROW($1:$80))))","v":""},""]
[null,"",0,"","","",{"$f":"IF(OR(ISBLANK($E$100),ISERROR(-LOOKUP(1,-RIGHT(D7648,ROW($1:$80))))),\"\",-LOOKUP(1,-RIGHT(D7648,ROW($1:$80))))","v":""},""]
[null,"",0,"","","",{"$f":"IF(OR(ISBLANK($E$100),ISERROR(-LOOKUP(1,-RIGHT(D7649,ROW($1:$80))))),\"\",-LOOKUP(1,-RIGHT(D7649,ROW($1:$80))))","v":""},""]
[null,"",0,{"$f":"IF(AND((E7650<>\"\"),(ISNUMBER(VALUE(RIGHT(LEFT(E7650,(FIND(\"★\",E7650)-1)),1)))),(ISNUMBER(VALUE(RIGHT(LEFT(E7650,(FIND(\"★\",E7650)+1)),1))))),IF(ISERROR(FIND(\" \",LEFT(E7650,FIND(\"★\",E7650)-1))),IF(F7650=\"\",\"\",LEFT(F7650,FIND(\"★\",F7650)-1)),LEFT(E7650,FIND(\"★\",E7650)-1)),IF(F7650=\"\",\"\",LEFT(F7650,FIND(\"★\",F7650)-1)))","v":""},"","",{"$f":"IF(OR(ISBLANK($E$100),ISERROR(-LOOKUP(1,-RIGHT(D7650,ROW($1:$80))))),\"\",-LOOKUP(1,-RIGHT(D7650,ROW($1:$80))))","v":""},""]
[null,"",0,"","","",{"$f":"IF(OR(ISBLANK($E$100),ISERROR(-LOOKUP(1,-RIGHT(D7651,ROW($1:$80))))),\"\",-LOOKUP(1,-RIGHT(D7651,ROW($1:$80))))","v":""},""]
[null,"",0,"","","",{"$f":"IF(OR(ISBLANK($E$100),ISERROR(-LOOKUP(1,-RIGHT(D7652,ROW($1:$80))))),\"\",-LOOKUP(1,-RIGHT(D7652,ROW($1:$80))))","v":""},""]
[null,"",0,"","","",{"$f":"IF(OR(ISBLANK($E$100),ISERROR(-LOOKUP(1,-RIGHT(D7653,ROW($1:$80))))),\"\",-LOOKUP(1,-RIGHT(D7653,ROW($1:$80))))","v":""},""]
[null,"",0,"","","",{"$f":"IF(OR(ISBLANK($E$100),ISERROR(-LOOKUP(1,-RIGHT(D7654,ROW($1:$80))))),\"\",-LOOKUP(1,-RIGHT(D7654,ROW($1:$80))))","v":""},""]
[null,"",0,"","","",{"$f":"IF(OR(ISBLANK($E$100),ISERROR(-LOOKUP(1,-RIGHT(D7655,ROW($1:$80))))),\"\",-LOOKUP(1,-RIGHT(D7655,ROW($1:$80))))","v":""},""]
[null,"",0,"","","",{"$f":"IF(OR(ISBLANK($E$100),ISERROR(-LOOKUP(1,-RIGHT(D7656,ROW($1:$80))))),\"\",-LOOKUP(1,-RIGHT(D7656,ROW($1:$80))))","v":""},""]
[null,"",0,"","","",{"$f":"IF(OR(ISBLANK($E$100),ISERROR(-LOOKUP(1,-RIGHT(D7657,ROW($1:$80))))),\"\",-LOOKUP(1,-RIGHT(D7657,ROW($1:$80))))","v":""},""]
[null,"",0,"","","",{"$f":"IF(OR(ISBLANK($E$100),ISERROR(-LOOKUP(1,-RIGHT(D7658,ROW($1:$80))))),\"\",-LOOKUP(1,-RIGHT(D7658,ROW($1:$80))))","v":""},""]
[null,"",0,"","","",{"$f":"IF(OR(ISBLANK($E$100),ISERROR(-LOOKUP(1,-RIGHT(D7659,ROW($1:$80))))),\"\",-LOOKUP(1,-RIGHT(D7659,ROW($1:$80))))","v":""},""]
[null,"",0,"","","",{"$f":"IF(OR(ISBLANK($E$100),ISERROR(-LOOKUP(1,-RIGHT(D7660,ROW($1:$80))))),\"\",-LOOKUP(1,-RIGHT(D7660,ROW($1:$80))))","v":""},""]
[null,"",0,"","","",{"$f":"IF(OR(ISBLANK($E$100),ISERROR(-LOOKUP(1,-RIGHT(D7661,ROW($1:$80))))),\"\",-LOOKUP(1,-RIGHT(D7661,ROW($1:$80))))","v":""},""]
[null,{"$f":"IF(AND(AND(ISERROR(FIND(\"共同住宅\",H7662)),OR(ISNUMBER(FIND(\"事務所\",H7662)),ISNUMBER(FIND(\"ホテル\",H7662)),ISNUMBER(FIND(\"病院\",H7662)),ISNUMBER(FIND(\"店舗\",H7662)),ISNUMBER(FIND(\"百貨店\",H7662)),ISNUMBER(FIND(\"学校\",H7662)),ISNUMBER(FIND(\"飲食店\",H7662)),ISNUMBER(FIND(\"集会所\",H7662)),ISNUMBER(FIND(\"工場\",H7662)))),C7662=\"面積データ\",G7662<>\"\"),\"×\",\"\")","v":""},{"$f":"IF(ISERROR(MATCH(\"*(共通条件) 室仕様*\",E1572,0)),IF(ISERROR(MATCH(\"*様式*\",E1572,0)),C7661,\"\"),\"面積データ\")","v":0},"","","",{"$f":"IF(OR(ISBLANK($E$100),ISERROR(-LOOKUP(1,-RIGHT(D7662,ROW($1:$80))))),\"\",-LOOKUP(1,-RIGHT(D7662,ROW($1:$80))))","v":""},{"$f":"IF(ISERROR(MATCH(\"*■*\",E1572,0)),IF(AND(ISERROR(MATCH(\"Ver.*\",E1572,0)),ISERROR(MATCH(\"*入力シート*\",E1572,0)),C7662=\"面積データ\"),E1572&\" ■□\",\"\"),E1572)","v":""}]
[null,"",0,"",{"$f":"IF(OR(ISERROR(FIND(\"□\",H7663)),ISERROR(SUBSTITUTE(LEFT(H7663,(FIND(\"■\",H7663)-2)),\" \",\"★\",LEN(LEFT(H7663,(FIND(\"■\",H7663)-2)))-LEN(SUBSTITUTE(LEFT(H7663,(FIND(\"■\",H7663)-2)),\" \",\"\"))-2))),\"\",SUBSTITUTE(LEFT(H7663,(FIND(\"■\",H7663)-2)),\" \",\"★\",LEN(LEFT(H7663,(FIND(\"■\",H7663)-2)))-LEN(SUBSTITUTE(LEFT(H7663,(FIND(\"■\",H7663)-2)),\" \",\"\"))-2))","v":""},{"$f":"IF(ISERROR(SUBSTITUTE(LEFT(H7663,(FIND(\"■\",H7663)-2)),\" \",\"★\",LEN(LEFT(H7663,(FIND(\"■\",H7663)-2)))-LEN(SUBSTITUTE(LEFT(H7663,(FIND(\"■\",H7663)-2)),\" \",\"\"))-1)),\"\",SUBSTITUTE(LEFT(H7663,(FIND(\"■\",H7663)-2)),\" \",\"★\",LEN(LEFT(H7663,(FIND(\"■\",H7663)-2)))-LEN(SUBSTITUTE(LEFT(H7663,(FIND(\"■\",H7663)-2)),\" \",\"\"))-1))","v":""},{"$f":"IF(OR(ISBLANK($E$100),ISERROR(-LOOKUP(1,-RIGHT(D7663,ROW($1:$80))))),\"\",-LOOKUP(1,-RIGHT(D7663,ROW($1:$80))))","v":""},""]
[null,"",0,"","","",{"$f":"IF(OR(ISBLANK($E$100),ISERROR(-LOOKUP(1,-RIGHT(D7664,ROW($1:$80))))),\"\",-LOOKUP(1,-RIGHT(D7664,ROW($1:$80))))","v":""},""]
[null,"",0,"","","",{"$f":"IF(OR(ISBLANK($E$100),ISERROR(-LOOKUP(1,-RIGHT(D7665,ROW($1:$80))))),\"\",-LOOKUP(1,-RIGHT(D7665,ROW($1:$80))))","v":""},""]
[null,"",0,"","","",{"$f":"IF(OR(ISBLANK($E$100),ISERROR(-LOOKUP(1,-RIGHT(D7666,ROW($1:$80))))),\"\",-LOOKUP(1,-RIGHT(D7666,ROW($1:$80))))","v":""},""]
[null,"",0,"","","",{"$f":"IF(OR(ISBLANK($E$100),ISERROR(-LOOKUP(1,-RIGHT(D7667,ROW($1:$80))))),\"\",-LOOKUP(1,-RIGHT(D7667,ROW($1:$80))))","v":""},""]
[null,"",0,"","","",{"$f":"IF(OR(ISBLANK($E$100),ISERROR(-LOOKUP(1,-RIGHT(D7668,ROW($1:$80))))),\"\",-LOOKUP(1,-RIGHT(D7668,ROW($1:$80))))","v":""},""]
[null,"",0,"","","",{"$f":"IF(OR(ISBLANK($E$100),ISERROR(-LOOKUP(1,-RIGHT(D7669,ROW($1:$80))))),\"\",-LOOKUP(1,-RIGHT(D7669,ROW($1:$80))))","v":""},""]
[null,"",0,"","","",{"$f":"IF(OR(ISBLANK($E$100),ISERROR(-LOOKUP(1,-RIGHT(D7670,ROW($1:$80))))),\"\",-LOOKUP(1,-RIGHT(D7670,ROW($1:$80))))","v":""},""]
[null,"",0,"","","",{"$f":"IF(OR(ISBLANK($E$100),ISERROR(-LOOKUP(1,-RIGHT(D7671,ROW($1:$80))))),\"\",-LOOKUP(1,-RIGHT(D7671,ROW($1:$80))))","v":""},""]
[null,"",0,"","","",{"$f":"IF(OR(ISBLANK($E$100),ISERROR(-LOOKUP(1,-RIGHT(D7672,ROW($1:$80))))),\"\",-LOOKUP(1,-RIGHT(D7672,ROW($1:$80))))","v":""},""]
[null,"",0,"","","",{"$f":"IF(OR(ISBLANK($E$100),ISERROR(-LOOKUP(1,-RIGHT(D7673,ROW($1:$80))))),\"\",-LOOKUP(1,-RIGHT(D7673,ROW($1:$80))))","v":""},""]
[null,"",0,"","","",{"$f":"IF(OR(ISBLANK($E$100),ISERROR(-LOOKUP(1,-RIGHT(D7674,ROW($1:$80))))),\"\",-LOOKUP(1,-RIGHT(D7674,ROW($1:$80))))","v":""},""]
[null,"",0,"","","",{"$f":"IF(OR(ISBLANK($E$100),ISERROR(-LOOKUP(1,-RIGHT(D7675,ROW($1:$80))))),\"\",-LOOKUP(1,-RIGHT(D7675,ROW($1:$80))))","v":""},""]
[null,"",0,"","","",{"$f":"IF(OR(ISBLANK($E$100),ISERROR(-LOOKUP(1,-RIGHT(D7676,ROW($1:$80))))),\"\",-LOOKUP(1,-RIGHT(D7676,ROW($1:$80))))","v":""},""]
[null,"",0,"","","",{"$f":"IF(OR(ISBLANK($E$100),ISERROR(-LOOKUP(1,-RIGHT(D7677,ROW($1:$80))))),\"\",-LOOKUP(1,-RIGHT(D7677,ROW($1:$80))))","v":""},""]
[null,"",0,"","","",{"$f":"IF(OR(ISBLANK($E$100),ISERROR(-LOOKUP(1,-RIGHT(D7678,ROW($1:$80))))),\"\",-LOOKUP(1,-RIGHT(D7678,ROW($1:$80))))","v":""},""]
[null,"",0,"","","",{"$f":"IF(OR(ISBLANK($E$100),ISERROR(-LOOKUP(1,-RIGHT(D7679,ROW($1:$80))))),\"\",-LOOKUP(1,-RIGHT(D7679,ROW($1:$80))))","v":""},""]
[null,"",0,"","","",{"$f":"IF(OR(ISBLANK($E$100),ISERROR(-LOOKUP(1,-RIGHT(D7680,ROW($1:$80))))),\"\",-LOOKUP(1,-RIGHT(D7680,ROW($1:$80))))","v":""},""]
[null,"",0,"","","",{"$f":"IF(OR(ISBLANK($E$100),ISERROR(-LOOKUP(1,-RIGHT(D7681,ROW($1:$80))))),\"\",-LOOKUP(1,-RIGHT(D7681,ROW($1:$80))))","v":""},""]
[null,"",0,"","","",{"$f":"IF(OR(ISBLANK($E$100),ISERROR(-LOOKUP(1,-RIGHT(D7682,ROW($1:$80))))),\"\",-LOOKUP(1,-RIGHT(D7682,ROW($1:$80))))","v":""},""]
[null,"",0,"","","",{"$f":"IF(OR(ISBLANK($E$100),ISERROR(-LOOKUP(1,-RIGHT(D7683,ROW($1:$80))))),\"\",-LOOKUP(1,-RIGHT(D7683,ROW($1:$80))))","v":""},""]
[null,"",0,"","","",{"$f":"IF(OR(ISBLANK($E$100),ISERROR(-LOOKUP(1,-RIGHT(D7684,ROW($1:$80))))),\"\",-LOOKUP(1,-RIGHT(D7684,ROW($1:$80))))","v":""},""]
[null,"",0,"","","",{"$f":"IF(OR(ISBLANK($E$100),ISERROR(-LOOKUP(1,-RIGHT(D7685,ROW($1:$80))))),\"\",-LOOKUP(1,-RIGHT(D7685,ROW($1:$80))))","v":""},""]
[null,"",0,"","","",{"$f":"IF(OR(ISBLANK($E$100),ISERROR(-LOOKUP(1,-RIGHT(D7686,ROW($1:$80))))),\"\",-LOOKUP(1,-RIGHT(D7686,ROW($1:$80))))","v":""},""]
[null,"",0,"","","",{"$f":"IF(OR(ISBLANK($E$100),ISERROR(-LOOKUP(1,-RIGHT(D7687,ROW($1:$80))))),\"\",-LOOKUP(1,-RIGHT(D7687,ROW($1:$80))))","v":""},""]
[null,"",0,"","","",{"$f":"IF(OR(ISBLANK($E$100),ISERROR(-LOOKUP(1,-RIGHT(D7688,ROW($1:$80))))),\"\",-LOOKUP(1,-RIGHT(D7688,ROW($1:$80))))","v":""},""]
[null,"",0,"","","",{"$f":"IF(OR(ISBLANK($E$100),ISERROR(-LOOKUP(1,-RIGHT(D7689,ROW($1:$80))))),\"\",-LOOKUP(1,-RIGHT(D7689,ROW($1:$80))))","v":""},""]
[null,"",0,"","","",{"$f":"IF(OR(ISBLANK($E$100),ISERROR(-LOOKUP(1,-RIGHT(D7690,ROW($1:$80))))),\"\",-LOOKUP(1,-RIGHT(D7690,ROW($1:$80))))","v":""},""]
[null,"",0,"","","",{"$f":"IF(OR(ISBLANK($E$100),ISERROR(-LOOKUP(1,-RIGHT(D7691,ROW($1:$80))))),\"\",-LOOKUP(1,-RIGHT(D7691,ROW($1:$80))))","v":""},""]
[null,"",0,"","","",{"$f":"IF(OR(ISBLANK($E$100),ISERROR(-LOOKUP(1,-RIGHT(D7692,ROW($1:$80))))),\"\",-LOOKUP(1,-RIGHT(D7692,ROW($1:$80))))","v":""},""]
[null,"",0,"","","",{"$f":"IF(OR(ISBLANK($E$100),ISERROR(-LOOKUP(1,-RIGHT(D7693,ROW($1:$80))))),\"\",-LOOKUP(1,-RIGHT(D7693,ROW($1:$80))))","v":""},""]
[null,"",0,"","","",{"$f":"IF(OR(ISBLANK($E$100),ISERROR(-LOOKUP(1,-RIGHT(D7694,ROW($1:$80))))),\"\",-LOOKUP(1,-RIGHT(D7694,ROW($1:$80))))","v":""},""]
[null,"",0,"","","",{"$f":"IF(OR(ISBLANK($E$100),ISERROR(-LOOKUP(1,-RIGHT(D7695,ROW($1:$80))))),\"\",-LOOKUP(1,-RIGHT(D7695,ROW($1:$80))))","v":""},""]
[null,"",0,"","","",{"$f":"IF(OR(ISBLANK($E$100),ISERROR(-LOOKUP(1,-RIGHT(D7696,ROW($1:$80))))),\"\",-LOOKUP(1,-RIGHT(D7696,ROW($1:$80))))","v":""},""]
[null,"",0,"","","",{"$f":"IF(OR(ISBLANK($E$100),ISERROR(-LOOKUP(1,-RIGHT(D7697,ROW($1:$80))))),\"\",-LOOKUP(1,-RIGHT(D7697,ROW($1:$80))))","v":""},""]
[null,"",0,"","","",{"$f":"IF(OR(ISBLANK($E$100),ISERROR(-LOOKUP(1,-RIGHT(D7698,ROW($1:$80))))),\"\",-LOOKUP(1,-RIGHT(D7698,ROW($1:$80))))","v":""},""]
[null,"",0,"","","",{"$f":"IF(OR(ISBLANK($E$100),ISERROR(-LOOKUP(1,-RIGHT(D7699,ROW($1:$80))))),\"\",-LOOKUP(1,-RIGHT(D7699,ROW($1:$80))))","v":""},""]
[null,"",0,"","","",{"$f":"IF(OR(ISBLANK($E$100),ISERROR(-LOOKUP(1,-RIGHT(D7700,ROW($1:$80))))),\"\",-LOOKUP(1,-RIGHT(D7700,ROW($1:$80))))","v":""},""]
[null,"",0,"","","",{"$f":"IF(OR(ISBLANK($E$100),ISERROR(-LOOKUP(1,-RIGHT(D7701,ROW($1:$80))))),\"\",-LOOKUP(1,-RIGHT(D7701,ROW($1:$80))))","v":""},""]
[null,"",0,"","","",{"$f":"IF(OR(ISBLANK($E$100),ISERROR(-LOOKUP(1,-RIGHT(D7702,ROW($1:$80))))),\"\",-LOOKUP(1,-RIGHT(D7702,ROW($1:$80))))","v":""},""]
[null,"",0,"","","",{"$f":"IF(OR(ISBLANK($E$100),ISERROR(-LOOKUP(1,-RIGHT(D7703,ROW($1:$80))))),\"\",-LOOKUP(1,-RIGHT(D7703,ROW($1:$80))))","v":""},""]
[null,"",0,"","","",{"$f":"IF(OR(ISBLANK($E$100),ISERROR(-LOOKUP(1,-RIGHT(D7704,ROW($1:$80))))),\"\",-LOOKUP(1,-RIGHT(D7704,ROW($1:$80))))","v":""},""]
[null,"",0,"","","",{"$f":"IF(OR(ISBLANK($E$100),ISERROR(-LOOKUP(1,-RIGHT(D7705,ROW($1:$80))))),\"\",-LOOKUP(1,-RIGHT(D7705,ROW($1:$80))))","v":""},""]
[null,"",0,"","","",{"$f":"IF(OR(ISBLANK($E$100),ISERROR(-LOOKUP(1,-RIGHT(D7706,ROW($1:$80))))),\"\",-LOOKUP(1,-RIGHT(D7706,ROW($1:$80))))","v":""},""]
[null,"",0,"","","",{"$f":"IF(OR(ISBLANK($E$100),ISERROR(-LOOKUP(1,-RIGHT(D7707,ROW($1:$80))))),\"\",-LOOKUP(1,-RIGHT(D7707,ROW($1:$80))))","v":""},""]
[null,"",0,"","","",{"$f":"IF(OR(ISBLANK($E$100),ISERROR(-LOOKUP(1,-RIGHT(D7708,ROW($1:$80))))),\"\",-LOOKUP(1,-RIGHT(D7708,ROW($1:$80))))","v":""},""]
[null,"",0,"","","",{"$f":"IF(OR(ISBLANK($E$100),ISERROR(-LOOKUP(1,-RIGHT(D7709,ROW($1:$80))))),\"\",-LOOKUP(1,-RIGHT(D7709,ROW($1:$80))))","v":""},""]
[null,"",0,"","","",{"$f":"IF(OR(ISBLANK($E$100),ISERROR(-LOOKUP(1,-RIGHT(D7710,ROW($1:$80))))),\"\",-LOOKUP(1,-RIGHT(D7710,ROW($1:$80))))","v":""},""]
[null,"",0,"","","",{"$f":"IF(OR(ISBLANK($E$100),ISERROR(-LOOKUP(1,-RIGHT(D7711,ROW($1:$80))))),\"\",-LOOKUP(1,-RIGHT(D7711,ROW($1:$80))))","v":""},""]
[null,"",0,"","","",{"$f":"IF(OR(ISBLANK($E$100),ISERROR(-LOOKUP(1,-RIGHT(D7712,ROW($1:$80))))),\"\",-LOOKUP(1,-RIGHT(D7712,ROW($1:$80))))","v":""},""]
[null,"",0,"","","",{"$f":"IF(OR(ISBLANK($E$100),ISERROR(-LOOKUP(1,-RIGHT(D7713,ROW($1:$80))))),\"\",-LOOKUP(1,-RIGHT(D7713,ROW($1:$80))))","v":""},""]
[null,"",0,{"$f":"IF(AND((E7714<>\"\"),(ISNUMBER(VALUE(RIGHT(LEFT(E7714,(FIND(\"★\",E7714)-1)),1)))),(ISNUMBER(VALUE(RIGHT(LEFT(E7714,(FIND(\"★\",E7714)+1)),1))))),IF(ISERROR(FIND(\" \",LEFT(E7714,FIND(\"★\",E7714)-1))),IF(F7714=\"\",\"\",LEFT(F7714,FIND(\"★\",F7714)-1)),LEFT(E7714,FIND(\"★\",E7714)-1)),IF(F7714=\"\",\"\",LEFT(F7714,FIND(\"★\",F7714)-1)))","v":""},"","",{"$f":"IF(OR(ISBLANK($E$100),ISERROR(-LOOKUP(1,-RIGHT(D7714,ROW($1:$80))))),\"\",-LOOKUP(1,-RIGHT(D7714,ROW($1:$80))))","v":""},""]
[null,"",0,"","","",{"$f":"IF(OR(ISBLANK($E$100),ISERROR(-LOOKUP(1,-RIGHT(D7715,ROW($1:$80))))),\"\",-LOOKUP(1,-RIGHT(D7715,ROW($1:$80))))","v":""},""]
[null,"",0,"","","",{"$f":"IF(OR(ISBLANK($E$100),ISERROR(-LOOKUP(1,-RIGHT(D7716,ROW($1:$80))))),\"\",-LOOKUP(1,-RIGHT(D7716,ROW($1:$80))))","v":""},""]
[null,"",0,"","","",{"$f":"IF(OR(ISBLANK($E$100),ISERROR(-LOOKUP(1,-RIGHT(D7717,ROW($1:$80))))),\"\",-LOOKUP(1,-RIGHT(D7717,ROW($1:$80))))","v":""},""]
[null,"",0,"","","",{"$f":"IF(OR(ISBLANK($E$100),ISERROR(-LOOKUP(1,-RIGHT(D7718,ROW($1:$80))))),\"\",-LOOKUP(1,-RIGHT(D7718,ROW($1:$80))))","v":""},""]
[null,"",0,"","","",{"$f":"IF(OR(ISBLANK($E$100),ISERROR(-LOOKUP(1,-RIGHT(D7719,ROW($1:$80))))),\"\",-LOOKUP(1,-RIGHT(D7719,ROW($1:$80))))","v":""},""]
[null,"",0,"","","",{"$f":"IF(OR(ISBLANK($E$100),ISERROR(-LOOKUP(1,-RIGHT(D7720,ROW($1:$80))))),\"\",-LOOKUP(1,-RIGHT(D7720,ROW($1:$80))))","v":""},""]
[null,"",0,"","","",{"$f":"IF(OR(ISBLANK($E$100),ISERROR(-LOOKUP(1,-RIGHT(D7721,ROW($1:$80))))),\"\",-LOOKUP(1,-RIGHT(D7721,ROW($1:$80))))","v":""},""]
[null,"",0,"","","",{"$f":"IF(OR(ISBLANK($E$100),ISERROR(-LOOKUP(1,-RIGHT(D7722,ROW($1:$80))))),\"\",-LOOKUP(1,-RIGHT(D7722,ROW($1:$80))))","v":""},""]
[null,"",0,"","","",{"$f":"IF(OR(ISBLANK($E$100),ISERROR(-LOOKUP(1,-RIGHT(D7723,ROW($1:$80))))),\"\",-LOOKUP(1,-RIGHT(D7723,ROW($1:$80))))","v":""},""]
[null,"",0,"","","",{"$f":"IF(OR(ISBLANK($E$100),ISERROR(-LOOKUP(1,-RIGHT(D7724,ROW($1:$80))))),\"\",-LOOKUP(1,-RIGHT(D7724,ROW($1:$80))))","v":""},""]
[null,"",0,"","","",{"$f":"IF(OR(ISBLANK($E$100),ISERROR(-LOOKUP(1,-RIGHT(D7725,ROW($1:$80))))),\"\",-LOOKUP(1,-RIGHT(D7725,ROW($1:$80))))","v":""},""]
[null,{"$f":"IF(AND(AND(ISERROR(FIND(\"共同住宅\",H7726)),OR(ISNUMBER(FIND(\"事務所\",H7726)),ISNUMBER(FIND(\"ホテル\",H7726)),ISNUMBER(FIND(\"病院\",H7726)),ISNUMBER(FIND(\"店舗\",H7726)),ISNUMBER(FIND(\"百貨店\",H7726)),ISNUMBER(FIND(\"学校\",H7726)),ISNUMBER(FIND(\"飲食店\",H7726)),ISNUMBER(FIND(\"集会所\",H7726)),ISNUMBER(FIND(\"工場\",H7726)))),C7726=\"面積データ\",G7726<>\"\"),\"×\",\"\")","v":""},{"$f":"IF(ISERROR(MATCH(\"*(共通条件) 室仕様*\",E1636,0)),IF(ISERROR(MATCH(\"*様式*\",E1636,0)),C7725,\"\"),\"面積データ\")","v":0},"","","",{"$f":"IF(OR(ISBLANK($E$100),ISERROR(-LOOKUP(1,-RIGHT(D7726,ROW($1:$80))))),\"\",-LOOKUP(1,-RIGHT(D7726,ROW($1:$80))))","v":""},{"$f":"IF(ISERROR(MATCH(\"*■*\",E1636,0)),IF(AND(ISERROR(MATCH(\"Ver.*\",E1636,0)),ISERROR(MATCH(\"*入力シート*\",E1636,0)),C7726=\"面積データ\"),E1636&\" ■□\",\"\"),E1636)","v":""}]
[null,"",0,"",{"$f":"IF(OR(ISERROR(FIND(\"□\",H7727)),ISERROR(SUBSTITUTE(LEFT(H7727,(FIND(\"■\",H7727)-2)),\" \",\"★\",LEN(LEFT(H7727,(FIND(\"■\",H7727)-2)))-LEN(SUBSTITUTE(LEFT(H7727,(FIND(\"■\",H7727)-2)),\" \",\"\"))-2))),\"\",SUBSTITUTE(LEFT(H7727,(FIND(\"■\",H7727)-2)),\" \",\"★\",LEN(LEFT(H7727,(FIND(\"■\",H7727)-2)))-LEN(SUBSTITUTE(LEFT(H7727,(FIND(\"■\",H7727)-2)),\" \",\"\"))-2))","v":""},{"$f":"IF(ISERROR(SUBSTITUTE(LEFT(H7727,(FIND(\"■\",H7727)-2)),\" \",\"★\",LEN(LEFT(H7727,(FIND(\"■\",H7727)-2)))-LEN(SUBSTITUTE(LEFT(H7727,(FIND(\"■\",H7727)-2)),\" \",\"\"))-1)),\"\",SUBSTITUTE(LEFT(H7727,(FIND(\"■\",H7727)-2)),\" \",\"★\",LEN(LEFT(H7727,(FIND(\"■\",H7727)-2)))-LEN(SUBSTITUTE(LEFT(H7727,(FIND(\"■\",H7727)-2)),\" \",\"\"))-1))","v":""},{"$f":"IF(OR(ISBLANK($E$100),ISERROR(-LOOKUP(1,-RIGHT(D7727,ROW($1:$80))))),\"\",-LOOKUP(1,-RIGHT(D7727,ROW($1:$80))))","v":""},""]
[null,"",0,"","","",{"$f":"IF(OR(ISBLANK($E$100),ISERROR(-LOOKUP(1,-RIGHT(D7728,ROW($1:$80))))),\"\",-LOOKUP(1,-RIGHT(D7728,ROW($1:$80))))","v":""},""]
[null,"",0,"","","",{"$f":"IF(OR(ISBLANK($E$100),ISERROR(-LOOKUP(1,-RIGHT(D7729,ROW($1:$80))))),\"\",-LOOKUP(1,-RIGHT(D7729,ROW($1:$80))))","v":""},""]
[null,"",0,"","","",{"$f":"IF(OR(ISBLANK($E$100),ISERROR(-LOOKUP(1,-RIGHT(D7730,ROW($1:$80))))),\"\",-LOOKUP(1,-RIGHT(D7730,ROW($1:$80))))","v":""},""]
[null,"",0,"","","",{"$f":"IF(OR(ISBLANK($E$100),ISERROR(-LOOKUP(1,-RIGHT(D7731,ROW($1:$80))))),\"\",-LOOKUP(1,-RIGHT(D7731,ROW($1:$80))))","v":""},""]
[null,"",0,"","","",{"$f":"IF(OR(ISBLANK($E$100),ISERROR(-LOOKUP(1,-RIGHT(D7732,ROW($1:$80))))),\"\",-LOOKUP(1,-RIGHT(D7732,ROW($1:$80))))","v":""},""]
[null,"",0,"","","",{"$f":"IF(OR(ISBLANK($E$100),ISERROR(-LOOKUP(1,-RIGHT(D7733,ROW($1:$80))))),\"\",-LOOKUP(1,-RIGHT(D7733,ROW($1:$80))))","v":""},""]
[null,"",0,"","","",{"$f":"IF(OR(ISBLANK($E$100),ISERROR(-LOOKUP(1,-RIGHT(D7734,ROW($1:$80))))),\"\",-LOOKUP(1,-RIGHT(D7734,ROW($1:$80))))","v":""},""]
[null,"",0,"","","",{"$f":"IF(OR(ISBLANK($E$100),ISERROR(-LOOKUP(1,-RIGHT(D7735,ROW($1:$80))))),\"\",-LOOKUP(1,-RIGHT(D7735,ROW($1:$80))))","v":""},""]
[null,"",0,"","","",{"$f":"IF(OR(ISBLANK($E$100),ISERROR(-LOOKUP(1,-RIGHT(D7736,ROW($1:$80))))),\"\",-LOOKUP(1,-RIGHT(D7736,ROW($1:$80))))","v":""},""]
[null,"",0,"","","",{"$f":"IF(OR(ISBLANK($E$100),ISERROR(-LOOKUP(1,-RIGHT(D7737,ROW($1:$80))))),\"\",-LOOKUP(1,-RIGHT(D7737,ROW($1:$80))))","v":""},""]
[null,"",0,"","","",{"$f":"IF(OR(ISBLANK($E$100),ISERROR(-LOOKUP(1,-RIGHT(D7738,ROW($1:$80))))),\"\",-LOOKUP(1,-RIGHT(D7738,ROW($1:$80))))","v":""},""]
[null,"",0,"","","",{"$f":"IF(OR(ISBLANK($E$100),ISERROR(-LOOKUP(1,-RIGHT(D7739,ROW($1:$80))))),\"\",-LOOKUP(1,-RIGHT(D7739,ROW($1:$80))))","v":""},""]
[null,"",0,"","","",{"$f":"IF(OR(ISBLANK($E$100),ISERROR(-LOOKUP(1,-RIGHT(D7740,ROW($1:$80))))),\"\",-LOOKUP(1,-RIGHT(D7740,ROW($1:$80))))","v":""},""]
[null,"",0,"","","",{"$f":"IF(OR(ISBLANK($E$100),ISERROR(-LOOKUP(1,-RIGHT(D7741,ROW($1:$80))))),\"\",-LOOKUP(1,-RIGHT(D7741,ROW($1:$80))))","v":""},""]
[null,"",0,"","","",{"$f":"IF(OR(ISBLANK($E$100),ISERROR(-LOOKUP(1,-RIGHT(D7742,ROW($1:$80))))),\"\",-LOOKUP(1,-RIGHT(D7742,ROW($1:$80))))","v":""},""]
[null,"",0,"","","",{"$f":"IF(OR(ISBLANK($E$100),ISERROR(-LOOKUP(1,-RIGHT(D7743,ROW($1:$80))))),\"\",-LOOKUP(1,-RIGHT(D7743,ROW($1:$80))))","v":""},""]
[null,"",0,"","","",{"$f":"IF(OR(ISBLANK($E$100),ISERROR(-LOOKUP(1,-RIGHT(D7744,ROW($1:$80))))),\"\",-LOOKUP(1,-RIGHT(D7744,ROW($1:$80))))","v":""},""]
[null,"",0,"","","",{"$f":"IF(OR(ISBLANK($E$100),ISERROR(-LOOKUP(1,-RIGHT(D7745,ROW($1:$80))))),\"\",-LOOKUP(1,-RIGHT(D7745,ROW($1:$80))))","v":""},""]
[null,"",0,"","","",{"$f":"IF(OR(ISBLANK($E$100),ISERROR(-LOOKUP(1,-RIGHT(D7746,ROW($1:$80))))),\"\",-LOOKUP(1,-RIGHT(D7746,ROW($1:$80))))","v":""},""]
[null,"",0,"","","",{"$f":"IF(OR(ISBLANK($E$100),ISERROR(-LOOKUP(1,-RIGHT(D7747,ROW($1:$80))))),\"\",-LOOKUP(1,-RIGHT(D7747,ROW($1:$80))))","v":""},""]
[null,"",0,"","","",{"$f":"IF(OR(ISBLANK($E$100),ISERROR(-LOOKUP(1,-RIGHT(D7748,ROW($1:$80))))),\"\",-LOOKUP(1,-RIGHT(D7748,ROW($1:$80))))","v":""},""]
[null,"",0,"","","",{"$f":"IF(OR(ISBLANK($E$100),ISERROR(-LOOKUP(1,-RIGHT(D7749,ROW($1:$80))))),\"\",-LOOKUP(1,-RIGHT(D7749,ROW($1:$80))))","v":""},""]
[null,"",0,"","","",{"$f":"IF(OR(ISBLANK($E$100),ISERROR(-LOOKUP(1,-RIGHT(D7750,ROW($1:$80))))),\"\",-LOOKUP(1,-RIGHT(D7750,ROW($1:$80))))","v":""},""]
[null,"",0,"","","",{"$f":"IF(OR(ISBLANK($E$100),ISERROR(-LOOKUP(1,-RIGHT(D7751,ROW($1:$80))))),\"\",-LOOKUP(1,-RIGHT(D7751,ROW($1:$80))))","v":""},""]
[null,"",0,"","","",{"$f":"IF(OR(ISBLANK($E$100),ISERROR(-LOOKUP(1,-RIGHT(D7752,ROW($1:$80))))),\"\",-LOOKUP(1,-RIGHT(D7752,ROW($1:$80))))","v":""},""]
[null,"",0,"","","",{"$f":"IF(OR(ISBLANK($E$100),ISERROR(-LOOKUP(1,-RIGHT(D7753,ROW($1:$80))))),\"\",-LOOKUP(1,-RIGHT(D7753,ROW($1:$80))))","v":""},""]
[null,"",0,"","","",{"$f":"IF(OR(ISBLANK($E$100),ISERROR(-LOOKUP(1,-RIGHT(D7754,ROW($1:$80))))),\"\",-LOOKUP(1,-RIGHT(D7754,ROW($1:$80))))","v":""},""]
[null,"",0,"","","",{"$f":"IF(OR(ISBLANK($E$100),ISERROR(-LOOKUP(1,-RIGHT(D7755,ROW($1:$80))))),\"\",-LOOKUP(1,-RIGHT(D7755,ROW($1:$80))))","v":""},""]
[null,"",0,"","","",{"$f":"IF(OR(ISBLANK($E$100),ISERROR(-LOOKUP(1,-RIGHT(D7756,ROW($1:$80))))),\"\",-LOOKUP(1,-RIGHT(D7756,ROW($1:$80))))","v":""},""]
[null,"",0,"","","",{"$f":"IF(OR(ISBLANK($E$100),ISERROR(-LOOKUP(1,-RIGHT(D7757,ROW($1:$80))))),\"\",-LOOKUP(1,-RIGHT(D7757,ROW($1:$80))))","v":""},""]
[null,"",0,"","","",{"$f":"IF(OR(ISBLANK($E$100),ISERROR(-LOOKUP(1,-RIGHT(D7758,ROW($1:$80))))),\"\",-LOOKUP(1,-RIGHT(D7758,ROW($1:$80))))","v":""},""]
[null,"",0,"","","",{"$f":"IF(OR(ISBLANK($E$100),ISERROR(-LOOKUP(1,-RIGHT(D7759,ROW($1:$80))))),\"\",-LOOKUP(1,-RIGHT(D7759,ROW($1:$80))))","v":""},""]
[null,"",0,"","","",{"$f":"IF(OR(ISBLANK($E$100),ISERROR(-LOOKUP(1,-RIGHT(D7760,ROW($1:$80))))),\"\",-LOOKUP(1,-RIGHT(D7760,ROW($1:$80))))","v":""},""]
[null,"",0,"","","",{"$f":"IF(OR(ISBLANK($E$100),ISERROR(-LOOKUP(1,-RIGHT(D7761,ROW($1:$80))))),\"\",-LOOKUP(1,-RIGHT(D7761,ROW($1:$80))))","v":""},""]
[null,"",0,"","","",{"$f":"IF(OR(ISBLANK($E$100),ISERROR(-LOOKUP(1,-RIGHT(D7762,ROW($1:$80))))),\"\",-LOOKUP(1,-RIGHT(D7762,ROW($1:$80))))","v":""},""]
[null,"",0,"","","",{"$f":"IF(OR(ISBLANK($E$100),ISERROR(-LOOKUP(1,-RIGHT(D7763,ROW($1:$80))))),\"\",-LOOKUP(1,-RIGHT(D7763,ROW($1:$80))))","v":""},""]
[null,"",0,"","","",{"$f":"IF(OR(ISBLANK($E$100),ISERROR(-LOOKUP(1,-RIGHT(D7764,ROW($1:$80))))),\"\",-LOOKUP(1,-RIGHT(D7764,ROW($1:$80))))","v":""},""]
[null,"",0,"","","",{"$f":"IF(OR(ISBLANK($E$100),ISERROR(-LOOKUP(1,-RIGHT(D7765,ROW($1:$80))))),\"\",-LOOKUP(1,-RIGHT(D7765,ROW($1:$80))))","v":""},""]
[null,"",0,"","","",{"$f":"IF(OR(ISBLANK($E$100),ISERROR(-LOOKUP(1,-RIGHT(D7766,ROW($1:$80))))),\"\",-LOOKUP(1,-RIGHT(D7766,ROW($1:$80))))","v":""},""]
[null,"",0,"","","",{"$f":"IF(OR(ISBLANK($E$100),ISERROR(-LOOKUP(1,-RIGHT(D7767,ROW($1:$80))))),\"\",-LOOKUP(1,-RIGHT(D7767,ROW($1:$80))))","v":""},""]
[null,"",0,"","","",{"$f":"IF(OR(ISBLANK($E$100),ISERROR(-LOOKUP(1,-RIGHT(D7768,ROW($1:$80))))),\"\",-LOOKUP(1,-RIGHT(D7768,ROW($1:$80))))","v":""},""]
[null,"",0,"","","",{"$f":"IF(OR(ISBLANK($E$100),ISERROR(-LOOKUP(1,-RIGHT(D7769,ROW($1:$80))))),\"\",-LOOKUP(1,-RIGHT(D7769,ROW($1:$80))))","v":""},""]
[null,"",0,"","","",{"$f":"IF(OR(ISBLANK($E$100),ISERROR(-LOOKUP(1,-RIGHT(D7770,ROW($1:$80))))),\"\",-LOOKUP(1,-RIGHT(D7770,ROW($1:$80))))","v":""},""]
[null,"",0,"","","",{"$f":"IF(OR(ISBLANK($E$100),ISERROR(-LOOKUP(1,-RIGHT(D7771,ROW($1:$80))))),\"\",-LOOKUP(1,-RIGHT(D7771,ROW($1:$80))))","v":""},""]
[null,"",0,"","","",{"$f":"IF(OR(ISBLANK($E$100),ISERROR(-LOOKUP(1,-RIGHT(D7772,ROW($1:$80))))),\"\",-LOOKUP(1,-RIGHT(D7772,ROW($1:$80))))","v":""},""]
[null,"",0,"","","",{"$f":"IF(OR(ISBLANK($E$100),ISERROR(-LOOKUP(1,-RIGHT(D7773,ROW($1:$80))))),\"\",-LOOKUP(1,-RIGHT(D7773,ROW($1:$80))))","v":""},""]
[null,"",0,"","","",{"$f":"IF(OR(ISBLANK($E$100),ISERROR(-LOOKUP(1,-RIGHT(D7774,ROW($1:$80))))),\"\",-LOOKUP(1,-RIGHT(D7774,ROW($1:$80))))","v":""},""]
[null,"",0,"","","",{"$f":"IF(OR(ISBLANK($E$100),ISERROR(-LOOKUP(1,-RIGHT(D7775,ROW($1:$80))))),\"\",-LOOKUP(1,-RIGHT(D7775,ROW($1:$80))))","v":""},""]
[null,"",0,"","","",{"$f":"IF(OR(ISBLANK($E$100),ISERROR(-LOOKUP(1,-RIGHT(D7776,ROW($1:$80))))),\"\",-LOOKUP(1,-RIGHT(D7776,ROW($1:$80))))","v":""},""]
[null,"",0,"","","",{"$f":"IF(OR(ISBLANK($E$100),ISERROR(-LOOKUP(1,-RIGHT(D7777,ROW($1:$80))))),\"\",-LOOKUP(1,-RIGHT(D7777,ROW($1:$80))))","v":""},""]
[null,"",0,{"$f":"IF(AND((E7778<>\"\"),(ISNUMBER(VALUE(RIGHT(LEFT(E7778,(FIND(\"★\",E7778)-1)),1)))),(ISNUMBER(VALUE(RIGHT(LEFT(E7778,(FIND(\"★\",E7778)+1)),1))))),IF(ISERROR(FIND(\" \",LEFT(E7778,FIND(\"★\",E7778)-1))),IF(F7778=\"\",\"\",LEFT(F7778,FIND(\"★\",F7778)-1)),LEFT(E7778,FIND(\"★\",E7778)-1)),IF(F7778=\"\",\"\",LEFT(F7778,FIND(\"★\",F7778)-1)))","v":""},"","",{"$f":"IF(OR(ISBLANK($E$100),ISERROR(-LOOKUP(1,-RIGHT(D7778,ROW($1:$80))))),\"\",-LOOKUP(1,-RIGHT(D7778,ROW($1:$80))))","v":""},""]
[null,"",0,"","","",{"$f":"IF(OR(ISBLANK($E$100),ISERROR(-LOOKUP(1,-RIGHT(D7779,ROW($1:$80))))),\"\",-LOOKUP(1,-RIGHT(D7779,ROW($1:$80))))","v":""},""]
[null,"",0,"","","",{"$f":"IF(OR(ISBLANK($E$100),ISERROR(-LOOKUP(1,-RIGHT(D7780,ROW($1:$80))))),\"\",-LOOKUP(1,-RIGHT(D7780,ROW($1:$80))))","v":""},""]
[null,"",0,"","","",{"$f":"IF(OR(ISBLANK($E$100),ISERROR(-LOOKUP(1,-RIGHT(D7781,ROW($1:$80))))),\"\",-LOOKUP(1,-RIGHT(D7781,ROW($1:$80))))","v":""},""]
[null,"",0,"","","",{"$f":"IF(OR(ISBLANK($E$100),ISERROR(-LOOKUP(1,-RIGHT(D7782,ROW($1:$80))))),\"\",-LOOKUP(1,-RIGHT(D7782,ROW($1:$80))))","v":""},""]
[null,"",0,"","","",{"$f":"IF(OR(ISBLANK($E$100),ISERROR(-LOOKUP(1,-RIGHT(D7783,ROW($1:$80))))),\"\",-LOOKUP(1,-RIGHT(D7783,ROW($1:$80))))","v":""},""]
[null,"",0,"","","",{"$f":"IF(OR(ISBLANK($E$100),ISERROR(-LOOKUP(1,-RIGHT(D7784,ROW($1:$80))))),\"\",-LOOKUP(1,-RIGHT(D7784,ROW($1:$80))))","v":""},""]
[null,"",0,"","","",{"$f":"IF(OR(ISBLANK($E$100),ISERROR(-LOOKUP(1,-RIGHT(D7785,ROW($1:$80))))),\"\",-LOOKUP(1,-RIGHT(D7785,ROW($1:$80))))","v":""},""]
[null,"",0,"","","",{"$f":"IF(OR(ISBLANK($E$100),ISERROR(-LOOKUP(1,-RIGHT(D7786,ROW($1:$80))))),\"\",-LOOKUP(1,-RIGHT(D7786,ROW($1:$80))))","v":""},""]
[null,"",0,"","","",{"$f":"IF(OR(ISBLANK($E$100),ISERROR(-LOOKUP(1,-RIGHT(D7787,ROW($1:$80))))),\"\",-LOOKUP(1,-RIGHT(D7787,ROW($1:$80))))","v":""},""]
[null,"",0,"","","",{"$f":"IF(OR(ISBLANK($E$100),ISERROR(-LOOKUP(1,-RIGHT(D7788,ROW($1:$80))))),\"\",-LOOKUP(1,-RIGHT(D7788,ROW($1:$80))))","v":""},""]
[null,"",0,"","","",{"$f":"IF(OR(ISBLANK($E$100),ISERROR(-LOOKUP(1,-RIGHT(D7789,ROW($1:$80))))),\"\",-LOOKUP(1,-RIGHT(D7789,ROW($1:$80))))","v":""},""]
[null,{"$f":"IF(AND(AND(ISERROR(FIND(\"共同住宅\",H7790)),OR(ISNUMBER(FIND(\"事務所\",H7790)),ISNUMBER(FIND(\"ホテル\",H7790)),ISNUMBER(FIND(\"病院\",H7790)),ISNUMBER(FIND(\"店舗\",H7790)),ISNUMBER(FIND(\"百貨店\",H7790)),ISNUMBER(FIND(\"学校\",H7790)),ISNUMBER(FIND(\"飲食店\",H7790)),ISNUMBER(FIND(\"集会所\",H7790)),ISNUMBER(FIND(\"工場\",H7790)))),C7790=\"面積データ\",G7790<>\"\"),\"×\",\"\")","v":""},{"$f":"IF(ISERROR(MATCH(\"*(共通条件) 室仕様*\",E1700,0)),IF(ISERROR(MATCH(\"*様式*\",E1700,0)),C7789,\"\"),\"面積データ\")","v":0},"","","",{"$f":"IF(OR(ISBLANK($E$100),ISERROR(-LOOKUP(1,-RIGHT(D7790,ROW($1:$80))))),\"\",-LOOKUP(1,-RIGHT(D7790,ROW($1:$80))))","v":""},{"$f":"IF(ISERROR(MATCH(\"*■*\",E1700,0)),IF(AND(ISERROR(MATCH(\"Ver.*\",E1700,0)),ISERROR(MATCH(\"*入力シート*\",E1700,0)),C7790=\"面積データ\"),E1700&\" ■□\",\"\"),E1700)","v":""}]
[null,"",0,"",{"$f":"IF(OR(ISERROR(FIND(\"□\",H7791)),ISERROR(SUBSTITUTE(LEFT(H7791,(FIND(\"■\",H7791)-2)),\" \",\"★\",LEN(LEFT(H7791,(FIND(\"■\",H7791)-2)))-LEN(SUBSTITUTE(LEFT(H7791,(FIND(\"■\",H7791)-2)),\" \",\"\"))-2))),\"\",SUBSTITUTE(LEFT(H7791,(FIND(\"■\",H7791)-2)),\" \",\"★\",LEN(LEFT(H7791,(FIND(\"■\",H7791)-2)))-LEN(SUBSTITUTE(LEFT(H7791,(FIND(\"■\",H7791)-2)),\" \",\"\"))-2))","v":""},{"$f":"IF(ISERROR(SUBSTITUTE(LEFT(H7791,(FIND(\"■\",H7791)-2)),\" \",\"★\",LEN(LEFT(H7791,(FIND(\"■\",H7791)-2)))-LEN(SUBSTITUTE(LEFT(H7791,(FIND(\"■\",H7791)-2)),\" \",\"\"))-1)),\"\",SUBSTITUTE(LEFT(H7791,(FIND(\"■\",H7791)-2)),\" \",\"★\",LEN(LEFT(H7791,(FIND(\"■\",H7791)-2)))-LEN(SUBSTITUTE(LEFT(H7791,(FIND(\"■\",H7791)-2)),\" \",\"\"))-1))","v":""},{"$f":"IF(OR(ISBLANK($E$100),ISERROR(-LOOKUP(1,-RIGHT(D7791,ROW($1:$80))))),\"\",-LOOKUP(1,-RIGHT(D7791,ROW($1:$80))))","v":""},""]
[null,"",0,"","","",{"$f":"IF(OR(ISBLANK($E$100),ISERROR(-LOOKUP(1,-RIGHT(D7792,ROW($1:$80))))),\"\",-LOOKUP(1,-RIGHT(D7792,ROW($1:$80))))","v":""},""]
[null,"",0,"","","",{"$f":"IF(OR(ISBLANK($E$100),ISERROR(-LOOKUP(1,-RIGHT(D7793,ROW($1:$80))))),\"\",-LOOKUP(1,-RIGHT(D7793,ROW($1:$80))))","v":""},""]
[null,"",0,"","","",{"$f":"IF(OR(ISBLANK($E$100),ISERROR(-LOOKUP(1,-RIGHT(D7794,ROW($1:$80))))),\"\",-LOOKUP(1,-RIGHT(D7794,ROW($1:$80))))","v":""},""]
[null,"",0,"","","",{"$f":"IF(OR(ISBLANK($E$100),ISERROR(-LOOKUP(1,-RIGHT(D7795,ROW($1:$80))))),\"\",-LOOKUP(1,-RIGHT(D7795,ROW($1:$80))))","v":""},""]
[null,"",0,"","","",{"$f":"IF(OR(ISBLANK($E$100),ISERROR(-LOOKUP(1,-RIGHT(D7796,ROW($1:$80))))),\"\",-LOOKUP(1,-RIGHT(D7796,ROW($1:$80))))","v":""},""]
[null,"",0,"","","",{"$f":"IF(OR(ISBLANK($E$100),ISERROR(-LOOKUP(1,-RIGHT(D7797,ROW($1:$80))))),\"\",-LOOKUP(1,-RIGHT(D7797,ROW($1:$80))))","v":""},""]
[null,"",0,"","","",{"$f":"IF(OR(ISBLANK($E$100),ISERROR(-LOOKUP(1,-RIGHT(D7798,ROW($1:$80))))),\"\",-LOOKUP(1,-RIGHT(D7798,ROW($1:$80))))","v":""},""]
[null,"",0,"","","",{"$f":"IF(OR(ISBLANK($E$100),ISERROR(-LOOKUP(1,-RIGHT(D7799,ROW($1:$80))))),\"\",-LOOKUP(1,-RIGHT(D7799,ROW($1:$80))))","v":""},""]
[null,"",0,"","","",{"$f":"IF(OR(ISBLANK($E$100),ISERROR(-LOOKUP(1,-RIGHT(D7800,ROW($1:$80))))),\"\",-LOOKUP(1,-RIGHT(D7800,ROW($1:$80))))","v":""},""]
[null,"",0,"","","",{"$f":"IF(OR(ISBLANK($E$100),ISERROR(-LOOKUP(1,-RIGHT(D7801,ROW($1:$80))))),\"\",-LOOKUP(1,-RIGHT(D7801,ROW($1:$80))))","v":""},""]
[null,"",0,"","","",{"$f":"IF(OR(ISBLANK($E$100),ISERROR(-LOOKUP(1,-RIGHT(D7802,ROW($1:$80))))),\"\",-LOOKUP(1,-RIGHT(D7802,ROW($1:$80))))","v":""},""]
[null,"",0,"","","",{"$f":"IF(OR(ISBLANK($E$100),ISERROR(-LOOKUP(1,-RIGHT(D7803,ROW($1:$80))))),\"\",-LOOKUP(1,-RIGHT(D7803,ROW($1:$80))))","v":""},""]
[null,"",0,"","","",{"$f":"IF(OR(ISBLANK($E$100),ISERROR(-LOOKUP(1,-RIGHT(D7804,ROW($1:$80))))),\"\",-LOOKUP(1,-RIGHT(D7804,ROW($1:$80))))","v":""},""]
[null,"",0,"","","",{"$f":"IF(OR(ISBLANK($E$100),ISERROR(-LOOKUP(1,-RIGHT(D7805,ROW($1:$80))))),\"\",-LOOKUP(1,-RIGHT(D7805,ROW($1:$80))))","v":""},""]
[null,"",0,"","","",{"$f":"IF(OR(ISBLANK($E$100),ISERROR(-LOOKUP(1,-RIGHT(D7806,ROW($1:$80))))),\"\",-LOOKUP(1,-RIGHT(D7806,ROW($1:$80))))","v":""},""]
[null,"",0,"","","",{"$f":"IF(OR(ISBLANK($E$100),ISERROR(-LOOKUP(1,-RIGHT(D7807,ROW($1:$80))))),\"\",-LOOKUP(1,-RIGHT(D7807,ROW($1:$80))))","v":""},""]
[null,"",0,"","","",{"$f":"IF(OR(ISBLANK($E$100),ISERROR(-LOOKUP(1,-RIGHT(D7808,ROW($1:$80))))),\"\",-LOOKUP(1,-RIGHT(D7808,ROW($1:$80))))","v":""},""]
[null,"",0,"","","",{"$f":"IF(OR(ISBLANK($E$100),ISERROR(-LOOKUP(1,-RIGHT(D7809,ROW($1:$80))))),\"\",-LOOKUP(1,-RIGHT(D7809,ROW($1:$80))))","v":""},""]
[null,"",0,"","","",{"$f":"IF(OR(ISBLANK($E$100),ISERROR(-LOOKUP(1,-RIGHT(D7810,ROW($1:$80))))),\"\",-LOOKUP(1,-RIGHT(D7810,ROW($1:$80))))","v":""},""]
[null,"",0,"","","",{"$f":"IF(OR(ISBLANK($E$100),ISERROR(-LOOKUP(1,-RIGHT(D7811,ROW($1:$80))))),\"\",-LOOKUP(1,-RIGHT(D7811,ROW($1:$80))))","v":""},""]
[null,"",0,"","","",{"$f":"IF(OR(ISBLANK($E$100),ISERROR(-LOOKUP(1,-RIGHT(D7812,ROW($1:$80))))),\"\",-LOOKUP(1,-RIGHT(D7812,ROW($1:$80))))","v":""},""]
[null,"",0,"","","",{"$f":"IF(OR(ISBLANK($E$100),ISERROR(-LOOKUP(1,-RIGHT(D7813,ROW($1:$80))))),\"\",-LOOKUP(1,-RIGHT(D7813,ROW($1:$80))))","v":""},""]
[null,"",0,"","","",{"$f":"IF(OR(ISBLANK($E$100),ISERROR(-LOOKUP(1,-RIGHT(D7814,ROW($1:$80))))),\"\",-LOOKUP(1,-RIGHT(D7814,ROW($1:$80))))","v":""},""]
[null,"",0,"","","",{"$f":"IF(OR(ISBLANK($E$100),ISERROR(-LOOKUP(1,-RIGHT(D7815,ROW($1:$80))))),\"\",-LOOKUP(1,-RIGHT(D7815,ROW($1:$80))))","v":""},""]
[null,"",0,"","","",{"$f":"IF(OR(ISBLANK($E$100),ISERROR(-LOOKUP(1,-RIGHT(D7816,ROW($1:$80))))),\"\",-LOOKUP(1,-RIGHT(D7816,ROW($1:$80))))","v":""},""]
[null,"",0,"","","",{"$f":"IF(OR(ISBLANK($E$100),ISERROR(-LOOKUP(1,-RIGHT(D7817,ROW($1:$80))))),\"\",-LOOKUP(1,-RIGHT(D7817,ROW($1:$80))))","v":""},""]
[null,"",0,"","","",{"$f":"IF(OR(ISBLANK($E$100),ISERROR(-LOOKUP(1,-RIGHT(D7818,ROW($1:$80))))),\"\",-LOOKUP(1,-RIGHT(D7818,ROW($1:$80))))","v":""},""]
[null,"",0,"","","",{"$f":"IF(OR(ISBLANK($E$100),ISERROR(-LOOKUP(1,-RIGHT(D7819,ROW($1:$80))))),\"\",-LOOKUP(1,-RIGHT(D7819,ROW($1:$80))))","v":""},""]
[null,"",0,"","","",{"$f":"IF(OR(ISBLANK($E$100),ISERROR(-LOOKUP(1,-RIGHT(D7820,ROW($1:$80))))),\"\",-LOOKUP(1,-RIGHT(D7820,ROW($1:$80))))","v":""},""]
[null,"",0,"","","",{"$f":"IF(OR(ISBLANK($E$100),ISERROR(-LOOKUP(1,-RIGHT(D7821,ROW($1:$80))))),\"\",-LOOKUP(1,-RIGHT(D7821,ROW($1:$80))))","v":""},""]
[null,"",0,"","","",{"$f":"IF(OR(ISBLANK($E$100),ISERROR(-LOOKUP(1,-RIGHT(D7822,ROW($1:$80))))),\"\",-LOOKUP(1,-RIGHT(D7822,ROW($1:$80))))","v":""},""]
[null,"",0,"","","",{"$f":"IF(OR(ISBLANK($E$100),ISERROR(-LOOKUP(1,-RIGHT(D7823,ROW($1:$80))))),\"\",-LOOKUP(1,-RIGHT(D7823,ROW($1:$80))))","v":""},""]
[null,"",0,"","","",{"$f":"IF(OR(ISBLANK($E$100),ISERROR(-LOOKUP(1,-RIGHT(D7824,ROW($1:$80))))),\"\",-LOOKUP(1,-RIGHT(D7824,ROW($1:$80))))","v":""},""]
[null,"",0,"","","",{"$f":"IF(OR(ISBLANK($E$100),ISERROR(-LOOKUP(1,-RIGHT(D7825,ROW($1:$80))))),\"\",-LOOKUP(1,-RIGHT(D7825,ROW($1:$80))))","v":""},""]
[null,"",0,"","","",{"$f":"IF(OR(ISBLANK($E$100),ISERROR(-LOOKUP(1,-RIGHT(D7826,ROW($1:$80))))),\"\",-LOOKUP(1,-RIGHT(D7826,ROW($1:$80))))","v":""},""]
[null,"",0,"","","",{"$f":"IF(OR(ISBLANK($E$100),ISERROR(-LOOKUP(1,-RIGHT(D7827,ROW($1:$80))))),\"\",-LOOKUP(1,-RIGHT(D7827,ROW($1:$80))))","v":""},""]
[null,"",0,"","","",{"$f":"IF(OR(ISBLANK($E$100),ISERROR(-LOOKUP(1,-RIGHT(D7828,ROW($1:$80))))),\"\",-LOOKUP(1,-RIGHT(D7828,ROW($1:$80))))","v":""},""]
[null,"",0,"","","",{"$f":"IF(OR(ISBLANK($E$100),ISERROR(-LOOKUP(1,-RIGHT(D7829,ROW($1:$80))))),\"\",-LOOKUP(1,-RIGHT(D7829,ROW($1:$80))))","v":""},""]
[null,"",0,"","","",{"$f":"IF(OR(ISBLANK($E$100),ISERROR(-LOOKUP(1,-RIGHT(D7830,ROW($1:$80))))),\"\",-LOOKUP(1,-RIGHT(D7830,ROW($1:$80))))","v":""},""]
[null,"",0,"","","",{"$f":"IF(OR(ISBLANK($E$100),ISERROR(-LOOKUP(1,-RIGHT(D7831,ROW($1:$80))))),\"\",-LOOKUP(1,-RIGHT(D7831,ROW($1:$80))))","v":""},""]
[null,"",0,"","","",{"$f":"IF(OR(ISBLANK($E$100),ISERROR(-LOOKUP(1,-RIGHT(D7832,ROW($1:$80))))),\"\",-LOOKUP(1,-RIGHT(D7832,ROW($1:$80))))","v":""},""]
[null,"",0,"","","",{"$f":"IF(OR(ISBLANK($E$100),ISERROR(-LOOKUP(1,-RIGHT(D7833,ROW($1:$80))))),\"\",-LOOKUP(1,-RIGHT(D7833,ROW($1:$80))))","v":""},""]
[null,"",0,"","","",{"$f":"IF(OR(ISBLANK($E$100),ISERROR(-LOOKUP(1,-RIGHT(D7834,ROW($1:$80))))),\"\",-LOOKUP(1,-RIGHT(D7834,ROW($1:$80))))","v":""},""]
[null,"",0,"","","",{"$f":"IF(OR(ISBLANK($E$100),ISERROR(-LOOKUP(1,-RIGHT(D7835,ROW($1:$80))))),\"\",-LOOKUP(1,-RIGHT(D7835,ROW($1:$80))))","v":""},""]
[null,"",0,"","","",{"$f":"IF(OR(ISBLANK($E$100),ISERROR(-LOOKUP(1,-RIGHT(D7836,ROW($1:$80))))),\"\",-LOOKUP(1,-RIGHT(D7836,ROW($1:$80))))","v":""},""]
[null,"",0,"","","",{"$f":"IF(OR(ISBLANK($E$100),ISERROR(-LOOKUP(1,-RIGHT(D7837,ROW($1:$80))))),\"\",-LOOKUP(1,-RIGHT(D7837,ROW($1:$80))))","v":""},""]
[null,"",0,"","","",{"$f":"IF(OR(ISBLANK($E$100),ISERROR(-LOOKUP(1,-RIGHT(D7838,ROW($1:$80))))),\"\",-LOOKUP(1,-RIGHT(D7838,ROW($1:$80))))","v":""},""]
[null,"",0,"","","",{"$f":"IF(OR(ISBLANK($E$100),ISERROR(-LOOKUP(1,-RIGHT(D7839,ROW($1:$80))))),\"\",-LOOKUP(1,-RIGHT(D7839,ROW($1:$80))))","v":""},""]
[null,"",0,"","","",{"$f":"IF(OR(ISBLANK($E$100),ISERROR(-LOOKUP(1,-RIGHT(D7840,ROW($1:$80))))),\"\",-LOOKUP(1,-RIGHT(D7840,ROW($1:$80))))","v":""},""]
[null,"",0,"","","",{"$f":"IF(OR(ISBLANK($E$100),ISERROR(-LOOKUP(1,-RIGHT(D7841,ROW($1:$80))))),\"\",-LOOKUP(1,-RIGHT(D7841,ROW($1:$80))))","v":""},""]
[null,"",0,{"$f":"IF(AND((E7842<>\"\"),(ISNUMBER(VALUE(RIGHT(LEFT(E7842,(FIND(\"★\",E7842)-1)),1)))),(ISNUMBER(VALUE(RIGHT(LEFT(E7842,(FIND(\"★\",E7842)+1)),1))))),IF(ISERROR(FIND(\" \",LEFT(E7842,FIND(\"★\",E7842)-1))),IF(F7842=\"\",\"\",LEFT(F7842,FIND(\"★\",F7842)-1)),LEFT(E7842,FIND(\"★\",E7842)-1)),IF(F7842=\"\",\"\",LEFT(F7842,FIND(\"★\",F7842)-1)))","v":""},"","",{"$f":"IF(OR(ISBLANK($E$100),ISERROR(-LOOKUP(1,-RIGHT(D7842,ROW($1:$80))))),\"\",-LOOKUP(1,-RIGHT(D7842,ROW($1:$80))))","v":""},""]
[null,"",0,"","","",{"$f":"IF(OR(ISBLANK($E$100),ISERROR(-LOOKUP(1,-RIGHT(D7843,ROW($1:$80))))),\"\",-LOOKUP(1,-RIGHT(D7843,ROW($1:$80))))","v":""},""]
[null,"",0,"","","",{"$f":"IF(OR(ISBLANK($E$100),ISERROR(-LOOKUP(1,-RIGHT(D7844,ROW($1:$80))))),\"\",-LOOKUP(1,-RIGHT(D7844,ROW($1:$80))))","v":""},""]
[null,"",0,"","","",{"$f":"IF(OR(ISBLANK($E$100),ISERROR(-LOOKUP(1,-RIGHT(D7845,ROW($1:$80))))),\"\",-LOOKUP(1,-RIGHT(D7845,ROW($1:$80))))","v":""},""]
[null,"",0,"","","",{"$f":"IF(OR(ISBLANK($E$100),ISERROR(-LOOKUP(1,-RIGHT(D7846,ROW($1:$80))))),\"\",-LOOKUP(1,-RIGHT(D7846,ROW($1:$80))))","v":""},""]
[null,"",0,"","","",{"$f":"IF(OR(ISBLANK($E$100),ISERROR(-LOOKUP(1,-RIGHT(D7847,ROW($1:$80))))),\"\",-LOOKUP(1,-RIGHT(D7847,ROW($1:$80))))","v":""},""]
[null,"",0,"","","",{"$f":"IF(OR(ISBLANK($E$100),ISERROR(-LOOKUP(1,-RIGHT(D7848,ROW($1:$80))))),\"\",-LOOKUP(1,-RIGHT(D7848,ROW($1:$80))))","v":""},""]
[null,"",0,"","","",{"$f":"IF(OR(ISBLANK($E$100),ISERROR(-LOOKUP(1,-RIGHT(D7849,ROW($1:$80))))),\"\",-LOOKUP(1,-RIGHT(D7849,ROW($1:$80))))","v":""},""]
[null,"",0,"","","",{"$f":"IF(OR(ISBLANK($E$100),ISERROR(-LOOKUP(1,-RIGHT(D7850,ROW($1:$80))))),\"\",-LOOKUP(1,-RIGHT(D7850,ROW($1:$80))))","v":""},""]
[null,"",0,"","","",{"$f":"IF(OR(ISBLANK($E$100),ISERROR(-LOOKUP(1,-RIGHT(D7851,ROW($1:$80))))),\"\",-LOOKUP(1,-RIGHT(D7851,ROW($1:$80))))","v":""},""]
[null,"",0,"","","",{"$f":"IF(OR(ISBLANK($E$100),ISERROR(-LOOKUP(1,-RIGHT(D7852,ROW($1:$80))))),\"\",-LOOKUP(1,-RIGHT(D7852,ROW($1:$80))))","v":""},""]
[null,"",0,"","","",{"$f":"IF(OR(ISBLANK($E$100),ISERROR(-LOOKUP(1,-RIGHT(D7853,ROW($1:$80))))),\"\",-LOOKUP(1,-RIGHT(D7853,ROW($1:$80))))","v":""},""]
[null,{"$f":"IF(AND(AND(ISERROR(FIND(\"共同住宅\",H7854)),OR(ISNUMBER(FIND(\"事務所\",H7854)),ISNUMBER(FIND(\"ホテル\",H7854)),ISNUMBER(FIND(\"病院\",H7854)),ISNUMBER(FIND(\"店舗\",H7854)),ISNUMBER(FIND(\"百貨店\",H7854)),ISNUMBER(FIND(\"学校\",H7854)),ISNUMBER(FIND(\"飲食店\",H7854)),ISNUMBER(FIND(\"集会所\",H7854)),ISNUMBER(FIND(\"工場\",H7854)))),C7854=\"面積データ\",G7854<>\"\"),\"×\",\"\")","v":""},{"$f":"IF(ISERROR(MATCH(\"*(共通条件) 室仕様*\",E1764,0)),IF(ISERROR(MATCH(\"*様式*\",E1764,0)),C7853,\"\"),\"面積データ\")","v":0},"","","",{"$f":"IF(OR(ISBLANK($E$100),ISERROR(-LOOKUP(1,-RIGHT(D7854,ROW($1:$80))))),\"\",-LOOKUP(1,-RIGHT(D7854,ROW($1:$80))))","v":""},{"$f":"IF(ISERROR(MATCH(\"*■*\",E1764,0)),IF(AND(ISERROR(MATCH(\"Ver.*\",E1764,0)),ISERROR(MATCH(\"*入力シート*\",E1764,0)),C7854=\"面積データ\"),E1764&\" ■□\",\"\"),E1764)","v":""}]
[null,"",0,"",{"$f":"IF(OR(ISERROR(FIND(\"□\",H7855)),ISERROR(SUBSTITUTE(LEFT(H7855,(FIND(\"■\",H7855)-2)),\" \",\"★\",LEN(LEFT(H7855,(FIND(\"■\",H7855)-2)))-LEN(SUBSTITUTE(LEFT(H7855,(FIND(\"■\",H7855)-2)),\" \",\"\"))-2))),\"\",SUBSTITUTE(LEFT(H7855,(FIND(\"■\",H7855)-2)),\" \",\"★\",LEN(LEFT(H7855,(FIND(\"■\",H7855)-2)))-LEN(SUBSTITUTE(LEFT(H7855,(FIND(\"■\",H7855)-2)),\" \",\"\"))-2))","v":""},{"$f":"IF(ISERROR(SUBSTITUTE(LEFT(H7855,(FIND(\"■\",H7855)-2)),\" \",\"★\",LEN(LEFT(H7855,(FIND(\"■\",H7855)-2)))-LEN(SUBSTITUTE(LEFT(H7855,(FIND(\"■\",H7855)-2)),\" \",\"\"))-1)),\"\",SUBSTITUTE(LEFT(H7855,(FIND(\"■\",H7855)-2)),\" \",\"★\",LEN(LEFT(H7855,(FIND(\"■\",H7855)-2)))-LEN(SUBSTITUTE(LEFT(H7855,(FIND(\"■\",H7855)-2)),\" \",\"\"))-1))","v":""},{"$f":"IF(OR(ISBLANK($E$100),ISERROR(-LOOKUP(1,-RIGHT(D7855,ROW($1:$80))))),\"\",-LOOKUP(1,-RIGHT(D7855,ROW($1:$80))))","v":""},""]
[null,"",0,"","","",{"$f":"IF(OR(ISBLANK($E$100),ISERROR(-LOOKUP(1,-RIGHT(D7856,ROW($1:$80))))),\"\",-LOOKUP(1,-RIGHT(D7856,ROW($1:$80))))","v":""},""]
[null,"",0,"","","",{"$f":"IF(OR(ISBLANK($E$100),ISERROR(-LOOKUP(1,-RIGHT(D7857,ROW($1:$80))))),\"\",-LOOKUP(1,-RIGHT(D7857,ROW($1:$80))))","v":""},""]
[null,"",0,"","","",{"$f":"IF(OR(ISBLANK($E$100),ISERROR(-LOOKUP(1,-RIGHT(D7858,ROW($1:$80))))),\"\",-LOOKUP(1,-RIGHT(D7858,ROW($1:$80))))","v":""},""]
[null,"",0,"","","",{"$f":"IF(OR(ISBLANK($E$100),ISERROR(-LOOKUP(1,-RIGHT(D7859,ROW($1:$80))))),\"\",-LOOKUP(1,-RIGHT(D7859,ROW($1:$80))))","v":""},""]
[null,"",0,"","","",{"$f":"IF(OR(ISBLANK($E$100),ISERROR(-LOOKUP(1,-RIGHT(D7860,ROW($1:$80))))),\"\",-LOOKUP(1,-RIGHT(D7860,ROW($1:$80))))","v":""},""]
[null,"",0,"","","",{"$f":"IF(OR(ISBLANK($E$100),ISERROR(-LOOKUP(1,-RIGHT(D7861,ROW($1:$80))))),\"\",-LOOKUP(1,-RIGHT(D7861,ROW($1:$80))))","v":""},""]
[null,"",0,"","","",{"$f":"IF(OR(ISBLANK($E$100),ISERROR(-LOOKUP(1,-RIGHT(D7862,ROW($1:$80))))),\"\",-LOOKUP(1,-RIGHT(D7862,ROW($1:$80))))","v":""},""]
[null,"",0,"","","",{"$f":"IF(OR(ISBLANK($E$100),ISERROR(-LOOKUP(1,-RIGHT(D7863,ROW($1:$80))))),\"\",-LOOKUP(1,-RIGHT(D7863,ROW($1:$80))))","v":""},""]
[null,{"$f":"IF(ISERROR(VALUE(E6061)<0.79),IF(COUNTIF(B6190:B7863,\"×\"),\"×\",\"\"),IF(OR(COUNTIF(B6190:B7863,\"×\"),VALUE(E6061)<0.79),\"×\",\"\"))","v":""},null,null,"合計面積",null,{"$f":"SUM(G6190:G7863)","v":0}]
[]
[]
[]
[]
[]
[]
[]
[]
[]
[]
[]
[]
[]
[]
[]
[]
[]
[]
[]
[]
[]
[]
[]
[]
[]
[]
[]
[]
[]
[]
[]
[]
[]
[]
[]
[]
[]
[]
[]
[]
[]
[]
[]
[]
[]
[]
[]
[]
[]
[]
[]
[]
[]
[]
[]
[]
[]
[]
[]
[]
[]
[]
[]
[]
[]
[]
[]
[]
[]
[]
[]
[]
[]
[]
[]
[]
[]
[]
[]
[]
[]
[]
[]
[]
[]
[]
[]
[]
[]
[]
[]
[]
[]
[]
[]
[]
[]
[]
[]
[]
[]
[]
[]
[]
[]
[]
[]
[]
[]
[]
[]
[]
[]
[]
[]
[]
[]
[]
[]
[]
[]
[]
[]
[]
[]
[]
[]
[]
[]
[]
[]
[]
[]
[]
["非表示"]